## INFO
Beschreibung
buses | label | active | excess | shortage | shortage costs | excess costs
Defines thermal or electrical buses used in the energy syetem | Name of the component | (0,1) whether the component is active | (0,1) whether excess is allowed | (0,1) whether shortage is allowed | cost per unit flow shortage | cost per unit flow excess
|  |  | if set (=1), additional sink is created | if set (=1), additional source is created
sources | label | active | to | variable costs | emission_factor | annual_max | waste_heat
Defines the non-renewable energy sources such as fuels, | Name of the component | (0,1) whether the component is active | output bus | cost per unit flow in €/kWh Brennwert | CO2-Emission in kg/kWh Brennwert | maximum total amount in the year | (0,1) whether waste heat
electricity grids, etc. | [5 empty] | in kWh | is used as energy source
renewables | label | active | to | invest | ep_costs | capacity | emission_factor
Defines renewable energy sources | Name of the component | (0,1) whether the component is active | output bus | (0,1) whether investment cost optimization | specific annuity cost per installed | installed capacity of the component | CO2-Emission in kg/kWh Brennwert
|  |  |  | of the component is desired | capacity in Euro/(Jahr*kW) | if investmode is NOT selected
demand | label | active | from | nominal value
Defines total heat or electricity demand | Name of the component | (0,1) whether the component is active | input bus | total demand in kWh
transformers | label | active | n_inputs | n_outputs | from | to 1 | efficiency 1 | capacity 1 | variable efficiency | variable input costs | invest | ep_costs | minimum | maximum | offset
Defines general transformers with 1 input and 1 output | Name of the component | (0,1) whether the component is active | number of input buses | number of output buses | input bus | output bus | conversionfactor for conversion | installed capacity of the component |  | cost per unit flow in €/kWh | (0,1) whether investment cost optimization | specific annuity cost per installed | invest border for minimum | invest border for maximum | existing capacity of component
[7 empty] | of input to output | if investmode is NOT selceted, in kW |  |  | of the component is desired | capacity in €/(Jahr*kW) | installed capacity in kW | installed capacity in kW | at start of project horizon in kW
chp | label | active | n_inputs | n_outputs | from | to 1 | to 2 | efficiency 1 | efficiency 2 | capacity 1 | capacity 2 | variable efficiency | variable input costs | invest | ep_costs | minimum | maximum | offset
Defines the CHP-plants | Name of the component | (0,1) whether the component is active | number of input buses | number of output buses | input bus | output bus | output bus | conversionfactor for conversion | conversionfactor for conversion | installed capacity of the component | installed capacity of the component |  | cost per unit flow in €/kWh | (0,1) whether investment cost optimization | specific annuity cost per installed | invest border for minimum | invest border for maximum | existing capacity of component
[7 empty] | of input to output 1 | of input to output 2 | if investmode is NOT selceted, in kW | if investmode is NOT selceted, in kW | if investmode is NOT selceted, in kW |  |  | of the component is desired | capacity in €/(Jahr*kW) | installed capacity in kW | installed capacity in kW | at start of project horizon in kW
hp | label | active | n_inputs | n_outputs | from | from_2 | to 1 | efficiency 1 | capacity 1 | variable efficiency | variable input costs | invest | ep_costs | minimum | maximum | offset
Defines the simplified heat pump transformers | Name of the component | (0,1) whether the component is active | number of input buses | number of output buses | input bus | input bus | output bus | conversionfactor for conversion | installed capacity of the component |  | cost per unit flow in €/kWh | (0,1) whether investment cost optimization | specific annuity cost per installed | invest border for minimum | invest border for maximum | existing capacity of component
[8 empty] | of input 1 to output | if investmode is NOT selceted, in kW |  |  | of the component is desired | capacity in Euro/(Jahr*kW) | installed capacity in kW | installed capacity in kW | at start of project horizon in kW
feed_in_trafo | label | active | n_inputs | n_outputs | from | to 1 | efficiency 1 | capacity 1 | variable efficiency | variable input costs | invest | ep_costs | minimum | maximum | offset | emission_factor | runtime_limit
Defines components for calculating cost savings and CO2 | Name of the component | (0,1) whether the component is active | number of input buses | number of output buses | input bus | output bus | conversionfactor for conversion | installed capacity of the component |  | cost per unit flow in €/kWh | (0,1) whether investment cost optimization | specific annuity cost per installed | invest border for minimum | invest border for maximum | existing capacity of component | CO2-Emission in kg/kWh | (0,1) whether maximum runtime
reduction by feeding self-generated electricity into the grid | [6 empty] | of input to output | if investmode is NOT selceted, in kW |  |  | of the component is desired | capacity in €/(Jahr*kW) | installed capacity in kW | installed capacity in kW | at start of project horizon in kW |  | per year is limited, e.g. funding
time of chp plants
time_series | Last.fix | PV.fix | WP.fix
Defines time dependent inputs | normalized heat or el. | specific PV yield in kW/m2 | COP values of the heat pumps
demand for one year
storages
Defines thermal or electrical storages

## buses
label | active | excess | shortage | shortage costs | excess costs
b_th_HT | 1 | 1 | 1 | 1e+20 | 1e+20
b_th_LT | 1 | 1 | 1 | 1e+20 | 1e+20
b_el | 1 | 1 | 1 | 1e+20 | 1e+20
b_el_Einspeisung | 1 | 1 | 1 | 1e+20 | 0
b_s_LPM | 1 | 1 | 1 | 1e+20 | 1e+20
b_s_BM_W | 1 | 1 | 1 | 1e+20 | 1e+20
b_s_BM_P | 1 | 1 | 1 | 1e+20 | 1e+20
b_s_BG | 1 | 1 | 1 | 1e+20 | 1e+20
b_s_NG | 1 | 1 | 1 | 1e+20 | 1e+20
b_s_GS_C | 1 | 1 | 1 | 1e+20 | 1e+20
b_s_GS_B | 1 | 1 | 1 | 1e+20 | 1e+20
b_s_WW | 1 | 1 | 1 | 1e+20 | 1e+20
b_pipe_1 | 1 | 1 | 1 | 1e+20 | 1e+20
b_pipe_2 | 1 | 1 | 1 | 1e+20 | 1e+20
b_el_PV | 1 | 1 | 1 | 1e+20 | 1e+20
b_PV_50 | 1 | 1 | 1 | 1e+20 | 1e+20
b_PV_100 | 1 | 1 | 1 | 1e+20 | 1e+20
b_PV_750 | 1 | 1 | 1 | 1e+20 | 1e+20
b_PV_1000 | 1 | 1 | 1 | 1e+20 | 1e+20
b_el_CHP | 1 | 1 | 1 | 1e+20 | 1e+20

## sources
label | active | to | variable costs | emission factor | nominal value | full load time | annual max
el | 1 | b_el | 0.20616 | 0.34 | 10000000000 | 8760
LPM | 1 | b_s_LPM | 0.01725 | 0.026 | 10000000000 | 8760
BM_W | 1 | b_s_BM_W | 0.03215 | 0.026 | 10000000000 | 8760
BM_P | 1 | b_s_BM_P | 0.0768 | 0.029 | 10000000000 | 8760
BG | 1 | b_s_BG | 0.08 | 0.12 | 10000000000 | 8760
NG | 1 | b_s_NG | 0.06361 | 0.24 | 10000000000 | 8760
GS_C | 1 | b_s_GS_C | 0 | 0 | 10000000000 | 8760
GS_B | 1 | b_s_GS_B | 0 | 0 | 10000000000 | 8760
WW | 1 | b_s_WW | 0 | 0 | 10000000000 | 8760

## renewables
label | type | active | to | invest | ep_costs | capacity | emission_factor | maximum
PV_50 | PV | 0 | b_PV_50 | 1 | 8.65 | 1 | 0 | 480
PV_100 | PV | 1 | b_PV_100 | 1 | 8.081 | 1 | 0 | 2000
PV_750 | PV | 0 | b_PV_750 | 1 | 6.6 | 1 | 0 | 4800
PV_1000 | PV | 0 | b_PV_1000 | 1 | 6.416 | 1 | 0 | 10000000000

## demand
label | active | from | nominal value | Demand in MWh/a | Demand in GWh/a
Last_SH | 1 | b_th_HT | 5917403.1498 | 5917.4031 | 5.9174
Last_DHW | 1 | b_th_HT | 866792.6075 | 866.7926 | 0.86679
Loss | 1 | b_th_HT | 339209.7879 | 339.2098 | 0.33921

## transformers
label | active | RKW | WP | Anlage | n_inputs | n_outputs | from | to | efficiency | capacity | full_load_t | variable efficiency | variable input costs | invest | ep_costs | minimum | maximum | offset | renewable_share | BM | nonconvex
B_NG_100_X | 0 | - | no | - | 1 | 1 |  | b_th_HT | 0.97 | 1 | 8760 |  | 0 | 1 | 30.1 | 0 | 800 | 0 |  |  | FALSE
B_NG_1000_X | 0 | - | no | - | 1 | 1 |  | b_th_HT | 0.97 | 1 | 8760 |  | 0 | 1 | 7.68 | 800 | 10000000000 | 0 |  |  | TRUE
B_BG_100_X | 0 | - | no | - | 1 | 1 |  | b_th_HT | 0.97 | 1 | 8760 |  | 0 | 1 | 20.36 | 0 | 800 | 0 |  |  | FALSE
B_BG_1000_X | 0 | - | no | - | 1 | 1 |  | b_th_HT | 0.97 | 1 | 8760 |  | 0 | 1 | 5.27 | 800 | 10000000000 | 0 |  |  | TRUE
B_BM_500_X | 0 | - | no | - | 1 | 1 |  | b_th_HT | 0.85 | 1 | 8760 |  | 0 | 1 | 48.39 | 0 | 800 | 0 |  |  | FALSE
B_BM_1000_X | 0 | - | no | - | 1 | 1 |  | b_th_HT | 0.85 | 1 | 8760 |  | 0 | 1 | 44.95 | 800 | 10000000000 | 0 |  |  | TRUE
P2H_100_X | 0 | - | no | - | 1 | 1 | b_el | b_th_HT | 0.99 | 1 | 8760 |  | 0 | 1 | 18.05 | 0 | 400 | 0 |  |  | FALSE
P2H_500_X | 0 | - | no | - | 1 | 1 | b_el | b_th_HT | 0.99 | 1 | 8760 |  | 0 | 1 | 7.55 | 400 | 10000000000 | 0 |  |  | TRUE
P2H_LC_100_x | 0 | - | no | - | 1 | 1 | b_el | b_th_HT | 0.99 | 1 | 8760 |  | 0 | 1 | 18.05 | 0 | 10000000000 | 0 |  |  | FALSE
DHS_X | 0 | - | no | - | 1 | 1 | b_s_DHS | b_th_HT | 0.99 | 1 | 8760 |  | 0 | 1 | 10 | 0 | 10000000000 | 0 |  |  | FALSE
z_pipe_X | 0 | - | no | - | 1 | 1 | b_pipe_1 | b_pipe_2 | 1 | 1 | 8760 |  | 0 | 1 |  |  |  | 0 |  |  | FALSE
z_HT_LT | 1 | - | no | - | 1 | 1 | b_th_HT | b_th_LT | 1 | 10000000000 | 8760 |  | 0 | 0 |  |  |  | 0 |  |  | FALSE
PV_plant_50 | 0 | - | no | - | 1 | 1 | b_PV_50 | b_el_PV | 0.2 | 1 | 8760 |  | 0 | 1 | 8.65 | 0 | 400 | 0 |  |  | FALSE
PV_plant_100 | 1 | - | no | - | 1 | 1 | b_PV_100 | b_el_PV | 0.2 | 1 | 8760 |  | 0 | 1 | 8.081 | 0 | 1901.1111 | 0 |  |  | FALSE
PV_plant_750 | 0 | - | no | - | 1 | 1 | b_PV_750 | b_el_PV | 0.2 | 1 | 8760 |  | 0 | 1 | 6.6 | 3000 | 4000 | 0 |  |  | FALSE
PV_plant_1000 | 0 | - | no | - | 1 | 1 | b_PV_1000 | b_el_PV | 0.2 | 1 | 8760 |  | 0 | 1 | 6.416 | 4000 | 10000000000 | 0 |  |  | FALSE
z_PV_el | 1 | - | no | - | 1 | 1 | b_el_PV | b_el | 1 | 10000000000 | 8760 |  | 0 | 0 |  |  |  | 0 |  |  | FALSE
z_CHP_el | 1 | - | no | - | 1 | 1 | b_el_CHP | b_el | 1 | 10000000000 | 8760 |  | 0 | 0 |  |  |  | 0 |  |  | FALSE
z_pipe_X | 1 | - | no | - | 1 | 1 | b_pipe_1 | b_pipe_2 | 1 | 1 | 8760 |  | 0 | 1 | 72.144 | 469.1269 | 469.1269 | 0 |  |  | FALSE
P2H_100 | 1 | - | no | - | 1 | 1 | b_el | b_th_HT | 0.99 | 1 | 8760 |  | 0 | 1 | 18.05 | 0 | 400 | 0 |  |  | FALSE
P2H_500 | 1 | - | no | - | 1 | 1 | b_el | b_th_HT | 0.99 | 1 | 8760 |  | 0 | 1 | 7.55 | 400 | 10000000000 | 0 |  |  | TRUE
B_BG_100 | 1 | - | no | - | 1 | 1 | b_s_BG | b_th_HT | 0.97 | 1 | 8760 |  | 0 | 1 | 20.36 | 0 | 800 | 0 |  |  | FALSE
B_BG_1000 | 1 | - | no | - | 1 | 1 | b_s_BG | b_th_HT | 0.97 | 1 | 8760 |  | 0 | 1 | 5.27 | 800 | 10000000000 | 0 |  |  | TRUE

## chp
label | active | n_inputs | n_outputs | from | to 1 | to 2 | efficiency 1 | efficiency 2 | variable efficiency | variable input costs | invest | ep_costs | existing | minimum | maximum | offset | renewable_share | nonconvex
CHP_NG_10_X | 0 | 1 | 2 |  | b_th_HT | b_el_CHP | 0.55 | 0.35 |  | 0 | 1 | 351.77 | 0 | 0 | 20 | 0 | 0 | FALSE
CHP_NG_25_X | 0 | 1 | 2 |  | b_th_HT | b_el_CHP | 0.54 | 0.36 |  | 0 | 1 | 253.58 | 0 | 20 | 40 | 0 | 0 | TRUE
CHP_NG_50_X | 0 | 1 | 2 |  | b_th_HT | b_el_CHP | 0.53 | 0.37 |  | 0 | 1 | 203.37 | 0 | 40 | 80 | 0 | 0 | TRUE
CHP_NG_100_X | 0 | 1 | 2 |  | b_th_HT | b_el_CHP | 0.52 | 0.36 |  | 0 | 1 | 163.76 | 0 | 80 | 400 | 0 | 0 | TRUE
CHP_NG_500_X | 0 | 1 | 2 |  | b_th_HT | b_el_CHP | 0.47 | 0.4 |  | 0 | 1 | 119.15 | 0 | 400 | 800 | 0 | 0 | TRUE
CHP_NG_1000_X | 0 | 1 | 2 |  | b_th_HT | b_el_CHP | 0.45 | 0.42 |  | 0 | 1 | 98.53 | 0 | 800 | 100000 | 0 | 0 | TRUE
CHP_BG_25_X | 0 | 1 | 2 |  | b_th_HT | b_el_CHP | 0.54 | 0.36 |  | 0 | 1 | 93.58 | 0 | 0 | 80 | 0 | 0 | FALSE
CHP_BG_100_X | 0 | 1 | 2 |  | b_th_HT | b_el_CHP | 0.52 | 0.36 |  | 0 | 1 | 25.01 | 0 | 80 | 800 | 0 | 0 | TRUE
CHP_BG_1000_X | 0 | 1 | 2 |  | b_th_HT | b_el_CHP | 0.45 | 0.42 |  | 0 | 1 | 0.01 | 0 | 800 | 100000 | 0 | 0 | TRUE
CHP_BG_25 | 1 | 1 | 2 | b_s_BG | b_th_HT | b_el_CHP | 0.54 | 0.36 |  | 0 | 1 | 93.58 | 0 | 0 | 80 | 0 | 0 | FALSE
CHP_BG_100 | 1 | 1 | 2 | b_s_BG | b_th_HT | b_el_CHP | 0.52 | 0.36 |  | 0 | 1 | 25.01 | 0 | 80 | 800 | 0 | 0 | TRUE
CHP_BG_1000 | 1 | 1 | 2 | b_s_BG | b_th_HT | b_el_CHP | 0.45 | 0.42 |  | 0 | 1 | 0.01 | 0 | 800 | 100000 | 0 | 0 | TRUE

## hp
label | type | active | n_inputs | n_outputs | from | from_2 | to 1 | to 2 | efficiency 1 | efficiency 2 | capacity 1 | capacity 2 | variable efficiency | variable input costs | invest | ep_costs | minimum | maximum | offset | renewable_share | nonconvex
ASHP_10_X | ASHP_HT | 0 | 1 | 1 | b_el |  | b_th_HT | 1 | 1 | 1 | 1e+20 |  | 1 | 0 | 1 | 171.71 | 0 | 16 | 0 | 0 | False
ASHP_20_X | ASHP_HT | 0 | 1 | 1 | b_el |  | b_th_HT | 1 | 1 | 1 | 1e+20 |  | 1 | 0 | 1 | 135.53 | 16 | 40 | 0 | 0 | True
ASHP_50_X | ASHP_HT | 0 | 1 | 1 | b_el |  | b_th_HT | 1 | 1 | 1 | 1e+20 |  | 1 | 0 | 1 | 111.06 | 40 | 80 | 0 | 0 | True
ASHP_100_X | ASHP_HT | 0 | 1 | 1 | b_el |  | b_th_HT | 1 | 1 | 1 | 1e+20 |  | 1 | 0 | 1 | 91.09 | 80 | 800 | 0 | 0 | True
ASHP_1000_X | ASHP_HT | 0 | 1 | 1 | b_el |  | b_th_HT | 1 | 1 | 1 | 1e+20 |  | 1 | 0 | 1 | 86.05 | 800 | 1600 | 0 | 0 | True
ASHP_2000_X | ASHP_HT | 0 | 1 | 1 | b_el |  | b_th_HT | 1 | 1 | 1 | 1e+20 |  | 1 | 0 | 1 | 75.62 | 1600 | 10000000000 | 0 | 0 | True
GSHP_C_10_X | GSHP_C_HT | 0 | 2 | 1 | b_el | b_s_GS_C | b_th_HT | 1 | 1 | 1 | 1e+20 | 1e+20 | 1 | 0 | 1 | 208.7 | 0 | 16 | 0 | 0 | False
GSHP_C_20_X | GSHP_C_HT | 0 | 2 | 1 | b_el | b_s_GS_C | b_th_HT | 1 | 1 | 1 | 1e+20 | 1e+20 | 1 | 0 | 1 | 117.24 | 16 | 40 | 0 | 0 | True
GSHP_C_50_X | GSHP_C_HT | 0 | 2 | 1 | b_el | b_s_GS_C | b_th_HT | 1 | 1 | 1 | 1e+20 | 1e+20 | 1 | 0 | 1 | 103.38 | 40 | 80 | 0 | 0 | True
GSHP_C_100_X | GSHP_C_HT | 0 | 2 | 1 | b_el | b_s_GS_C | b_th_HT | 1 | 1 | 1 | 1e+20 | 1e+20 | 1 | 0 | 1 | 91.77 | 80 | 10000000000 | 0 | 0 | True
GSHP_B_10_X | GSHP_B_HT | 0 | 2 | 1 | b_el | b_s_GS_B | b_th_HT | 1 | 1 | 1 | 1e+20 | 1e+20 | 1 | 0 | 1 | 244.17 | 0 | 16 | 0 | 0 | False
GSHP_B_20_X | GSHP_B_HT | 0 | 2 | 1 | b_el | b_s_GS_B | b_th_HT | 1 | 1 | 1 | 1e+20 | 1e+20 | 1 | 0 | 1 | 195.71 | 16 | 40 | 0 | 0 | True
GSHP_B_50_X | GSHP_B_HT | 0 | 2 | 1 | b_el | b_s_GS_B | b_th_HT | 1 | 1 | 1 | 1e+20 | 1e+20 | 1 | 0 | 1 | 167.29 | 40 | 80 | 0 | 0 | True
GSHP_B_100_X | GSHP_B_HT | 0 | 2 | 1 | b_el | b_s_GS_B | b_th_HT | 1 | 1 | 1 | 1e+20 | 1e+20 | 1 | 0 | 1 | 145.35 | 80 | 10000000000 | 0 | 0 | True
WWSHP_100_X | WWSHP | 0 | 2 | 1 | b_el | b_s_WW | b_th_HT | 1 | 1 | 1 | 1e+20 | 1e+20 | 1 | 0 | 1 | 180.85 | 0 | 160 | 0 | 0 | False
WWSHP_200_X | WWSHP | 0 | 2 | 1 | b_el | b_s_WW | b_th_HT | 1 | 1 | 1 | 1e+20 | 1e+20 | 1 | 0 | 1 | 149.86 | 160 | 400 | 0 | 0 | True
WWSHP_500_X | WWSHP | 0 | 2 | 1 | b_el | b_s_WW | b_th_HT | 1 | 1 | 1 | 1e+20 | 1e+20 | 1 | 0 | 1 | 131.1 | 400 | 800 | 0 | 0 | True
WWSHP_1000_X | WWSHP | 0 | 2 | 1 | b_el | b_s_WW | b_th_HT | 1 | 1 | 1 | 1e+20 | 1e+20 | 1 | 0 | 1 | 123.33 | 800 | 10000000000 | 0 | 0 | True
ASHP_LC_10_X | ASHP_HT | 0 | 1 | 1 | b_el |  | b_th_HT | 1 | 1 | 1 | 1e+20 |  | 1 | 0 | 1 | 171.71 | 0 | 10000000000 | 0 | 0 | False
ASHP_LC_20_X | ASHP_HT | 0 | 1 | 1 | b_el |  | b_th_HT | 1 | 1 | 1 | 1e+20 |  | 1 | 0 | 1 | 135.53 | 0 | 10000000000 | 0 | 0 | False
ASHP_LC_50_X | ASHP_HT | 0 | 1 | 1 | b_el |  | b_th_HT | 1 | 1 | 1 | 1e+20 |  | 1 | 0 | 1 | 111.06 | 0 | 10000000000 | 0 | 0 | False
ASHP_LC_100_X | ASHP_HT | 0 | 1 | 1 | b_el |  | b_th_HT | 1 | 1 | 1 | 1e+20 |  | 1 | 0 | 1 | 91.09 | 0 | 10000000000 | 0 | 0 | False
ASHP_10 | ASHP_HT | 1 | 1 | 1 | b_el |  | b_th_HT | 1 | 1 | 1 | 1e+20 |  | 1 | 0 | 1 | 171.71 | 0 | 16 | 0 | 0 | False
ASHP_20 | ASHP_HT | 1 | 1 | 1 | b_el |  | b_th_HT | 1 | 1 | 1 | 1e+20 |  | 1 | 0 | 1 | 135.53 | 16 | 40 | 0 | 0 | True
ASHP_50 | ASHP_HT | 1 | 1 | 1 | b_el |  | b_th_HT | 1 | 1 | 1 | 1e+20 |  | 1 | 0 | 1 | 111.06 | 40 | 80 | 0 | 0 | True
ASHP_100 | ASHP_HT | 1 | 1 | 1 | b_el |  | b_th_HT | 1 | 1 | 1 | 1e+20 |  | 1 | 0 | 1 | 91.09 | 80 | 800 | 0 | 0 | True
ASHP_1000 | ASHP_HT | 1 | 1 | 1 | b_el |  | b_th_HT | 1 | 1 | 1 | 1e+20 |  | 1 | 0 | 1 | 86.05 | 800 | 1600 | 0 | 0 | True
ASHP_2000 | ASHP_HT | 1 | 1 | 1 | b_el |  | b_th_HT | 1 | 1 | 1 | 1e+20 |  | 1 | 0 | 1 | 75.62 | 1600 | 10000000000 | 0 | 0 | True

## z_hp
label | type | active | n_inputs | n_outputs | from | from_2 | to | to_2 | efficiency_1 | efficiency_2 | capacity_1 | capacity_2 | variable efficiency | variable input costs | invest | ep_costs | minimum | maximum | offset | renewable_share | nonconvex

## feed_in_trafo
label | active | n_inputs | n_outputs | from | to 1 | efficiency 1 | efficiency 2 | capacity 1 | capacity 2 | variable efficiency | variable input costs | invest | ep_costs | minimum | maximum | offset | emission_factor | runtime_limit
z_BHKW_Einspeisung_mF_50 | 0 | 1 | 1 | b_el_BHKW_50 | b_el_Einspeisung | 1 |  | 10000000000 |  |  | -0.16 | 0 | [5 empty] | 1
z_BHKW_Einspeisung_mF_100 | 0 | 1 | 1 | b_el_BHKW_100 | b_el_Einspeisung | 1 |  | 10000000000 |  |  | -0.07 | 0 | [5 empty] | 1
z_BHKW_Einspeisung_mF_500 | 0 | 1 | 1 | b_el_BHKW_500 | b_el_Einspeisung | 1 |  | 10000000000 |  |  | -0.051 | 0 | [5 empty] | 1
z_BHKW_Einspeisung_mF_1000 | 0 | 1 | 1 | b_el_BHKW_1000 | b_el_Einspeisung | 1 |  | 10000000000 |  |  | -0.0587 | 0 | [5 empty] | 1
z_BHKW_Einspeisung_oF_50 | 0 | 1 | 1 | b_el_BHKW_50 | b_el_Einspeisung | 1 |  | 10000000000 |  |  | -0.001 | 0 | [5 empty] | 0
z_BHKW_Einspeisung_oF_100 | 0 | 1 | 1 | b_el_BHKW_100 | b_el_Einspeisung | 1 |  | 10000000000 |  |  | -0.001 | 0 | [5 empty] | 0
z_BHKW_Einspeisung_oF_500 | 0 | 1 | 1 | b_el_BHKW_500 | b_el_Einspeisung | 1 |  | 10000000000 |  |  | -0.001 | 0 | [5 empty] | 0
z_BHKW_Einspeisung_oF_1000 | 0 | 1 | 1 | b_el_BHKW_1000 | b_el_Einspeisung | 1 |  | 10000000000 |  |  | -0.001 | 0 | [5 empty] | 0
z_PV_Einspeisung | 1 | 1 | 1 | b_el_PV | b_el_Einspeisung | 1 |  | 10000000000 |  |  | -0.067 | 0 |  |  |  |  | -0.34 | 0
z_CHP_Einspeisung | 1 | 1 | 1 | b_el_CHP | b_el_Einspeisung | 1 |  | 10000000000 |  |  | -0.001 | 0 |  |  |  |  | -0.34 | 0

## time_series
timestamp | Last_SH.fix | Loss.fix | ASHP_HT.fix | GSHP_C_HT.fix | GSHP_B_HT.fix | ASHP_NT.fix | GSHP_C_NT.fix | GSHP_B_NT.fix | WWSHP.fix | DWD_Temperature_C.fix | PV.fix | Last_DHW.fix
0 | 0.00019061 | 5.7184e-05 | 3.0893 | 3.061 | 3.4273 | 4.616 | 4.5491 | 5.4742 | 3.4273 | 6.08 | 0 | 0
1 | 0.00019275 | 0.0001424 | 3.0836 | 3.0612 | 3.4273 | 4.6024 | 4.5496 | 5.4742 | 3.4273 | 5.98 | 0 | 1.9317e-05
2 | 0.00018891 | 0.00014094 | 3.0939 | 3.0614 | 3.4273 | 4.6269 | 4.55 | 5.4742 | 3.4273 | 6.16 | 0 | 2.2389e-05
3 | 0.00018762 | 0.00014056 | 3.0973 | 3.0616 | 3.4273 | 4.6351 | 4.5505 | 5.4742 | 3.4273 | 6.22 | 0 | 1.8608e-05
4 | 0.00018549 | 0.00013992 | 3.1031 | 3.0617 | 3.4273 | 4.6489 | 4.5508 | 5.4742 | 3.4273 | 6.32 | 0 | 2.3866e-05
5 | 0.00018078 | 0.00013852 | 3.1159 | 3.0619 | 3.4273 | 4.6795 | 4.5512 | 5.4742 | 3.4273 | 6.54 | 0 | 2.4752e-05
6 | 0.00017737 | 0.00013749 | 3.1252 | 3.062 | 3.4273 | 4.702 | 4.5515 | 5.4742 | 3.4273 | 6.7 | 0 | 2.5106e-05
7 | 0.00017053 | 0.00013519 | 3.1441 | 3.0621 | 3.4273 | 4.7476 | 4.5518 | 5.4742 | 3.4273 | 7.02 | 0 | 0.00049498
8 | 0.00016668 | 0.00013416 | 3.1548 | 3.0622 | 3.4273 | 4.7736 | 4.5519 | 5.4742 | 3.4273 | 7.2 | 0.0077778 | 0.00053143
9 | 0.00016454 | 0.00013372 | 3.1608 | 3.0622 | 3.4273 | 4.7882 | 4.552 | 5.4742 | 3.4273 | 7.3 | 0.055556 | 0.00013215
10 | 0.00015771 | 0.00013162 | 3.1801 | 3.0623 | 3.4273 | 4.8355 | 4.5521 | 5.4742 | 3.4273 | 7.62 | 0.073131 | 0.00013611
11 | 0.0001513 | 0.00012972 | 3.1984 | 3.0623 | 3.4273 | 4.8808 | 4.5522 | 5.4742 | 3.4273 | 7.92 | 0.065556 | 9.251e-05
12 | 0.00014104 | 0.00012624 | 3.2282 | 3.0623 | 3.4273 | 4.9549 | 4.5523 | 5.4742 | 3.4273 | 8.4 | 0.065556 | 7.6855e-05
13 | 0.00013805 | 0.00012593 | 3.237 | 3.0624 | 3.4273 | 4.977 | 4.5524 | 5.4742 | 3.4273 | 8.54 | 0.083889 | 8.6839e-05
14 | 0.00014403 | 0.00012773 | 3.2195 | 3.0624 | 3.4273 | 4.933 | 4.5525 | 5.4742 | 3.4273 | 8.26 | 0.023889 | 7.5733e-05
15 | 0.00014403 | 0.00012757 | 3.2195 | 3.0625 | 3.4273 | 4.933 | 4.5526 | 5.4742 | 3.4273 | 8.26 | 0.0061111 | 0.00030157
16 | 0.0001513 | 0.00012971 | 3.1984 | 3.0625 | 3.4273 | 4.8808 | 4.5527 | 5.4742 | 3.4273 | 7.92 | 0 | 0.00027239
17 | 0.00014788 | 0.00012861 | 3.2083 | 3.0625 | 3.4273 | 4.9052 | 4.5527 | 5.4742 | 3.4273 | 8.08 | 0 | 4.7318e-05
18 | 0.00014788 | 0.00012848 | 3.2083 | 3.0625 | 3.4273 | 4.9052 | 4.5527 | 5.4742 | 3.4273 | 8.08 | 0 | 5.7243e-05
19 | 0.00014788 | 0.00012834 | 3.2083 | 3.0625 | 3.4273 | 4.9052 | 4.5526 | 5.4742 | 3.4273 | 8.08 | 0 | 4.1765e-05
20 | 0.00015728 | 0.00013172 | 3.1813 | 3.0624 | 3.4273 | 4.8385 | 4.5525 | 5.4742 | 3.4273 | 7.64 | 0 | 0.00015601
21 | 0.00015984 | 0.00013192 | 3.1741 | 3.0623 | 3.4273 | 4.8207 | 4.5523 | 5.4742 | 3.4273 | 7.52 | 0 | 0.00018248
22 | 0.0001966 | 0.00014315 | 3.0733 | 3.0623 | 3.4273 | 4.5782 | 4.5522 | 5.4742 | 3.4273 | 5.8 | 0 | 0.00017037
23 | 0.00019489 | 0.0001428 | 3.0779 | 3.0622 | 3.4273 | 4.589 | 4.5519 | 5.4742 | 3.4273 | 5.88 | 0 | 1.5359e-05
24 | 0.00020173 | 0.00014488 | 3.0598 | 3.0621 | 3.4273 | 4.5463 | 4.5517 | 5.4742 | 3.4273 | 5.56 | 0 | 1.2228e-05
25 | 0.00020173 | 0.00014488 | 3.0598 | 3.0619 | 3.4273 | 4.5463 | 4.5513 | 5.4742 | 3.4273 | 5.56 | 0 | 1.7131e-05
26 | 0.0001966 | 0.00014335 | 3.0733 | 3.0618 | 3.4273 | 4.5782 | 4.551 | 5.4742 | 3.4273 | 5.8 | 0 | 1.0751e-05
27 | 0.00020344 | 0.00014541 | 3.0553 | 3.0616 | 3.4273 | 4.5358 | 4.5506 | 5.4742 | 3.4273 | 5.48 | 0 | 1.2287e-05
28 | 0.0002278 | 0.00015269 | 2.3942 | 3.0614 | 3.4273 | 3.5126 | 4.5501 | 5.4742 | 3.4273 | 4.34 | 0 | 1.7545e-05
29 | 0.00023805 | 0.0001558 | 2.3737 | 3.0612 | 3.4273 | 3.466 | 4.5496 | 5.4742 | 3.4273 | 3.86 | 0 | 1.0279e-05
30 | 0.00023976 | 0.00015632 | 2.3703 | 3.061 | 3.4273 | 3.4583 | 4.5491 | 5.4742 | 3.4273 | 3.78 | 0 | 1.1342e-05
31 | 0.0002419 | 0.00015671 | 2.3661 | 3.0607 | 3.4273 | 3.4488 | 4.5485 | 5.4742 | 3.4273 | 3.68 | 0 | 0.00053255
32 | 0.00025686 | 0.00016151 | 2.3371 | 3.0605 | 3.4273 | 3.3836 | 4.548 | 5.4742 | 3.4273 | 2.98 | 0.0077778 | 0.00013882
33 | 0.00025387 | 0.00016064 | 2.3428 | 3.0603 | 3.4273 | 3.3964 | 4.5474 | 5.4742 | 3.4273 | 3.12 | 0.023889 | 9.7768e-05
34 | 0.00023763 | 0.00015565 | 2.3746 | 3.06 | 3.4273 | 3.4679 | 4.5469 | 5.4742 | 3.4273 | 3.88 | 0.16 | 0.00013168
35 | 0.00022224 | 0.00015115 | 2.4054 | 3.0598 | 3.4273 | 3.5384 | 4.5463 | 5.4742 | 3.4273 | 4.6 | 0.21167 | 0.00012287
36 | 0.00021241 | 0.00014812 | 3.0319 | 3.0596 | 3.4273 | 4.4813 | 4.5458 | 5.4742 | 3.4273 | 5.06 | 0.18611 | 0.00024309
37 | 0.00020899 | 0.00014665 | 3.0408 | 3.0594 | 3.4273 | 4.5019 | 4.5454 | 5.4742 | 3.4273 | 5.22 | 0.18333 | 0.00013073
38 | 0.00021241 | 0.00014835 | 3.0319 | 3.0593 | 3.4273 | 4.4813 | 4.5451 | 5.4742 | 3.4273 | 5.06 | 0.15333 | 0.00012175
39 | 0.00023036 | 0.0001534 | 2.389 | 3.0591 | 3.4273 | 3.5008 | 4.5447 | 5.4742 | 3.4273 | 4.22 | 0.026667 | 0.0001071
40 | 0.00024575 | 0.0001554 | 2.3586 | 3.0589 | 3.4273 | 3.4318 | 4.5443 | 5.4742 | 3.4273 | 3.5 | 0 | 8.2704e-05
41 | 0.00024788 | 0.00015912 | 2.3544 | 3.0588 | 3.4273 | 3.4224 | 4.5439 | 5.4742 | 3.4273 | 3.4 | 0 | 7.9218e-05
42 | 0.00025387 | 0.00015971 | 2.3428 | 3.0586 | 3.4273 | 3.3964 | 4.5436 | 5.4742 | 3.4273 | 3.12 | 0 | 0.00024386
43 | 0.00025857 | 0.00016087 | 2.3338 | 3.0585 | 3.4273 | 3.3763 | 4.5432 | 5.4742 | 3.4273 | 2.9 | 0 | 0.00026997
44 | 0.00026156 | 0.00016302 | 2.3281 | 3.0583 | 3.4273 | 3.3636 | 4.5428 | 5.4742 | 3.4273 | 2.76 | 0 | 0.00022714
45 | 0.00027695 | 0.00016665 | 2.2992 | 3.0581 | 3.4273 | 3.2998 | 4.5424 | 5.4742 | 3.4273 | 2.04 | 0 | 0.00024433
46 | 0.00027182 | 0.00016623 | 2.3087 | 3.058 | 3.4273 | 3.3208 | 4.542 | 5.4742 | 3.4273 | 2.28 | 0 | 5.7893e-06
47 | 0.00027011 | 0.0001656 | 2.3119 | 3.0577 | 3.4273 | 3.3278 | 4.5414 | 5.4742 | 3.4273 | 2.36 | 0 | 1.6777e-05
48 | 0.00026626 | 0.00016477 | 2.3192 | 3.0574 | 3.4273 | 3.3438 | 4.5407 | 5.4742 | 3.4273 | 2.54 | 0 | 1.146e-05
49 | 0.00026413 | 0.0001641 | 2.3232 | 3.0571 | 3.4273 | 3.3528 | 4.5399 | 5.4742 | 3.4273 | 2.64 | 0 | 1.1756e-05
50 | 0.00026413 | 0.00016418 | 2.3232 | 3.0568 | 3.4273 | 3.3528 | 4.5393 | 5.4742 | 3.4273 | 2.64 | 0 | 1.2583e-05
51 | 0.00026626 | 0.00016465 | 2.3192 | 3.0565 | 3.4273 | 3.3438 | 4.5386 | 5.4742 | 3.4273 | 2.54 | 0 | 1.4237e-05
52 | 0.00027182 | 0.00016654 | 2.3087 | 3.0562 | 3.4273 | 3.3208 | 4.5378 | 5.4742 | 3.4273 | 2.28 | 0 | 1.6245e-05
53 | 0.00027182 | 0.00016624 | 2.3087 | 3.0558 | 3.4273 | 3.3208 | 4.537 | 5.4742 | 3.4273 | 2.28 | 0 | 1.1165e-05
54 | 0.00027866 | 0.00016859 | 2.296 | 3.0554 | 3.4273 | 3.2928 | 4.5361 | 5.4742 | 3.4273 | 1.96 | 0 | 1.4887e-05
55 | 0.00027011 | 0.00016531 | 2.3119 | 3.0551 | 3.4273 | 3.3278 | 4.5352 | 5.4742 | 3.4273 | 2.36 | 0 | 0.00055205
56 | 0.00027182 | 0.00016589 | 2.3087 | 3.0547 | 3.4273 | 3.3208 | 4.5343 | 5.4742 | 3.4273 | 2.28 | 0.013333 | 0.0001263
57 | 0.0002684 | 0.00016519 | 2.3151 | 3.0543 | 3.4273 | 3.3349 | 4.5333 | 5.4742 | 3.4273 | 2.44 | 0.049444 | 0.0001146
58 | 0.00025857 | 0.00016236 | 2.3338 | 3.0539 | 3.4273 | 3.3763 | 4.5324 | 5.4742 | 3.4273 | 2.9 | 0.081667 | 0.00011573
59 | 0.00024788 | 0.00015842 | 2.3544 | 3.0534 | 3.4273 | 3.4224 | 4.5314 | 5.4742 | 3.4273 | 3.4 | 0.098333 | 0.00011797
60 | 0.00024575 | 0.00015851 | 2.3586 | 3.053 | 3.4273 | 3.4318 | 4.5305 | 5.4742 | 3.4273 | 3.5 | 0.11278 | 0.00024533
61 | 0.00028165 | 0.00016923 | 2.2905 | 3.0527 | 3.4273 | 3.2808 | 4.5297 | 5.4742 | 3.4273 | 1.82 | 0.026667 | 0.00011945
62 | 0.00027011 | 0.00016564 | 2.3119 | 3.0525 | 3.4273 | 3.3278 | 4.5291 | 5.4742 | 3.4273 | 2.36 | 0.037778 | 0.00013185
63 | 0.00027652 | 0.00016723 | 2.3 | 3.0522 | 3.4273 | 3.3015 | 4.5286 | 5.4742 | 3.4273 | 2.06 | 0.0061111 | 0.00012943
64 | 0.00027524 | 0.00016687 | 2.3023 | 3.052 | 3.4273 | 3.3068 | 4.528 | 5.4742 | 3.4273 | 2.12 | 0 | 8.1109e-05
65 | 0.00027866 | 0.00016823 | 2.296 | 3.0517 | 3.4273 | 3.2928 | 4.5273 | 5.4742 | 3.4273 | 1.96 | 0 | 6.9353e-05
66 | 0.00028336 | 0.00016977 | 2.2873 | 3.0514 | 3.4273 | 3.2739 | 4.5267 | 5.4742 | 3.4273 | 1.74 | 0 | 0.00022289
67 | 0.00028507 | 0.00016976 | 2.2842 | 3.0511 | 3.4273 | 3.2671 | 4.526 | 5.4742 | 3.4273 | 1.66 | 0 | 0.00023766
68 | 0.00028336 | 0.0001686 | 2.2873 | 3.0509 | 3.4273 | 3.2739 | 4.5254 | 5.4742 | 3.4273 | 1.74 | 0 | 0.00025437
69 | 0.00029191 | 0.00017238 | 2.2717 | 3.0506 | 3.4273 | 3.24 | 4.5248 | 5.4742 | 3.4273 | 1.34 | 0 | 0.00023872
70 | 0.00029191 | 0.00017031 | 2.2717 | 3.0504 | 3.4273 | 3.24 | 4.5242 | 5.4742 | 3.4273 | 1.34 | 0 | 1.4769e-05
71 | 0.00029661 | 0.00017398 | 2.2632 | 3.0501 | 3.4273 | 3.2217 | 4.5236 | 5.4742 | 3.4273 | 1.12 | 0 | 1.5005e-05
72 | 0.00029874 | 0.0001745 | 2.2594 | 3.0498 | 3.4273 | 3.2134 | 4.5229 | 5.4742 | 3.4273 | 1.02 | 0 | 1.0338e-05
73 | 0.00030601 | 0.00017635 | 2.2465 | 3.0495 | 3.4273 | 3.1857 | 4.5222 | 5.4742 | 3.4273 | 0.68 | 0 | 1.2819e-05
74 | 0.00030943 | 0.00017776 | 2.2404 | 3.0492 | 3.4273 | 3.1727 | 4.5215 | 5.4742 | 3.4273 | 0.52 | 0 | 1.1106e-05
75 | 0.00031926 | 0.00017984 | 2.2232 | 3.0489 | 3.4273 | 3.1362 | 4.5208 | 5.4742 | 3.4273 | 0.06 | 0 | 1.3764e-05
76 | 0.00031669 | 0.00017937 | 2.2277 | 3.0487 | 3.4273 | 3.1457 | 4.5202 | 5.4742 | 3.4273 | 0.18 | 0 | 1.4828e-05
77 | 0.00031669 | 0.00017973 | 2.2277 | 3.0484 | 3.4273 | 3.1457 | 4.5196 | 5.4742 | 3.4273 | 0.18 | 0 | 1.6009e-05
78 | 0.00032267 | 0.00018132 | 2.1732 | 3.0481 | 3.4273 | 3.0315 | 4.519 | 5.4742 | 3.4273 | -1.32 | 0 | 1.1638e-05
79 | 0.00032267 | 0.00018138 | 2.1999 | 3.0479 | 3.4273 | 3.0871 | 4.5183 | 5.4742 | 3.4273 | -0.57538 | 0 | 0.00052476
80 | 0.00030601 | 0.00017653 | 2.2465 | 3.0476 | 3.4273 | 3.1857 | 4.5177 | 5.4742 | 3.4273 | 0.68 | 0.026667 | 0.00012973
81 | 0.00028891 | 0.00017156 | 2.2772 | 3.0473 | 3.4273 | 3.2518 | 4.517 | 5.4742 | 3.4273 | 1.48 | 0.056667 | 0.00010651
82 | 0.00028336 | 0.00016978 | 2.2873 | 3.0471 | 3.4273 | 3.2739 | 4.5165 | 5.4742 | 3.4273 | 1.74 | 0.089444 | 0.00012855
83 | 0.00027524 | 0.00016694 | 2.3023 | 3.0468 | 3.4273 | 3.3068 | 4.5159 | 5.4742 | 3.4273 | 2.12 | 0.11278 | 0.00013812
84 | 0.00026156 | 0.00016258 | 2.3281 | 3.0466 | 3.4273 | 3.3636 | 4.5155 | 5.4742 | 3.4273 | 2.76 | 0.10111 | 0.00024516
85 | 0.00026156 | 0.00016317 | 2.3281 | 3.0465 | 3.4273 | 3.3636 | 4.5151 | 5.4742 | 3.4273 | 2.76 | 0.11278 | 0.00013652
86 | 0.00026071 | 0.00016289 | 2.3297 | 3.0463 | 3.4273 | 3.3672 | 4.5147 | 5.4742 | 3.4273 | 2.8 | 0.083889 | 0.00010362
87 | 0.00027011 | 0.00016562 | 2.3119 | 3.0462 | 3.4273 | 3.3278 | 4.5144 | 5.4742 | 3.4273 | 2.36 | 0.0061111 | 0.00012784
88 | 0.00027011 | 0.0001653 | 2.3119 | 3.046 | 3.4273 | 3.3278 | 4.5141 | 5.4742 | 3.4273 | 2.36 | 0 | 8.3176e-05
89 | 0.00027396 | 0.00016629 | 2.3047 | 3.0459 | 3.4273 | 3.312 | 4.5137 | 5.4742 | 3.4273 | 2.18 | 0 | 7.91e-05
90 | 0.00027182 | 0.00016593 | 2.3087 | 3.0457 | 3.4273 | 3.3208 | 4.5133 | 5.4742 | 3.4273 | 2.28 | 0 | 0.00024941
91 | 0.00028165 | 0.00016906 | 2.2905 | 3.0456 | 3.4273 | 3.2808 | 4.513 | 5.4742 | 3.4273 | 1.82 | 0 | 0.00025786
92 | 0.00028507 | 0.00017078 | 2.2842 | 3.0454 | 3.4273 | 3.2671 | 4.5127 | 5.4742 | 3.4273 | 1.66 | 0 | 0.00022147
93 | 0.00028977 | 0.00017195 | 2.2756 | 3.0453 | 3.4273 | 3.2484 | 4.5123 | 5.4742 | 3.4273 | 1.44 | 0 | 0.00023576
94 | 0.00030601 | 0.00017656 | 2.2465 | 3.0451 | 3.4273 | 3.1857 | 4.512 | 5.4742 | 3.4273 | 0.68 | 0 | 1.1224e-05
95 | 0.00029575 | 0.00017389 | 2.2648 | 3.045 | 3.4273 | 3.225 | 4.5116 | 5.4742 | 3.4273 | 1.16 | 0 | 1.3174e-05
96 | 0.00031285 | 0.00017884 | 2.2344 | 3.0447 | 3.4273 | 3.1599 | 4.5111 | 5.4742 | 3.4273 | 0.36 | 0 | 2.682e-05
97 | 0.00031669 | 0.00017949 | 2.2277 | 3.0445 | 3.4273 | 3.1457 | 4.5106 | 5.4742 | 3.4273 | 0.18 | 0 | 2.5579e-05
98 | 0.00031285 | 0.00017876 | 2.2344 | 3.0443 | 3.4273 | 3.1599 | 4.5101 | 5.4742 | 3.4273 | 0.36 | 0 | 2.3571e-05
99 | 0.00030515 | 0.00017417 | 2.248 | 3.0441 | 3.4273 | 3.1889 | 4.5096 | 5.4742 | 3.4273 | 0.72 | 0 | 2.2803e-05
100 | 0.00030515 | 0.00017606 | 2.248 | 3.0439 | 3.4273 | 3.1889 | 4.509 | 5.4742 | 3.4273 | 0.72 | 0 | 2.7824e-05
101 | 0.00029874 | 0.00017113 | 2.2594 | 3.0436 | 3.4273 | 3.2134 | 4.5084 | 5.4742 | 3.4273 | 1.02 | 0 | 2.4752e-05
102 | 0.00030088 | 0.00017462 | 2.2556 | 3.0433 | 3.4273 | 3.2052 | 4.5077 | 5.4742 | 3.4273 | 0.92 | 0 | 2.3866e-05
103 | 0.00030473 | 0.00017553 | 2.2487 | 3.043 | 3.4273 | 3.1905 | 4.5071 | 5.4742 | 3.4273 | 0.74 | 0 | 0.00051737
104 | 0.00030473 | 0.00017623 | 2.2487 | 3.0427 | 3.4273 | 3.1905 | 4.5064 | 5.4742 | 3.4273 | 0.74 | 0.0061111 | 0.00051105
105 | 0.00029874 | 0.00017459 | 2.2594 | 3.0424 | 3.4273 | 3.2134 | 4.5056 | 5.4742 | 3.4273 | 1.02 | 0.021667 | 0.00013345
106 | 0.00030088 | 0.00017526 | 2.2556 | 3.0421 | 3.4273 | 3.2052 | 4.5049 | 5.4742 | 3.4273 | 0.92 | 0.047222 | 0.0001367
107 | 0.00030088 | 0.00017329 | 2.2556 | 3.0418 | 3.4273 | 3.2052 | 4.5042 | 5.4742 | 3.4273 | 0.92 | 0.035556 | 0.0001084
108 | 0.00030088 | 0.00017529 | 2.2556 | 3.0415 | 3.4273 | 3.2052 | 4.5036 | 5.4742 | 3.4273 | 0.92 | 0.042778 | 0.00010881
109 | 0.00030088 | 0.00017533 | 2.2556 | 3.0412 | 3.4273 | 3.2052 | 4.5029 | 5.4742 | 3.4273 | 0.92 | 0.031111 | 9.0265e-05
110 | 0.00029575 | 0.00017277 | 2.2648 | 3.0409 | 3.4273 | 3.225 | 4.5022 | 5.4742 | 3.4273 | 1.16 | 0.023889 | 8.2704e-05
111 | 0.00029404 | 0.00017271 | 2.2679 | 3.0407 | 3.4273 | 3.2317 | 4.5015 | 5.4742 | 3.4273 | 1.24 | 0.0033333 | 0.00028438
112 | 0.00028977 | 0.00017173 | 2.2756 | 3.0404 | 3.4273 | 3.2484 | 4.5009 | 5.4742 | 3.4273 | 1.44 | 0 | 0.00029868
113 | 0.00028507 | 0.00017036 | 2.2842 | 3.0401 | 3.4273 | 3.2671 | 4.5002 | 5.4742 | 3.4273 | 1.66 | 0 | 5.2281e-05
114 | 0.00027524 | 0.00016761 | 2.3023 | 3.0398 | 3.4273 | 3.3068 | 4.4995 | 5.4742 | 3.4273 | 2.12 | 0 | 4.466e-05
115 | 0.00025686 | 0.00016202 | 2.3371 | 3.0395 | 3.4273 | 3.3836 | 4.4989 | 5.4742 | 3.4273 | 2.98 | 0 | 3.3849e-05
116 | 0.00021925 | 0.00014932 | 2.4115 | 3.0393 | 3.4273 | 3.5525 | 4.4984 | 5.4742 | 3.4273 | 4.74 | 0 | 0.0001647
117 | 0.00018762 | 0.00014076 | 3.0973 | 3.0391 | 3.4273 | 4.6351 | 4.498 | 5.4742 | 3.4273 | 6.22 | 0 | 0.00017002
118 | 0.00015343 | 0.00013126 | 3.1923 | 3.0389 | 3.4273 | 4.8656 | 4.4975 | 5.4742 | 3.4273 | 7.82 | 0 | 0.0001725
119 | 0.00013719 | 0.00012622 | 3.2395 | 3.0387 | 3.4273 | 4.9833 | 4.4971 | 5.4742 | 3.4273 | 8.58 | 0 | 1.8313e-05
120 | 0.00012223 | 0.00012098 | 3.2842 | 3.0385 | 3.4273 | 5.0968 | 4.4966 | 5.4742 | 3.4273 | 9.28 | 0 | 2.7942e-05
121 | 0.00011112 | 0.00011792 | 3.3182 | 3.0383 | 3.4273 | 5.1846 | 4.4961 | 5.4742 | 3.4273 | 9.8 | 0 | 2.422e-05
122 | 0.00011668 | 0.00011798 | 3.3011 | 3.0381 | 3.4273 | 5.1403 | 4.4955 | 5.4742 | 3.4273 | 9.54 | 0 | 1.9731e-05
123 | 0.00012437 | 0.00012197 | 3.2777 | 3.0379 | 3.4273 | 5.0803 | 4.4951 | 5.4742 | 3.4273 | 9.18 | 0 | 2.4398e-05
124 | 0.00011668 | 0.00011835 | 3.3011 | 3.0377 | 3.4273 | 5.1403 | 4.4946 | 5.4742 | 3.4273 | 9.54 | 0 | 2.0381e-05
125 | 0.00011454 | 0.00011939 | 3.3077 | 3.0375 | 3.4273 | 5.1573 | 4.4942 | 5.4742 | 3.4273 | 9.64 | 0 | 2.9242e-05
126 | 0.00011668 | 0.00011846 | 3.3011 | 3.0374 | 3.4273 | 5.1403 | 4.4939 | 5.4742 | 3.4273 | 9.54 | 0 | 2.2625e-05
127 | 0.00011454 | 0.00011916 | 3.3077 | 3.0372 | 3.4273 | 5.1573 | 4.4935 | 5.4742 | 3.4273 | 9.64 | 0 | 0.00049427
128 | 0.00011454 | 0.00011868 | 3.3077 | 3.037 | 3.4273 | 5.1573 | 4.493 | 5.4742 | 3.4273 | 9.64 | 0.0061111 | 0.00050408
129 | 0.00010898 | 0.00011765 | 3.3249 | 3.0368 | 3.4273 | 5.2018 | 4.4926 | 5.4742 | 3.4273 | 9.9 | 0.042778 | 0.00013622
130 | 0.00010215 | 0.00011569 | 3.3462 | 3.0366 | 3.4273 | 5.2577 | 4.4921 | 5.4742 | 3.4273 | 10.22 | 0.033889 | 0.00013646
131 | 0.00011283 | 0.00011888 | 3.3129 | 3.0364 | 3.4273 | 5.1709 | 4.4916 | 5.4742 | 3.4273 | 9.72 | 0.047222 | 0.00010574
132 | 9.1888e-05 | 0.00011181 | 3.3788 | 3.0363 | 3.4273 | 5.3439 | 4.4913 | 5.4742 | 3.4273 | 10.7 | 0.14611 | 8.1463e-05
133 | 6.539e-05 | 0.00010465 | 3.466 | 3.0362 | 3.4273 | 5.58 | 4.4911 | 5.4742 | 3.4273 | 11.94 | 0.18611 | 9.2333e-05
134 | 4.1884e-05 | 9.6235e-05 | 3.5472 | 3.0361 | 3.4273 | 5.8077 | 4.491 | 5.4742 | 3.4273 | 13.04 | 0.078889 | 9.2215e-05
135 | 4.7013e-05 | 9.8935e-05 | 3.5291 | 3.0362 | 3.4273 | 5.7564 | 4.4911 | 5.4742 | 3.4273 | 12.8 | 0.026667 | 0.00028805
136 | 3.761e-05 | 9.5576e-05 | 3.5623 | 3.0362 | 3.4273 | 5.8511 | 4.4911 | 5.4742 | 3.4273 | 13.24 | 0 | 0.00028769
137 | 7.0092e-05 | 0.0001056 | 3.4502 | 3.0361 | 3.4273 | 5.5366 | 4.4908 | 5.4742 | 3.4273 | 11.72 | 0 | 4.0348e-05
138 | 0.00012437 | 0.00012071 | 3.2777 | 3.036 | 3.4273 | 5.0803 | 4.4906 | 5.4742 | 3.4273 | 9.18 | 0 | 4.4424e-05
139 | 0.00014104 | 0.00012704 | 3.2282 | 3.0358 | 3.4273 | 4.9549 | 4.4902 | 5.4742 | 3.4273 | 8.4 | 0 | 4.5074e-05
140 | 0.00015343 | 0.00012553 | 3.1923 | 3.0356 | 3.4273 | 4.8656 | 4.4896 | 5.4742 | 3.4273 | 7.82 | 0 | 0.00017108
141 | 0.00017865 | 0.00013872 | 3.1217 | 3.0353 | 3.4273 | 4.6935 | 4.489 | 5.4742 | 3.4273 | 6.64 | 0 | 0.00018041
142 | 0.00018078 | 0.00013912 | 3.1159 | 3.035 | 3.4273 | 4.6795 | 4.4883 | 5.4742 | 3.4273 | 6.54 | 0 | 0.00017309
143 | 0.00018249 | 0.00014006 | 3.1112 | 3.0346 | 3.4273 | 4.6683 | 4.4874 | 5.4742 | 3.4273 | 6.46 | 0 | 1.9494e-05
144 | 0.00019061 | 0.00014254 | 3.0893 | 3.0343 | 3.4273 | 4.616 | 4.4866 | 5.4742 | 3.4273 | 6.08 | 0 | 1.0929e-05
145 | 0.00019489 | 0.00014368 | 3.0779 | 3.0339 | 3.4273 | 4.589 | 4.4859 | 5.4742 | 3.4273 | 5.88 | 0 | 9.7472e-06
146 | 0.0001842 | 0.00014062 | 3.1066 | 3.0336 | 3.4273 | 4.6572 | 4.4851 | 5.4742 | 3.4273 | 6.38 | 0 | 8.3294e-06
147 | 0.00019275 | 0.00014321 | 3.0836 | 3.0333 | 3.4273 | 4.6024 | 4.4844 | 5.4742 | 3.4273 | 5.98 | 0 | 1.1874e-05
148 | 0.00023378 | 0.00015549 | 2.3822 | 3.0329 | 3.4273 | 3.4853 | 4.4835 | 5.4742 | 3.4273 | 4.06 | 0 | 1.3705e-05
149 | 0.00023207 | 0.00015377 | 2.3856 | 3.0326 | 3.4273 | 3.493 | 4.4828 | 5.4742 | 3.4273 | 4.14 | 0 | 1.0811e-05
150 | 0.00023378 | 0.00015542 | 2.3822 | 3.0323 | 3.4273 | 3.4853 | 4.4821 | 5.4742 | 3.4273 | 4.06 | 0 | 1.0811e-05
151 | 0.0002278 | 0.00015263 | 2.3942 | 3.0321 | 3.4273 | 3.5126 | 4.4815 | 5.4742 | 3.4273 | 4.34 | 0 | 0.0005296
152 | 0.00022224 | 0.00015166 | 2.4054 | 3.0318 | 3.4273 | 3.5384 | 4.4808 | 5.4742 | 3.4273 | 4.6 | 0.010556 | 0.00013292
153 | 0.00022609 | 0.00015298 | 2.3976 | 3.0315 | 3.4273 | 3.5205 | 4.4803 | 5.4742 | 3.4273 | 4.42 | 0.035556 | 0.00010929
154 | 0.00021925 | 0.00015008 | 2.4115 | 3.0313 | 3.4273 | 3.5525 | 4.4798 | 5.4742 | 3.4273 | 4.74 | 0.14444 | 0.00013617
155 | 0.00021754 | 0.00015034 | 2.415 | 3.0312 | 3.4273 | 3.5605 | 4.4796 | 5.4742 | 3.4273 | 4.82 | 0.11889 | 0.00011803
156 | 0.00021412 | 0.00014811 | 2.422 | 3.0313 | 3.4273 | 3.5768 | 4.4797 | 5.4742 | 3.4273 | 4.98 | 0.125 | 0.0002487
157 | 0.00021241 | 0.00014823 | 3.0319 | 3.0314 | 3.4273 | 4.4813 | 4.48 | 5.4742 | 3.4273 | 5.06 | 0.045 | 0.00012866
158 | 0.00022224 | 0.00015191 | 2.4054 | 3.0316 | 3.4273 | 3.5384 | 4.4804 | 5.4742 | 3.4273 | 4.6 | 0.013333 | 0.00012825
159 | 0.0002684 | 0.00016525 | 2.3151 | 3.0318 | 3.4273 | 3.3349 | 4.4809 | 5.4742 | 3.4273 | 2.44 | 0.021667 | 0.00011697
160 | 0.00026413 | 0.00016369 | 2.3232 | 3.0321 | 3.4273 | 3.3528 | 4.4816 | 5.4742 | 3.4273 | 2.64 | 0 | 7.272e-05
161 | 0.00025515 | 0.00016088 | 2.3404 | 3.0324 | 3.4273 | 3.3909 | 4.4823 | 5.4742 | 3.4273 | 3.06 | 0 | 7.8687e-05
162 | 0.00025857 | 0.00016263 | 2.3338 | 3.0327 | 3.4273 | 3.3763 | 4.483 | 5.4742 | 3.4273 | 2.9 | 0 | 0.00022797
163 | 0.00025515 | 0.00015216 | 2.3404 | 3.033 | 3.4273 | 3.3909 | 4.4836 | 5.4742 | 3.4273 | 3.06 | 0 | 0.00024374
164 | 0.00026156 | 0.00016363 | 2.3281 | 3.0332 | 3.4273 | 3.3636 | 4.4843 | 5.4742 | 3.4273 | 2.76 | 0 | 0.00025042
165 | 0.00025857 | 0.00016185 | 2.3338 | 3.0335 | 3.4273 | 3.3763 | 4.4849 | 5.4742 | 3.4273 | 2.9 | 0 | 0.00023423
166 | 0.00026413 | 0.00016346 | 2.3232 | 3.0338 | 3.4273 | 3.3528 | 4.4855 | 5.4742 | 3.4273 | 2.64 | 0 | 1.2642e-05
167 | 0.00025387 | 0.00016078 | 2.3428 | 3.034 | 3.4273 | 3.3964 | 4.4861 | 5.4742 | 3.4273 | 3.12 | 0 | 1.3174e-05
168 | 0.00025216 | 0.00016078 | 2.3461 | 3.0343 | 3.4273 | 3.4038 | 4.4868 | 5.4742 | 3.4273 | 3.2 | 0 | 1.4828e-05
169 | 0.00024532 | 0.00015863 | 2.3594 | 3.0346 | 3.4273 | 3.4337 | 4.4874 | 5.4742 | 3.4273 | 3.52 | 0 | 9.1565e-06
170 | 0.0002419 | 0.00015732 | 2.3661 | 3.0348 | 3.4273 | 3.4488 | 4.4879 | 5.4742 | 3.4273 | 3.68 | 0 | 7.7387e-06
171 | 0.00024532 | 0.00015729 | 2.3594 | 3.035 | 3.4273 | 3.4337 | 4.4884 | 5.4742 | 3.4273 | 3.52 | 0 | 1.0279e-05
172 | 0.00025002 | 0.00015953 | 2.3503 | 3.0353 | 3.4273 | 3.4131 | 4.489 | 5.4742 | 3.4273 | 3.3 | 0 | 1.979e-05
173 | 0.00025173 | 0.00015955 | 2.347 | 3.0354 | 3.4273 | 3.4057 | 4.4894 | 5.4742 | 3.4273 | 3.22 | 0 | 1.0043e-05
174 | 0.00025173 | 0.0001599 | 2.347 | 3.0357 | 3.4273 | 3.4057 | 4.4899 | 5.4742 | 3.4273 | 3.22 | 0 | 1.406e-05
175 | 0.00025686 | 0.00016205 | 2.3371 | 3.0359 | 3.4273 | 3.3836 | 4.4904 | 5.4742 | 3.4273 | 2.98 | 0 | 0.00052186
176 | 0.00025344 | 0.00016099 | 2.3437 | 3.036 | 3.4273 | 3.3983 | 4.4907 | 5.4742 | 3.4273 | 3.14 | 0.023889 | 0.00013386
177 | 0.00025173 | 0.00016084 | 2.347 | 3.0361 | 3.4273 | 3.4057 | 4.491 | 5.4742 | 3.4273 | 3.22 | 0.096667 | 8.743e-05
178 | 0.00023164 | 0.00015478 | 2.3865 | 3.0363 | 3.4273 | 3.495 | 4.4913 | 5.4742 | 3.4273 | 4.16 | 0.17389 | 0.00011703
179 | 0.00023164 | 0.00015478 | 2.3865 | 3.0365 | 3.4273 | 3.495 | 4.4918 | 5.4742 | 3.4273 | 4.16 | 0.18611 | 0.00012488
180 | 0.00021754 | 0.00014865 | 2.415 | 3.0367 | 3.4273 | 3.5605 | 4.4924 | 5.4742 | 3.4273 | 4.82 | 0.18333 | 0.00024498
181 | 0.0002278 | 0.00015344 | 2.3942 | 3.0369 | 3.4273 | 3.5126 | 4.4929 | 5.4742 | 3.4273 | 4.34 | 0.06 | 0.0001377
182 | 0.00023763 | 0.00015669 | 2.3746 | 3.0372 | 3.4273 | 3.4679 | 4.4935 | 5.4742 | 3.4273 | 3.88 | 0.11278 | 0.00012896
183 | 0.00023549 | 0.00015532 | 2.3788 | 3.0374 | 3.4273 | 3.4775 | 4.4941 | 5.4742 | 3.4273 | 3.98 | 0.016111 | 0.00011466
184 | 0.00025173 | 0.00016075 | 2.347 | 3.0377 | 3.4273 | 3.4057 | 4.4946 | 5.4742 | 3.4273 | 3.22 | 0 | 7.8155e-05
185 | 0.00026156 | 0.00016369 | 2.3281 | 3.0379 | 3.4273 | 3.3636 | 4.4952 | 5.4742 | 3.4273 | 2.76 | 0 | 6.7994e-05
186 | 0.00027866 | 0.00016879 | 2.296 | 3.0381 | 3.4273 | 3.2928 | 4.4957 | 5.4742 | 3.4273 | 1.96 | 0 | 0.00024185
187 | 0.00028165 | 0.00016747 | 2.2905 | 3.0384 | 3.4273 | 3.2808 | 4.4962 | 5.4742 | 3.4273 | 1.82 | 0 | 0.00027458
188 | 0.00027011 | 0.0001663 | 2.3119 | 3.0386 | 3.4273 | 3.3278 | 4.4966 | 5.4742 | 3.4273 | 2.36 | 0 | 0.0002422
189 | 0.00026626 | 0.00016482 | 2.3192 | 3.0388 | 3.4273 | 3.3438 | 4.4971 | 5.4742 | 3.4273 | 2.54 | 0 | 0.00022324
190 | 0.00026413 | 0.00016344 | 2.3232 | 3.0389 | 3.4273 | 3.3528 | 4.4975 | 5.4742 | 3.4273 | 2.64 | 0 | 1.4178e-05
191 | 0.00025344 | 0.00016001 | 2.3437 | 3.0391 | 3.4273 | 3.3983 | 4.498 | 5.4742 | 3.4273 | 3.14 | 0 | 1.3587e-05
192 | 0.00027011 | 0.00016584 | 2.3119 | 3.0393 | 3.4273 | 3.3278 | 4.4984 | 5.4742 | 3.4273 | 2.36 | 0 | 1.087e-05
193 | 0.00027866 | 0.00016824 | 2.296 | 3.0395 | 3.4273 | 3.2928 | 4.4988 | 5.4742 | 3.4273 | 1.96 | 0 | 1.0692e-05
194 | 0.00028507 | 0.0001695 | 2.2842 | 3.0396 | 3.4273 | 3.2671 | 4.4992 | 5.4742 | 3.4273 | 1.66 | 0 | 9.2156e-06
195 | 0.00028336 | 0.00016929 | 2.2873 | 3.0398 | 3.4273 | 3.2739 | 4.4996 | 5.4742 | 3.4273 | 1.74 | 0 | 1.1224e-05
196 | 0.00028464 | 0.00016883 | 2.285 | 3.04 | 3.4273 | 3.2688 | 4.5 | 5.4742 | 3.4273 | 1.68 | 0 | 1.2642e-05
197 | 0.00028464 | 0.0001686 | 2.285 | 3.0402 | 3.4273 | 3.2688 | 4.5005 | 5.4742 | 3.4273 | 1.68 | 0 | 1.1697e-05
198 | 0.00028977 | 0.00017061 | 2.2756 | 3.0404 | 3.4273 | 3.2484 | 4.501 | 5.4742 | 3.4273 | 1.44 | 0 | 9.7472e-06
199 | 0.0002872 | 0.00017098 | 2.2803 | 3.0406 | 3.4273 | 3.2586 | 4.5015 | 5.4742 | 3.4273 | 1.56 | 0 | 0.00055228
200 | 0.00028464 | 0.00017032 | 2.285 | 3.0409 | 3.4273 | 3.2688 | 4.502 | 5.4742 | 3.4273 | 1.68 | 0.0061111 | 0.00012872
201 | 0.00028165 | 0.00016947 | 2.2905 | 3.0411 | 3.4273 | 3.2808 | 4.5025 | 5.4742 | 3.4273 | 1.82 | 0.026667 | 8.7489e-05
202 | 0.00029191 | 0.0001726 | 2.2717 | 3.0414 | 3.4273 | 3.24 | 4.5032 | 5.4742 | 3.4273 | 1.34 | 0.047222 | 0.00011945
203 | 0.00029404 | 0.00016977 | 2.2679 | 3.0417 | 3.4273 | 3.2317 | 4.5039 | 5.4742 | 3.4273 | 1.24 | 0.035556 | 0.00011697
204 | 0.00029404 | 0.0001737 | 2.2679 | 3.042 | 3.4273 | 3.2317 | 4.5047 | 5.4742 | 3.4273 | 1.24 | 0.033889 | 0.00023925
205 | 0.00029532 | 0.000174 | 2.2656 | 3.0424 | 3.4273 | 3.2267 | 4.5056 | 5.4742 | 3.4273 | 1.18 | 0.018889 | 0.00013829
206 | 0.00029362 | 0.00017361 | 2.2686 | 3.0428 | 3.4273 | 3.2334 | 4.5066 | 5.4742 | 3.4273 | 1.26 | 0.0061111 | 0.00011525
207 | 0.00029532 | 0.00017347 | 2.2656 | 3.0432 | 3.4273 | 3.2267 | 4.5075 | 5.4742 | 3.4273 | 1.18 | 0.0033333 | 0.00012979
208 | 0.00029532 | 0.00017396 | 2.2656 | 3.0436 | 3.4273 | 3.2267 | 4.5083 | 5.4742 | 3.4273 | 1.18 | 0 | 8.9143e-05
209 | 0.00029191 | 0.00017302 | 2.2717 | 3.0439 | 3.4273 | 3.24 | 4.5091 | 5.4742 | 3.4273 | 1.34 | 0 | 8.3117e-05
210 | 0.0002872 | 0.0001701 | 2.2803 | 3.0442 | 3.4273 | 3.2586 | 4.5099 | 5.4742 | 3.4273 | 1.56 | 0 | 0.0002526
211 | 0.00028336 | 0.0001675 | 2.2873 | 3.0446 | 3.4273 | 3.2739 | 4.5107 | 5.4742 | 3.4273 | 1.74 | 0 | 0.00024705
212 | 0.00027866 | 0.00016781 | 2.296 | 3.0449 | 3.4273 | 3.2928 | 4.5114 | 5.4742 | 3.4273 | 1.96 | 0 | 0.0002259
213 | 0.00027524 | 0.00016159 | 2.3023 | 3.0452 | 3.4273 | 3.3068 | 4.5122 | 5.4742 | 3.4273 | 2.12 | 0 | 0.00025869
214 | 0.00027652 | 0.00016622 | 2.3 | 3.0456 | 3.4273 | 3.3015 | 4.513 | 5.4742 | 3.4273 | 2.06 | 0 | 1.4946e-05
215 | 0.00028079 | 0.00016797 | 2.2921 | 3.0459 | 3.4273 | 3.2842 | 4.5138 | 5.4742 | 3.4273 | 1.86 | 0 | 1.914e-05
216 | 0.00028122 | 0.0001676 | 2.2913 | 3.0462 | 3.4273 | 3.2825 | 4.5145 | 5.4742 | 3.4273 | 1.84 | 0 | 1.1579e-05
217 | 0.00027652 | 0.00016692 | 2.3 | 3.0466 | 3.4273 | 3.3015 | 4.5154 | 5.4742 | 3.4273 | 2.06 | 0 | 1.4001e-05
218 | 0.00027866 | 0.00016669 | 2.296 | 3.0469 | 3.4273 | 3.2928 | 4.5162 | 5.4742 | 3.4273 | 1.96 | 0 | 1.0811e-05
219 | 0.00027524 | 0.00016491 | 2.3023 | 3.0472 | 3.4273 | 3.3068 | 4.5169 | 5.4742 | 3.4273 | 2.12 | 0 | 1.0633e-05
220 | 0.00027866 | 0.00016497 | 2.296 | 3.0475 | 3.4273 | 3.2928 | 4.5176 | 5.4742 | 3.4273 | 1.96 | 0 | 1.087e-05
221 | 0.00028122 | 0.00016582 | 2.2913 | 3.0479 | 3.4273 | 3.2825 | 4.5184 | 5.4742 | 3.4273 | 1.84 | 0 | 9.5109e-06
222 | 0.00028122 | 0.00016693 | 2.2913 | 3.0483 | 3.4273 | 3.2825 | 4.5193 | 5.4742 | 3.4273 | 1.84 | 0 | 1.2701e-05
223 | 0.00027396 | 0.00016731 | 2.3047 | 3.0487 | 3.4273 | 3.312 | 4.5203 | 5.4742 | 3.4273 | 2.18 | 0 | 0.00054183
224 | 0.0002684 | 0.00016601 | 2.3151 | 3.0491 | 3.4273 | 3.3349 | 4.5213 | 5.4742 | 3.4273 | 2.44 | 0.013333 | 0.00013185
225 | 0.00026413 | 0.00016471 | 2.3232 | 3.0496 | 3.4273 | 3.3528 | 4.5224 | 5.4742 | 3.4273 | 2.64 | 0.11333 | 9.1801e-05
226 | 0.00026626 | 0.00016496 | 2.3192 | 3.0501 | 3.4273 | 3.3438 | 4.5235 | 5.4742 | 3.4273 | 2.54 | 0.089444 | 0.00011514
227 | 0.00026626 | 0.0001652 | 2.3192 | 3.0506 | 3.4273 | 3.3438 | 4.5247 | 5.4742 | 3.4273 | 2.54 | 0.073333 | 0.00013989
228 | 0.00026156 | 0.00016404 | 2.3281 | 3.0511 | 3.4273 | 3.3636 | 4.526 | 5.4742 | 3.4273 | 2.76 | 0.086667 | 0.00024114
229 | 0.00026071 | 0.00016334 | 2.3297 | 3.0516 | 3.4273 | 3.3672 | 4.5272 | 5.4742 | 3.4273 | 2.8 | 0.083889 | 0.00011892
230 | 0.00026071 | 0.00016335 | 2.3297 | 3.052 | 3.4273 | 3.3672 | 4.528 | 5.4742 | 3.4273 | 2.8 | 0.013333 | 0.00011939
231 | 0.00025472 | 0.00016184 | 2.3412 | 3.0522 | 3.4273 | 3.3927 | 4.5286 | 5.4742 | 3.4273 | 3.08 | 0.013333 | 0.00011183
232 | 0.00025643 | 0.00016189 | 2.3379 | 3.0525 | 3.4273 | 3.3854 | 4.5292 | 5.4742 | 3.4273 | 3 | 0 | 8.4299e-05
233 | 0.00026626 | 0.00016537 | 2.3192 | 3.0527 | 3.4273 | 3.3438 | 4.5296 | 5.4742 | 3.4273 | 2.54 | 0 | 7.9455e-05
234 | 0.00027182 | 0.00016707 | 2.3087 | 3.0528 | 3.4273 | 3.3208 | 4.53 | 5.4742 | 3.4273 | 2.28 | 0 | 0.00025727
235 | 0.00028336 | 0.00017103 | 2.2873 | 3.053 | 3.4273 | 3.2739 | 4.5303 | 5.4742 | 3.4273 | 1.74 | 0 | 0.00022608
236 | 0.00027481 | 0.00016683 | 2.3031 | 3.0531 | 3.4273 | 3.3085 | 4.5306 | 5.4742 | 3.4273 | 2.14 | 0 | 0.00024061
237 | 0.00027866 | 0.00016335 | 2.296 | 3.0532 | 3.4273 | 3.2928 | 4.5309 | 5.4742 | 3.4273 | 1.96 | 0 | 0.00025077
238 | 0.00027652 | 0.00016788 | 2.3 | 3.0533 | 3.4273 | 3.3015 | 4.5312 | 5.4742 | 3.4273 | 2.06 | 0 | 9.57e-06
239 | 0.00029319 | 0.00017218 | 2.2694 | 3.0535 | 3.4273 | 3.235 | 4.5315 | 5.4742 | 3.4273 | 1.28 | 0 | 1.3233e-05
240 | 0.00030473 | 0.00017551 | 2.2487 | 3.0536 | 3.4273 | 3.1905 | 4.5319 | 5.4742 | 3.4273 | 0.74 | 0 | 7.9159e-06
241 | 0.00031926 | 0.00017996 | 2.2232 | 3.0538 | 3.4273 | 3.1362 | 4.5322 | 5.4742 | 3.4273 | 0.06 | 0 | 1.0043e-05
242 | 0.00032267 | 0.00018093 | 2.2085 | 3.0539 | 3.4273 | 3.1051 | 4.5326 | 5.4742 | 3.4273 | -0.34 | 0 | 1.0397e-05
243 | 0.00032267 | 0.00017948 | 2.2004 | 3.0541 | 3.4273 | 3.0881 | 4.5329 | 5.4742 | 3.4273 | -0.56154 | 0 | 1.087e-05
244 | 0.00032267 | 0.0001798 | 2.1675 | 3.0542 | 3.4273 | 3.0198 | 4.5333 | 5.4742 | 3.4273 | -1.48 | 0 | 9.6291e-06
245 | 0.00032267 | 0.00018097 | 2.1605 | 3.0543 | 3.4273 | 3.0053 | 4.5335 | 5.4742 | 3.4273 | -1.68 | 0 | 1.2465e-05
246 | 0.00032267 | 0.00018036 | 2.1775 | 3.0544 | 3.4273 | 3.0403 | 4.5338 | 5.4742 | 3.4273 | -1.2 | 0 | 1.4296e-05
247 | 0.00032267 | 0.00018215 | 2.1911 | 3.0545 | 3.4273 | 3.0686 | 4.534 | 5.4742 | 3.4273 | -0.82 | 0 | 0.00054271
248 | 0.00031413 | 0.00017966 | 2.2322 | 3.0546 | 3.4273 | 3.1552 | 4.5341 | 5.4742 | 3.4273 | 0.3 | 0.024074 | 0.00013309
249 | 0.00029874 | 0.00017521 | 2.2594 | 3.0547 | 3.4273 | 3.2134 | 4.5343 | 5.4742 | 3.4273 | 1.02 | 0.06 | 0.00010338
250 | 0.00029661 | 0.00017447 | 2.2632 | 3.0547 | 3.4273 | 3.2217 | 4.5344 | 5.4742 | 3.4273 | 1.12 | 0.10111 | 0.00011957
251 | 0.00028977 | 0.00017074 | 2.2756 | 3.0548 | 3.4273 | 3.2484 | 4.5345 | 5.4742 | 3.4273 | 1.44 | 0.15333 | 0.00011815
252 | 0.00027652 | 0.00016745 | 2.3 | 3.0548 | 3.4273 | 3.3015 | 4.5347 | 5.4742 | 3.4273 | 2.06 | 0.145 | 0.00025739
253 | 0.00028037 | 0.00016928 | 2.2928 | 3.0549 | 3.4273 | 3.2859 | 4.5349 | 5.4742 | 3.4273 | 1.88 | 0.12944 | 0.00012205
254 | 0.00028037 | 0.0001693 | 2.2928 | 3.055 | 3.4273 | 3.2859 | 4.5351 | 5.4742 | 3.4273 | 1.88 | 0.125 | 0.00012063
255 | 0.00028122 | 0.00016975 | 2.2913 | 3.0551 | 3.4273 | 3.2825 | 4.5354 | 5.4742 | 3.4273 | 1.84 | 0.042778 | 0.000112
256 | 0.00029319 | 0.00017331 | 2.2694 | 3.0552 | 3.4273 | 3.235 | 4.5356 | 5.4742 | 3.4273 | 1.28 | 0 | 8.105e-05
257 | 0.00029532 | 0.00017405 | 2.2656 | 3.0553 | 3.4273 | 3.2267 | 4.5358 | 5.4742 | 3.4273 | 1.18 | 0 | 7.9809e-05
258 | 0.00030473 | 0.00017555 | 2.2487 | 3.0554 | 3.4273 | 3.1905 | 4.5361 | 5.4742 | 3.4273 | 0.74 | 0 | 0.00025036
259 | 0.00030788 | 0.00017455 | 2.2431 | 3.0555 | 3.4273 | 3.1786 | 4.5363 | 5.4742 | 3.4273 | 0.59224 | 0 | 0.00024882
260 | 0.00032267 | 0.00018201 | 2.2085 | 3.0557 | 3.4273 | 3.1051 | 4.5366 | 5.4742 | 3.4273 | -0.34 | 0 | 0.00024079
261 | 0.00032267 | 0.00018097 | 2.2005 | 3.0557 | 3.4273 | 3.0883 | 4.5368 | 5.4742 | 3.4273 | -0.56 | 0 | 0.00023913
262 | 0.00032267 | 0.00018253 | 2.1846 | 3.0559 | 3.4273 | 3.0551 | 4.5371 | 5.4742 | 3.4273 | -1 | 0 | 1.3705e-05
263 | 0.00032267 | 0.00018154 | 2.1846 | 3.056 | 3.4273 | 3.0551 | 4.5374 | 5.4742 | 3.4273 | -1 | 0 | 1.2937e-05
264 | 0.00032267 | 0.00018249 | 2.116 | 3.0561 | 3.4273 | 2.9146 | 4.5377 | 5.4742 | 3.4273 | -2.9765 | 0 | 2.1385e-05
265 | 0.00032267 | 0.00018187 | 2.1507 | 3.0563 | 3.4273 | 2.9852 | 4.5381 | 5.4742 | 3.4273 | -1.96 | 0 | 2.7115e-05
266 | 0.00032267 | 0.0001824 | 2.1323 | 3.0565 | 3.4273 | 2.9475 | 4.5385 | 5.4742 | 3.4273 | -2.4965 | 0 | 2.3925e-05
267 | 0.00032267 | 0.00018243 | 2.0868 | 3.0567 | 3.4273 | 2.8559 | 4.5391 | 5.4742 | 3.4273 | -3.86 | 0 | 1.849e-05
268 | 0.00032267 | 0.00018178 | 2.0603 | 3.057 | 3.4273 | 2.8035 | 4.5397 | 5.4742 | 3.4273 | -4.68 | 0 | 2.806e-05
269 | 0.00032267 | 0.00018073 | 2.0686 | 3.0572 | 3.4273 | 2.8199 | 4.5403 | 5.4742 | 3.4273 | -4.42 | 0 | 2.5756e-05
270 | 0.00032267 | 0.00018201 | 2.0832 | 3.0575 | 3.4273 | 2.8489 | 4.5408 | 5.4742 | 3.4273 | -3.9684 | 0 | 2.552e-05
271 | 0.00032267 | 0.00018207 | 2.0868 | 3.0577 | 3.4273 | 2.8559 | 4.5415 | 5.4742 | 3.4273 | -3.86 | 0 | 0.00051146
272 | 0.00032267 | 0.00018226 | 2.1001 | 3.0581 | 3.4273 | 2.8826 | 4.5423 | 5.4742 | 3.4273 | -3.4534 | 0.016111 | 0.00051956
273 | 0.00032267 | 0.00018211 | 2.1846 | 3.0585 | 3.4273 | 3.0551 | 4.5432 | 5.4742 | 3.4273 | -1 | 0.047222 | 0.00014172
274 | 0.00029874 | 0.00017521 | 2.2594 | 3.0589 | 3.4273 | 3.2134 | 4.5442 | 5.4742 | 3.4273 | 1.02 | 0.075556 | 0.00013144
275 | 0.00027396 | 0.00016726 | 2.3047 | 3.0594 | 3.4273 | 3.312 | 4.5453 | 5.4742 | 3.4273 | 2.18 | 0.10389 | 0.00012754
276 | 0.00026071 | 0.00016388 | 2.3297 | 3.0599 | 3.4273 | 3.3672 | 4.5465 | 5.4742 | 3.4273 | 2.8 | 0.068333 | 8.9556e-05
277 | 0.00025472 | 0.0001621 | 2.3412 | 3.0604 | 3.4273 | 3.3927 | 4.5478 | 5.4742 | 3.4273 | 3.08 | 0.092778 | 9.2451e-05
278 | 0.00025643 | 0.00016184 | 2.3379 | 3.0609 | 3.4273 | 3.3854 | 4.549 | 5.4742 | 3.4273 | 3 | 0.11333 | 8.6307e-05
279 | 0.0002684 | 0.00016577 | 2.3151 | 3.0614 | 3.4273 | 3.3349 | 4.5502 | 5.4742 | 3.4273 | 2.44 | 0.033889 | 0.00030459
280 | 0.00029532 | 0.00017368 | 2.2656 | 3.0619 | 3.4273 | 3.2267 | 4.5514 | 5.4742 | 3.4273 | 1.18 | 0 | 0.00027481
281 | 0.00032267 | 0.00018189 | 2.2129 | 3.0624 | 3.4273 | 3.1144 | 4.5524 | 5.4742 | 3.4273 | -0.22 | 0 | 5.7361e-05
282 | 0.00032267 | 0.00018198 | 2.1675 | 3.0628 | 3.4273 | 3.0198 | 4.5533 | 5.4742 | 3.4273 | -1.48 | 0 | 3.9284e-05
283 | 0.00032267 | 0.00018229 | 2.2041 | 3.0632 | 3.4273 | 3.0959 | 4.5543 | 5.4742 | 3.4273 | -0.46 | 0 | 3.9993e-05
284 | 0.00032267 | 0.00018259 | 2.1167 | 3.0636 | 3.4273 | 2.916 | 4.5552 | 5.4742 | 3.4273 | -2.9565 | 0 | 0.00018809
285 | 0.00032267 | 0.00017619 | 2.1323 | 3.0639 | 3.4273 | 2.9475 | 4.556 | 5.4742 | 3.4273 | -2.4965 | 0 | 0.0001826
286 | 0.00032267 | 0.00018119 | 2.1268 | 3.0643 | 3.4273 | 2.9365 | 4.5569 | 5.4742 | 3.4273 | -2.6565 | 0 | 0.00016818
287 | 0.00032267 | 0.00018184 | 2.096 | 3.0647 | 3.4273 | 2.8744 | 4.5578 | 5.4742 | 3.4273 | -3.5773 | 0 | 2.1385e-05
288 | 0.00032267 | 0.0001819 | 2.0489 | 3.0651 | 3.4273 | 2.7811 | 4.5587 | 5.4742 | 3.4273 | -5.04 | 0 | 2.2744e-05
289 | 0.00032267 | 0.0001818 | 2.0796 | 3.0654 | 3.4273 | 2.8417 | 4.5595 | 5.4742 | 3.4273 | -4.08 | 0 | 2.6997e-05
290 | 0.00032267 | 0.00018141 | 2.0616 | 3.0658 | 3.4273 | 2.806 | 4.5603 | 5.4742 | 3.4273 | -4.64 | 0 | 3.0423e-05
291 | 0.00032267 | 0.00018133 | 2.0432 | 3.0661 | 3.4273 | 2.77 | 4.5611 | 5.4742 | 3.4273 | -5.22 | 0 | 1.7072e-05
292 | 0.00032267 | 0.00018044 | 1.9878 | 3.0664 | 3.4273 | 2.6628 | 4.5618 | 5.4742 | 3.4273 | -7.04 | 0 | 2.5697e-05
293 | 0.00032267 | 0.00017952 | 2.0258 | 3.0667 | 3.4273 | 2.7361 | 4.5624 | 5.4742 | 3.4273 | -5.78 | 0 | 2.6347e-05
294 | 0.00032267 | 0.00018082 | 2.0118 | 3.0669 | 3.4273 | 2.7089 | 4.5631 | 5.4742 | 3.4273 | -6.24 | 0 | 2.9714e-05
295 | 0.00032267 | 0.00018195 | 2.0075 | 3.0671 | 3.4273 | 2.7007 | 4.5636 | 5.4742 | 3.4273 | -6.38 | 0 | 0.00052818
296 | 0.00032267 | 0.00018243 | 2.0179 | 3.0674 | 3.4273 | 2.7207 | 4.5641 | 5.4742 | 3.4273 | -6.04 | 0.013333 | 0.00050491
297 | 0.00032267 | 0.00018257 | 2.0966 | 3.0676 | 3.4273 | 2.8755 | 4.5646 | 5.4742 | 3.4273 | -3.5607 | 0.031667 | 0.00013528
298 | 0.00032267 | 0.00018205 | 2.1275 | 3.0678 | 3.4273 | 2.9379 | 4.5652 | 5.4742 | 3.4273 | -2.6365 | 0.078889 | 0.00013552
299 | 0.00032267 | 0.00018211 | 2.1411 | 3.0681 | 3.4273 | 2.9654 | 4.5659 | 5.4742 | 3.4273 | -2.24 | 0.20556 | 0.00010238
300 | 0.00032267 | 0.0001826 | 2.1775 | 3.0684 | 3.4273 | 3.0403 | 4.5666 | 5.4742 | 3.4273 | -1.2 | 0.21222 | 9.2451e-05
301 | 0.00032267 | 0.00018206 | 2.168 | 3.0688 | 3.4273 | 3.0208 | 4.5675 | 5.4742 | 3.4273 | -1.4662 | 0.23222 | 9.0856e-05
302 | 0.00032267 | 0.00018259 | 2.1563 | 3.0692 | 3.4273 | 2.9967 | 4.5685 | 5.4742 | 3.4273 | -1.8 | 0.096667 | 8.6248e-05
303 | 0.00032267 | 0.00018239 | 2.1612 | 3.0696 | 3.4273 | 3.0067 | 4.5694 | 5.4742 | 3.4273 | -1.66 | 0.026667 | 0.00031309
304 | 0.00032267 | 0.00018206 | 2.1411 | 3.07 | 3.4273 | 2.9654 | 4.5703 | 5.4742 | 3.4273 | -2.24 | 0 | 0.0002884
305 | 0.00032267 | 0.00018233 | 2.133 | 3.0703 | 3.4273 | 2.9489 | 4.5712 | 5.4742 | 3.4273 | -2.4765 | 0 | 4.2829e-05
306 | 0.00032267 | 0.00018253 | 2.1054 | 3.0706 | 3.4273 | 2.8933 | 4.5719 | 5.4742 | 3.4273 | -3.2934 | 0 | 3.7926e-05
307 | 0.00032267 | 0.00018219 | 2.0802 | 3.0709 | 3.4273 | 2.8429 | 4.5725 | 5.4742 | 3.4273 | -4.06 | 0 | 4.4837e-05
308 | 0.00032267 | 0.00018091 | 2.0622 | 3.0712 | 3.4273 | 2.8073 | 4.5731 | 5.4742 | 3.4273 | -4.62 | 0 | 0.00018041
309 | 0.00032267 | 0.0001813 | 2.0635 | 3.0714 | 3.4273 | 2.8098 | 4.5737 | 5.4742 | 3.4273 | -4.58 | 0 | 0.00016411
310 | 0.00032267 | 0.00018238 | 2.077 | 3.0717 | 3.4273 | 2.8365 | 4.5743 | 5.4742 | 3.4273 | -4.16 | 0 | 0.00016978
311 | 0.00032267 | 0.0001826 | 2.0927 | 3.0719 | 3.4273 | 2.8677 | 4.5749 | 5.4742 | 3.4273 | -3.68 | 0 | 2.0085e-05
312 | 0.00032267 | 0.0001824 | 2.0289 | 3.0722 | 3.4273 | 2.7421 | 4.5755 | 5.4742 | 3.4273 | -5.68 | 0 | 1.5064e-05
313 | 0.00032267 | 0.00018095 | 2.0382 | 3.0724 | 3.4273 | 2.7602 | 4.5761 | 5.4742 | 3.4273 | -5.38 | 0 | 9.3928e-06
314 | 0.00032267 | 0.00018109 | 2.013 | 3.0727 | 3.4273 | 2.7113 | 4.5767 | 5.4742 | 3.4273 | -6.2 | 0 | 1.0515e-05
315 | 0.00032267 | 0.00018085 | 1.9884 | 3.073 | 3.4273 | 2.664 | 4.5774 | 5.4742 | 3.4273 | -7.02 | 0 | 1.0574e-05
316 | 0.00032267 | 0.00017988 | 2.0339 | 3.0733 | 3.4273 | 2.7518 | 4.5781 | 5.4742 | 3.4273 | -5.52 | 0 | 1.4178e-05
317 | 0.00032267 | 0.00018098 | 2.0833 | 3.0736 | 3.4273 | 2.8491 | 4.5788 | 5.4742 | 3.4273 | -3.9645 | 0 | 1.4355e-05
318 | 0.00032267 | 0.00018098 | 2.077 | 3.0739 | 3.4273 | 2.8365 | 4.5795 | 5.4742 | 3.4273 | -4.16 | 0 | 1.2228e-05
319 | 0.00032267 | 0.00018248 | 2.0968 | 3.0741 | 3.4273 | 2.876 | 4.58 | 5.4742 | 3.4273 | -3.5534 | 0 | 0.00055837
320 | 0.00032267 | 0.00018258 | 2.1775 | 3.0743 | 3.4273 | 3.0403 | 4.5805 | 5.4742 | 3.4273 | -1.2 | 0.032222 | 0.00012654
321 | 0.00031413 | 0.00018006 | 2.2322 | 3.0746 | 3.4273 | 3.1552 | 4.5811 | 5.4742 | 3.4273 | 0.3 | 0.056667 | 9.3042e-05
322 | 0.00028849 | 0.00017207 | 2.2779 | 3.0748 | 3.4273 | 3.2535 | 4.5816 | 5.4742 | 3.4273 | 1.5 | 0.092778 | 0.00012595
323 | 0.00028037 | 0.00016969 | 2.2928 | 3.075 | 3.4273 | 3.2859 | 4.5822 | 5.4742 | 3.4273 | 1.88 | 0.12167 | 0.00012211
324 | 0.0002637 | 0.00016504 | 2.324 | 3.0752 | 3.4273 | 3.3546 | 4.5827 | 5.4742 | 3.4273 | 2.66 | 0.125 | 0.00027706
325 | 0.00025173 | 0.00016143 | 2.347 | 3.0755 | 3.4273 | 3.4057 | 4.5832 | 5.4742 | 3.4273 | 3.22 | 0.075556 | 0.00011939
326 | 0.00025472 | 0.00016213 | 2.3412 | 3.0757 | 3.4273 | 3.3927 | 4.5838 | 5.4742 | 3.4273 | 3.08 | 0.049444 | 0.00013156
327 | 0.00025344 | 0.00016155 | 2.3437 | 3.076 | 3.4273 | 3.3983 | 4.5845 | 5.4742 | 3.4273 | 3.14 | 0.010556 | 0.00012435
328 | 0.00027396 | 0.00016747 | 2.3047 | 3.0762 | 3.4273 | 3.312 | 4.5851 | 5.4742 | 3.4273 | 2.18 | 0 | 8.9911e-05
329 | 0.00028336 | 0.00017061 | 2.2873 | 3.0765 | 3.4273 | 3.2739 | 4.5856 | 5.4742 | 3.4273 | 1.74 | 0 | 7.3075e-05
330 | 0.00027396 | 0.00016755 | 2.3047 | 3.0767 | 3.4273 | 3.312 | 4.5861 | 5.4742 | 3.4273 | 2.18 | 0 | 0.00024557
331 | 0.00027481 | 0.00016503 | 2.3031 | 3.0768 | 3.4273 | 3.3085 | 4.5865 | 5.4742 | 3.4273 | 2.14 | 0 | 0.00025762
332 | 0.00027182 | 0.00016726 | 2.3087 | 3.0771 | 3.4273 | 3.3208 | 4.587 | 5.4742 | 3.4273 | 2.28 | 0 | 0.00024711
333 | 0.00027011 | 0.00016697 | 2.3119 | 3.0773 | 3.4273 | 3.3278 | 4.5875 | 5.4742 | 3.4273 | 2.36 | 0 | 0.00021456
334 | 0.00026626 | 0.00016473 | 2.3192 | 3.0775 | 3.4273 | 3.3438 | 4.588 | 5.4742 | 3.4273 | 2.54 | 0 | 1.8904e-05
335 | 0.00026626 | 0.0001649 | 2.3192 | 3.0777 | 3.4273 | 3.3438 | 4.5885 | 5.4742 | 3.4273 | 2.54 | 0 | 1.4769e-05
336 | 0.00026156 | 0.00016409 | 2.3281 | 3.0779 | 3.4273 | 3.3636 | 4.5889 | 5.4742 | 3.4273 | 2.76 | 0 | 1.4178e-05
337 | 0.00025344 | 0.00016069 | 2.3437 | 3.078 | 3.4273 | 3.3983 | 4.5892 | 5.4742 | 3.4273 | 3.14 | 0 | 1.3764e-05
338 | 0.00024746 | 0.00015824 | 2.3552 | 3.0781 | 3.4273 | 3.4243 | 4.5895 | 5.4742 | 3.4273 | 3.42 | 0 | 1.1933e-05
339 | 0.00024746 | 0.00015781 | 2.3552 | 3.0783 | 3.4273 | 3.4243 | 4.5898 | 5.4742 | 3.4273 | 3.42 | 0 | 1.3292e-05
340 | 0.00024532 | 0.00015706 | 2.3594 | 3.0784 | 3.4273 | 3.4337 | 4.5902 | 5.4742 | 3.4273 | 3.52 | 0 | 1.3233e-05
341 | 0.00024532 | 0.0001578 | 2.3594 | 3.0785 | 3.4273 | 3.4337 | 4.5905 | 5.4742 | 3.4273 | 3.52 | 0 | 8.8611e-06
342 | 0.00024532 | 0.00015674 | 2.3594 | 3.0787 | 3.4273 | 3.4337 | 4.5909 | 5.4742 | 3.4273 | 3.52 | 0 | 9.9245e-06
343 | 0.00023763 | 0.00015662 | 2.3746 | 3.0788 | 3.4273 | 3.4679 | 4.5912 | 5.4742 | 3.4273 | 3.88 | 0 | 0.00052363
344 | 0.00023378 | 0.00015558 | 2.3822 | 3.079 | 3.4273 | 3.4853 | 4.5916 | 5.4742 | 3.4273 | 4.06 | 0.010556 | 0.00013191
345 | 0.0002278 | 0.00015422 | 2.3942 | 3.0791 | 3.4273 | 3.5126 | 4.5919 | 5.4742 | 3.4273 | 4.34 | 0.024444 | 9.1447e-05
346 | 0.00022181 | 0.0001525 | 2.4063 | 3.0793 | 3.4273 | 3.5404 | 4.5923 | 5.4742 | 3.4273 | 4.62 | 0.047222 | 0.00012323
347 | 0.00021412 | 0.00014991 | 2.422 | 3.0795 | 3.4273 | 3.5768 | 4.5927 | 5.4742 | 3.4273 | 4.98 | 0.052222 | 0.00013256
348 | 0.00020899 | 0.00014817 | 3.0408 | 3.0797 | 3.4273 | 4.5019 | 4.5931 | 5.4742 | 3.4273 | 5.22 | 0.070062 | 0.00025154
349 | 0.00020643 | 0.00014785 | 3.0475 | 3.0798 | 3.4273 | 4.5175 | 4.5936 | 5.4742 | 3.4273 | 5.34 | 0.052222 | 0.00013439
350 | 0.00020344 | 0.00014696 | 3.0553 | 3.08 | 3.4273 | 4.5358 | 4.594 | 5.4742 | 3.4273 | 5.48 | 0.032222 | 0.00011797
351 | 0.00021113 | 0.00014884 | 3.0353 | 3.0802 | 3.4273 | 4.489 | 4.5944 | 5.4742 | 3.4273 | 5.12 | 0.0077778 | 0.00011508
352 | 0.00021626 | 0.00015065 | 2.4176 | 3.0803 | 3.4273 | 3.5666 | 4.5948 | 5.4742 | 3.4273 | 4.88 | 0 | 7.1184e-05
353 | 0.00022181 | 0.00015229 | 2.4063 | 3.0805 | 3.4273 | 3.5404 | 4.5951 | 5.4742 | 3.4273 | 4.62 | 0 | 8.0636e-05
354 | 0.00021754 | 0.00015066 | 2.415 | 3.0806 | 3.4273 | 3.5605 | 4.5954 | 5.4742 | 3.4273 | 4.82 | 0 | 0.00024374
355 | 0.00022181 | 0.00015081 | 2.4063 | 3.0807 | 3.4273 | 3.5404 | 4.5956 | 5.4742 | 3.4273 | 4.62 | 0 | 0.00024185
356 | 0.00022523 | 0.00015261 | 2.3994 | 3.0808 | 3.4273 | 3.5245 | 4.5957 | 5.4742 | 3.4273 | 4.46 | 0 | 0.0002552
357 | 0.00022993 | 0.00015174 | 2.3899 | 3.0808 | 3.4273 | 3.5028 | 4.5959 | 5.4742 | 3.4273 | 4.24 | 0 | 0.0002461
358 | 0.00023164 | 0.0001541 | 2.3865 | 3.0809 | 3.4273 | 3.495 | 4.5961 | 5.4742 | 3.4273 | 4.16 | 0 | 7.4433e-06
359 | 0.00023378 | 0.00015543 | 2.3822 | 3.081 | 3.4273 | 3.4853 | 4.5963 | 5.4742 | 3.4273 | 4.06 | 0 | 1.3941e-05
360 | 0.00022993 | 0.00015337 | 2.3899 | 3.0811 | 3.4273 | 3.5028 | 4.5965 | 5.4742 | 3.4273 | 4.24 | 0 | 1.1992e-05
361 | 0.00022352 | 0.00015143 | 2.4028 | 3.0809 | 3.4273 | 3.5324 | 4.5961 | 5.4742 | 3.4273 | 4.54 | 0 | 1.5123e-05
362 | 0.0002278 | 0.00015131 | 2.3942 | 3.0807 | 3.4273 | 3.5126 | 4.5957 | 5.4742 | 3.4273 | 4.34 | 0 | 9.3928e-06
363 | 0.00023549 | 0.00015504 | 2.3788 | 3.0806 | 3.4273 | 3.4775 | 4.5953 | 5.4742 | 3.4273 | 3.98 | 0 | 1.3055e-05
364 | 0.00023549 | 0.00015523 | 2.3788 | 3.0804 | 3.4273 | 3.4775 | 4.5949 | 5.4742 | 3.4273 | 3.98 | 0 | 9.6882e-06
365 | 0.00023934 | 0.00015608 | 2.3712 | 3.0802 | 3.4273 | 3.4602 | 4.5944 | 5.4742 | 3.4273 | 3.8 | 0 | 1.4237e-05
366 | 0.00024447 | 0.00015722 | 2.3611 | 3.08 | 3.4273 | 3.4374 | 4.5939 | 5.4742 | 3.4273 | 3.56 | 0 | 9.7472e-06
367 | 0.00025344 | 0.0001618 | 2.3437 | 3.0797 | 3.4273 | 3.3983 | 4.5934 | 5.4742 | 3.4273 | 3.14 | 0 | 0.00053734
368 | 0.00025857 | 0.00016346 | 2.3338 | 3.0795 | 3.4273 | 3.3763 | 4.5928 | 5.4742 | 3.4273 | 2.9 | 0.0061111 | 0.00012595
369 | 0.00026028 | 0.0001632 | 2.3305 | 3.0793 | 3.4273 | 3.369 | 4.5923 | 5.4742 | 3.4273 | 2.82 | 0.024444 | 0.00011803
370 | 0.00025985 | 0.00016399 | 2.3314 | 3.0791 | 3.4273 | 3.3708 | 4.5918 | 5.4742 | 3.4273 | 2.84 | 0.037778 | 0.00011519
371 | 0.00025857 | 0.00016354 | 2.3338 | 3.0789 | 3.4273 | 3.3763 | 4.5913 | 5.4742 | 3.4273 | 2.9 | 0.049444 | 0.00012736
372 | 0.00025857 | 0.00016278 | 2.3338 | 3.0787 | 3.4273 | 3.3763 | 4.5909 | 5.4742 | 3.4273 | 2.9 | 0.055556 | 0.00022667
373 | 0.00025985 | 0.00016384 | 2.3314 | 3.0786 | 3.4273 | 3.3708 | 4.5905 | 5.4742 | 3.4273 | 2.84 | 0.042778 | 0.00012092
374 | 0.00025643 | 0.0001628 | 2.3379 | 3.0784 | 3.4273 | 3.3854 | 4.5902 | 5.4742 | 3.4273 | 3 | 0.029444 | 0.00013374
375 | 0.00025472 | 0.00016222 | 2.3412 | 3.0783 | 3.4273 | 3.3927 | 4.5899 | 5.4742 | 3.4273 | 3.08 | 0.0077778 | 0.00012583
376 | 0.00026797 | 0.00016591 | 2.316 | 3.0781 | 3.4273 | 3.3367 | 4.5895 | 5.4742 | 3.4273 | 2.46 | 0 | 8.9556e-05
377 | 0.00026968 | 0.00016675 | 2.3127 | 3.078 | 3.4273 | 3.3296 | 4.5891 | 5.4742 | 3.4273 | 2.38 | 0 | 9.1978e-05
378 | 0.00027481 | 0.00016842 | 2.3031 | 3.0778 | 3.4273 | 3.3085 | 4.5886 | 5.4742 | 3.4273 | 2.14 | 0 | 0.00023695
379 | 0.00027866 | 0.00016942 | 2.296 | 3.0775 | 3.4273 | 3.2928 | 4.5881 | 5.4742 | 3.4273 | 1.96 | 0 | 0.00025012
380 | 0.00028336 | 0.00017131 | 2.2873 | 3.0773 | 3.4273 | 3.2739 | 4.5875 | 5.4742 | 3.4273 | 1.74 | 0 | 0.00025603
381 | 0.00028122 | 0.00017018 | 2.2913 | 3.077 | 3.4273 | 3.2825 | 4.5868 | 5.4742 | 3.4273 | 1.84 | 0 | 0.00024575
382 | 0.00028849 | 0.00017251 | 2.2779 | 3.0767 | 3.4273 | 3.2535 | 4.5861 | 5.4742 | 3.4273 | 1.5 | 0 | 1.1579e-05
383 | 0.00029319 | 0.00017345 | 2.2694 | 3.0764 | 3.4273 | 3.235 | 4.5855 | 5.4742 | 3.4273 | 1.28 | 0 | 1.2642e-05
384 | 0.00029874 | 0.00017519 | 2.2594 | 3.0762 | 3.4273 | 3.2134 | 4.5849 | 5.4742 | 3.4273 | 1.02 | 0 | 9.4519e-06
385 | 0.00030259 | 0.00017647 | 2.2525 | 3.076 | 3.4273 | 3.1987 | 4.5844 | 5.4742 | 3.4273 | 0.84 | 0 | 1.7722e-05
386 | 0.0003078 | 0.00017831 | 2.2433 | 3.0757 | 3.4273 | 3.1789 | 4.5838 | 5.4742 | 3.4273 | 0.59612 | 0 | 1.022e-05
387 | 0.00030943 | 0.00017894 | 2.2404 | 3.0754 | 3.4273 | 3.1727 | 4.5832 | 5.4742 | 3.4273 | 0.52 | 0 | 1.3528e-05
388 | 0.00031669 | 0.00018106 | 2.2277 | 3.0751 | 3.4273 | 3.1457 | 4.5825 | 5.4742 | 3.4273 | 0.18 | 0 | 8.743e-06
389 | 0.00031926 | 0.00018174 | 2.2232 | 3.0748 | 3.4273 | 3.1362 | 4.5817 | 5.4742 | 3.4273 | 0.06 | 0 | 1.4237e-05
390 | 0.00032267 | 0.00018159 | 2.2085 | 3.0745 | 3.4273 | 3.1051 | 4.5809 | 5.4742 | 3.4273 | -0.34 | 0 | 1.914e-05
391 | 0.00031926 | 0.00018107 | 2.2232 | 3.0741 | 3.4273 | 3.1362 | 4.5801 | 5.4742 | 3.4273 | 0.06 | 0 | 0.0005449
392 | 0.0003214 | 0.00018215 | 2.2195 | 3.0738 | 3.4273 | 3.1284 | 4.5792 | 5.4742 | 3.4273 | -0.04 | 0.013333 | 0.0001338
393 | 0.0003214 | 0.00018224 | 2.2195 | 3.0735 | 3.4273 | 3.1284 | 4.5787 | 5.4742 | 3.4273 | -0.04 | 0.045 | 0.00011478
394 | 0.00032267 | 0.00018168 | 2.2129 | 3.0734 | 3.4273 | 3.1144 | 4.5783 | 5.4742 | 3.4273 | -0.22 | 0.081667 | 0.00013493
395 | 0.00031926 | 0.00018165 | 2.2232 | 3.0733 | 3.4273 | 3.1362 | 4.5781 | 5.4742 | 3.4273 | 0.06 | 0.11611 | 0.00011708
396 | 0.00030772 | 0.00017796 | 2.2434 | 3.0732 | 3.4273 | 3.1792 | 4.5779 | 5.4742 | 3.4273 | 0.6 | 0.11 | 0.00026205
397 | 0.00030259 | 0.00017645 | 2.2525 | 3.0733 | 3.4273 | 3.1987 | 4.578 | 5.4742 | 3.4273 | 0.84 | 0.098333 | 0.000124
398 | 0.00030772 | 0.00017822 | 2.2434 | 3.0733 | 3.4273 | 3.1792 | 4.5781 | 5.4742 | 3.4273 | 0.6 | 0.055556 | 0.00012482
399 | 0.00030473 | 0.00017703 | 2.2487 | 3.0733 | 3.4273 | 3.1905 | 4.5782 | 5.4742 | 3.4273 | 0.74 | 0.016111 | 0.00012961
400 | 0.00030772 | 0.00017786 | 2.2434 | 3.0733 | 3.4273 | 3.1792 | 4.5782 | 5.4742 | 3.4273 | 0.6 | 0 | 8.359e-05
401 | 0.00030729 | 0.00017777 | 2.2442 | 3.0733 | 3.4273 | 3.1808 | 4.5781 | 5.4742 | 3.4273 | 0.62 | 0 | 8.5303e-05
402 | 0.00030729 | 0.00017806 | 2.2442 | 3.0732 | 3.4273 | 3.1808 | 4.5779 | 5.4742 | 3.4273 | 0.62 | 0 | 0.00024994
403 | 0.00030943 | 0.00017749 | 2.2404 | 3.0731 | 3.4273 | 3.1727 | 4.5777 | 5.4742 | 3.4273 | 0.52 | 0 | 0.00024014
404 | 0.00030729 | 0.00017868 | 2.2442 | 3.073 | 3.4273 | 3.1808 | 4.5774 | 5.4742 | 3.4273 | 0.62 | 0 | 0.00024675
405 | 0.00031256 | 0.00017984 | 2.2349 | 3.0729 | 3.4273 | 3.161 | 4.5772 | 5.4742 | 3.4273 | 0.37343 | 0 | 0.00023695
406 | 0.00032267 | 0.00018303 | 2.2092 | 3.0728 | 3.4273 | 3.1066 | 4.577 | 5.4742 | 3.4273 | -0.32 | 0 | 1.5536e-05
407 | 0.00032267 | 0.0001823 | 2.1782 | 3.0727 | 3.4273 | 3.0418 | 4.5768 | 5.4742 | 3.4273 | -1.18 | 0 | 1.5359e-05
408 | 0.00032267 | 0.00018286 | 2.1732 | 3.0726 | 3.4273 | 3.0315 | 4.5765 | 5.4742 | 3.4273 | -1.32 | 0 | 1.2878e-05
409 | 0.00032267 | 0.00018297 | 2.2005 | 3.0725 | 3.4273 | 3.0883 | 4.5761 | 5.4742 | 3.4273 | -0.56 | 0 | 1.3174e-05
410 | 0.00032267 | 0.00018266 | 2.1782 | 3.0723 | 3.4273 | 3.0419 | 4.5757 | 5.4742 | 3.4273 | -1.1785 | 0 | 1.4473e-05
411 | 0.00032267 | 0.00018262 | 2.1682 | 3.0721 | 3.4273 | 3.0212 | 4.5753 | 5.4742 | 3.4273 | -1.46 | 0 | 7.2661e-06
412 | 0.00032267 | 0.00018199 | 2.1612 | 3.0719 | 3.4273 | 3.0067 | 4.5749 | 5.4742 | 3.4273 | -1.66 | 0 | 1.465e-05
413 | 0.00032267 | 0.00018179 | 2.1514 | 3.0718 | 3.4273 | 2.9866 | 4.5745 | 5.4742 | 3.4273 | -1.94 | 0 | 1.1224e-05
414 | 0.00032267 | 0.00018181 | 2.1521 | 3.0716 | 3.4273 | 2.9881 | 4.574 | 5.4742 | 3.4273 | -1.92 | 0 | 1.146e-05
415 | 0.00032267 | 0.00018265 | 2.1473 | 3.0714 | 3.4273 | 2.9781 | 4.5735 | 5.4742 | 3.4273 | -2.06 | 0 | 0.00052653
416 | 0.00032267 | 0.00018235 | 2.1275 | 3.0711 | 3.4273 | 2.9379 | 4.573 | 5.4742 | 3.4273 | -2.6365 | 0.018889 | 0.00012648
417 | 0.00032267 | 0.00018261 | 2.133 | 3.0709 | 3.4273 | 2.9489 | 4.5724 | 5.4742 | 3.4273 | -2.4765 | 0.055556 | 7.7387e-05
418 | 0.00032267 | 0.00018289 | 2.1336 | 3.0706 | 3.4273 | 2.9503 | 4.5718 | 5.4742 | 3.4273 | -2.4565 | 0.089444 | 0.00013049
419 | 0.00032267 | 0.00018252 | 2.1372 | 3.0704 | 3.4273 | 2.9575 | 4.5712 | 5.4742 | 3.4273 | -2.3534 | 0.13 | 0.0001341
420 | 0.00032267 | 0.00018285 | 2.1682 | 3.0702 | 3.4273 | 3.0212 | 4.5708 | 5.4742 | 3.4273 | -1.46 | 0.13944 | 0.00026004
421 | 0.00032267 | 0.00018288 | 2.1947 | 3.07 | 3.4273 | 3.0761 | 4.5704 | 5.4742 | 3.4273 | -0.72 | 0.13333 | 0.00012766
422 | 0.00032267 | 0.00018233 | 2.2048 | 3.07 | 3.4273 | 3.0974 | 4.5703 | 5.4742 | 3.4273 | -0.44 | 0.11333 | 0.00012104
423 | 0.00032267 | 0.00018271 | 2.1947 | 3.07 | 3.4273 | 3.0761 | 4.5703 | 5.4742 | 3.4273 | -0.72 | 0.016111 | 0.0001237
424 | 0.00032267 | 0.00018222 | 2.1787 | 3.07 | 3.4273 | 3.0429 | 4.5703 | 5.4742 | 3.4273 | -1.1646 | 0.00055556 | 8.1345e-05
425 | 0.00032267 | 0.00018218 | 2.1789 | 3.0699 | 3.4273 | 3.0432 | 4.5702 | 5.4742 | 3.4273 | -1.16 | 0 | 8.4949e-05
426 | 0.00032267 | 0.00018269 | 2.1803 | 3.0699 | 3.4273 | 3.0462 | 4.57 | 5.4742 | 3.4273 | -1.12 | 0 | 0.00024327
427 | 0.00032267 | 0.00018079 | 2.1911 | 3.0698 | 3.4273 | 3.0686 | 4.5698 | 5.4742 | 3.4273 | -0.82 | 0 | 0.00025183
428 | 0.00032267 | 0.00018135 | 2.1918 | 3.0697 | 3.4273 | 3.0701 | 4.5696 | 5.4742 | 3.4273 | -0.8 | 0 | 0.00024746
429 | 0.00032267 | 0.00018182 | 2.1846 | 3.0696 | 3.4273 | 3.0551 | 4.5694 | 5.4742 | 3.4273 | -1 | 0 | 0.00024593
430 | 0.00032267 | 0.00018223 | 2.1846 | 3.0695 | 3.4273 | 3.0551 | 4.5691 | 5.4742 | 3.4273 | -1 | 0 | 8.0932e-06
431 | 0.00032267 | 0.00018293 | 2.1739 | 3.0694 | 3.4273 | 3.0329 | 4.5689 | 5.4742 | 3.4273 | -1.3 | 0 | 1.1519e-05
432 | 0.00032267 | 0.00018272 | 2.1689 | 3.0692 | 3.4273 | 3.0227 | 4.5685 | 5.4742 | 3.4273 | -1.44 | 0 | 2.3984e-05
433 | 0.00032267 | 0.00018235 | 2.1697 | 3.0691 | 3.4273 | 3.0241 | 4.5681 | 5.4742 | 3.4273 | -1.42 | 0 | 2.1267e-05
434 | 0.00032267 | 0.00018095 | 2.1739 | 3.0689 | 3.4273 | 3.0329 | 4.5677 | 5.4742 | 3.4273 | -1.3 | 0 | 1.9258e-05
435 | 0.00032267 | 0.00018236 | 2.1856 | 3.0687 | 3.4273 | 3.0573 | 4.5673 | 5.4742 | 3.4273 | -0.97077 | 0 | 2.363e-05
436 | 0.00032267 | 0.00018113 | 2.1803 | 3.0685 | 3.4273 | 3.0462 | 4.5669 | 5.4742 | 3.4273 | -1.12 | 0 | 2.1739e-05
437 | 0.00032267 | 0.00018199 | 2.1803 | 3.0683 | 3.4273 | 3.0462 | 4.5664 | 5.4742 | 3.4273 | -1.12 | 0 | 2.1739e-05
438 | 0.00032267 | 0.00018121 | 2.1739 | 3.0681 | 3.4273 | 3.0329 | 4.5659 | 5.4742 | 3.4273 | -1.3 | 0 | 2.1739e-05
439 | 0.00032267 | 0.00018252 | 2.1697 | 3.068 | 3.4273 | 3.0241 | 4.5655 | 5.4742 | 3.4273 | -1.42 | 0 | 0.00050591
440 | 0.00032267 | 0.0001828 | 2.1803 | 3.0677 | 3.4273 | 3.0462 | 4.565 | 5.4742 | 3.4273 | -1.12 | 0.016111 | 0.00052351
441 | 0.00032267 | 0.00018297 | 2.186 | 3.0675 | 3.4273 | 3.0581 | 4.5644 | 5.4742 | 3.4273 | -0.96 | 0.045 | 0.00013433
442 | 0.00032267 | 0.000183 | 2.1961 | 3.0673 | 3.4273 | 3.0792 | 4.5641 | 5.4742 | 3.4273 | -0.68 | 0.084259 | 0.00013109
443 | 0.00032267 | 0.00018285 | 2.2129 | 3.0673 | 3.4273 | 3.1144 | 4.5641 | 5.4742 | 3.4273 | -0.22 | 0.089444 | 0.00011035
444 | 0.00031926 | 0.00018149 | 2.2232 | 3.0674 | 3.4273 | 3.1362 | 4.5643 | 5.4742 | 3.4273 | 0.06 | 0.13944 | 9.7236e-05
445 | 0.00031926 | 0.00018205 | 2.2232 | 3.0675 | 3.4273 | 3.1362 | 4.5645 | 5.4742 | 3.4273 | 0.06 | 0.19944 | 7.7623e-05
446 | 0.00031669 | 0.00018066 | 2.2277 | 3.0677 | 3.4273 | 3.1457 | 4.5648 | 5.4742 | 3.4273 | 0.18 | 0.092778 | 8.2467e-05
447 | 0.00031413 | 0.0001799 | 2.2322 | 3.0677 | 3.4273 | 3.1552 | 4.565 | 5.4742 | 3.4273 | 0.3 | 0.026667 | 0.00029508
448 | 0.00031627 | 0.00018074 | 2.2284 | 3.0679 | 3.4273 | 3.1472 | 4.5653 | 5.4742 | 3.4273 | 0.2 | 0.00055556 | 0.00029726
449 | 0.0003214 | 0.00018248 | 2.2195 | 3.068 | 3.4273 | 3.1284 | 4.5656 | 5.4742 | 3.4273 | -0.04 | 0 | 4.5842e-05
450 | 0.00031883 | 0.0001816 | 2.224 | 3.068 | 3.4273 | 3.1378 | 4.5655 | 5.4742 | 3.4273 | 0.08 | 0 | 4.8972e-05
451 | 0.00031248 | 0.00018022 | 2.2351 | 3.0679 | 3.4273 | 3.1613 | 4.5654 | 5.4742 | 3.4273 | 0.37731 | 0 | 5.4466e-05
452 | 0.00031413 | 0.00018003 | 2.2322 | 3.0679 | 3.4273 | 3.1552 | 4.5653 | 5.4742 | 3.4273 | 0.3 | 0 | 0.00016972
453 | 0.00031883 | 0.00018184 | 2.224 | 3.0678 | 3.4273 | 3.1378 | 4.565 | 5.4742 | 3.4273 | 0.08 | 0 | 0.00019016
454 | 0.00032267 | 0.00018303 | 2.2129 | 3.0677 | 3.4273 | 3.1144 | 4.5648 | 5.4742 | 3.4273 | -0.22 | 0 | 0.0001774
455 | 0.00032267 | 0.00018311 | 2.2005 | 3.0675 | 3.4273 | 3.0883 | 4.5645 | 5.4742 | 3.4273 | -0.56 | 0 | 2.0085e-05
456 | 0.00032267 | 0.00018284 | 2.2005 | 3.0674 | 3.4273 | 3.0883 | 4.5642 | 5.4742 | 3.4273 | -0.56 | 0 | 2.2862e-05
457 | 0.00032267 | 0.00018168 | 2.1968 | 3.0673 | 3.4273 | 3.0807 | 4.5639 | 5.4742 | 3.4273 | -0.66 | 0 | 2.7351e-05
458 | 0.00032267 | 0.00018169 | 2.1919 | 3.0672 | 3.4273 | 3.0703 | 4.5637 | 5.4742 | 3.4273 | -0.79692 | 0 | 3.3377e-05
459 | 0.00032267 | 0.00017907 | 2.1803 | 3.0671 | 3.4273 | 3.0462 | 4.5634 | 5.4742 | 3.4273 | -1.12 | 0 | 2.298e-05
460 | 0.00032267 | 0.00018125 | 2.1739 | 3.0669 | 3.4273 | 3.0329 | 4.563 | 5.4742 | 3.4273 | -1.3 | 0 | 2.8178e-05
461 | 0.00032267 | 0.00018181 | 2.1521 | 3.0667 | 3.4273 | 2.9881 | 4.5626 | 5.4742 | 3.4273 | -1.92 | 0 | 2.1916e-05
462 | 0.00032267 | 0.00018167 | 2.1619 | 3.0667 | 3.4273 | 3.0082 | 4.5625 | 5.4742 | 3.4273 | -1.64 | 0 | 2.2625e-05
463 | 0.00032267 | 0.00018227 | 2.1521 | 3.0666 | 3.4273 | 2.9881 | 4.5623 | 5.4742 | 3.4273 | -1.92 | 0.00055556 | 0.00050869
464 | 0.00032267 | 0.00018215 | 2.1473 | 3.0665 | 3.4273 | 2.9781 | 4.5621 | 5.4742 | 3.4273 | -2.06 | 0.010556 | 0.00052168
465 | 0.00032267 | 0.00018285 | 2.1418 | 3.0664 | 3.4273 | 2.9668 | 4.562 | 5.4742 | 3.4273 | -2.22 | 0.032222 | 0.0001299
466 | 0.00032267 | 0.00018265 | 2.1626 | 3.0664 | 3.4273 | 3.0096 | 4.5619 | 5.4742 | 3.4273 | -1.62 | 0.055556 | 0.00014887
467 | 0.00032267 | 0.00018 | 2.1521 | 3.0665 | 3.4273 | 2.9881 | 4.562 | 5.4742 | 3.4273 | -1.92 | 0.065556 | 0.00013829
468 | 0.00032267 | 0.00018288 | 2.1528 | 3.0666 | 3.4273 | 2.9895 | 4.5622 | 5.4742 | 3.4273 | -1.9 | 0.065556 | 8.483e-05
469 | 0.00032267 | 0.00018241 | 2.1535 | 3.0667 | 3.4273 | 2.9909 | 4.5625 | 5.4742 | 3.4273 | -1.88 | 0.062778 | 8.6662e-05
470 | 0.00032267 | 0.00018278 | 2.1563 | 3.0668 | 3.4273 | 2.9967 | 4.5628 | 5.4742 | 3.4273 | -1.8 | 0.047778 | 9.7886e-05
471 | 0.00032267 | 0.00018249 | 2.1535 | 3.0669 | 3.4273 | 2.9909 | 4.5631 | 5.4742 | 3.4273 | -1.88 | 0.018889 | 0.00028468
472 | 0.00032267 | 0.00018242 | 2.148 | 3.067 | 3.4273 | 2.9795 | 4.5633 | 5.4742 | 3.4273 | -2.04 | 0.00055556 | 0.00029295
473 | 0.00032267 | 0.00018266 | 2.1577 | 3.0671 | 3.4273 | 2.9995 | 4.5635 | 5.4742 | 3.4273 | -1.76 | 0 | 5.3521e-05
474 | 0.00032267 | 0.00018297 | 2.1697 | 3.0671 | 3.4273 | 3.0241 | 4.5634 | 5.4742 | 3.4273 | -1.42 | 0 | 4.1647e-05
475 | 0.00032267 | 0.00018046 | 2.186 | 3.067 | 3.4273 | 3.0581 | 4.5633 | 5.4742 | 3.4273 | -0.96 | 0 | 4.2061e-05
476 | 0.00032267 | 0.00018316 | 2.1968 | 3.0669 | 3.4273 | 3.0807 | 4.563 | 5.4742 | 3.4273 | -0.66 | 0 | 0.00018148
477 | 0.00032267 | 0.00018242 | 2.1924 | 3.0667 | 3.4273 | 3.0714 | 4.5625 | 5.4742 | 3.4273 | -0.78308 | 0 | 0.00017858
478 | 0.00032267 | 0.00018181 | 2.1925 | 3.0664 | 3.4273 | 3.0716 | 4.5618 | 5.4742 | 3.4273 | -0.78 | 0 | 0.00019571
479 | 0.00032267 | 0.00018294 | 2.1867 | 3.066 | 3.4273 | 3.0596 | 4.5608 | 5.4742 | 3.4273 | -0.94 | 0 | 2.0676e-05
480 | 0.00032267 | 0.00018218 | 2.181 | 3.0655 | 3.4273 | 3.0477 | 4.5597 | 5.4742 | 3.4273 | -1.1 | 0 | 1.4296e-05
481 | 0.00032267 | 0.00018238 | 2.1753 | 3.065 | 3.4273 | 3.0359 | 4.5586 | 5.4742 | 3.4273 | -1.26 | 0 | 7.3252e-06
482 | 0.00032267 | 0.00018181 | 2.1867 | 3.0645 | 3.4273 | 3.0596 | 4.5574 | 5.4742 | 3.4273 | -0.94 | 0 | 1.4296e-05
483 | 0.00032267 | 0.00018154 | 2.1968 | 3.0641 | 3.4273 | 3.0807 | 4.5564 | 5.4742 | 3.4273 | -0.66 | 0 | 1.2169e-05
484 | 0.00032267 | 0.00018168 | 2.2048 | 3.0637 | 3.4273 | 3.0974 | 4.5556 | 5.4742 | 3.4273 | -0.44 | 0 | 1.1342e-05
485 | 0.00032267 | 0.00018238 | 2.2129 | 3.0634 | 3.4273 | 3.1144 | 4.5547 | 5.4742 | 3.4273 | -0.22 | 0 | 5.9074e-06
486 | 0.00032267 | 0.00018167 | 2.2092 | 3.063 | 3.4273 | 3.1066 | 4.5539 | 5.4742 | 3.4273 | -0.32 | 0 | 1.4532e-05
487 | 0.00032267 | 0.00018271 | 2.181 | 3.0627 | 3.4273 | 3.0477 | 4.5531 | 5.4742 | 3.4273 | -1.1 | 0 | 0.00051826
488 | 0.00032267 | 0.00018263 | 2.1867 | 3.0623 | 3.4273 | 3.0596 | 4.5523 | 5.4742 | 3.4273 | -0.94 | 0.013333 | 0.00013723
489 | 0.00032267 | 0.00018271 | 2.1875 | 3.062 | 3.4273 | 3.0611 | 4.5515 | 5.4742 | 3.4273 | -0.92 | 0.042778 | 0.000112
490 | 0.00032267 | 0.00018282 | 2.181 | 3.0617 | 3.4273 | 3.0477 | 4.5507 | 5.4742 | 3.4273 | -1.1 | 0.073333 | 0.00013652
491 | 0.00032267 | 0.00018179 | 2.2136 | 3.0613 | 3.4273 | 3.1159 | 4.5499 | 5.4742 | 3.4273 | -0.2 | 0.11889 | 0.00014213
492 | 0.00030473 | 0.00017777 | 2.2487 | 3.061 | 3.4273 | 3.1905 | 4.5492 | 5.4742 | 3.4273 | 0.74 | 0.17444 | 0.00025916
493 | 0.00029191 | 0.00017389 | 2.2717 | 3.0607 | 3.4273 | 3.24 | 4.5485 | 5.4742 | 3.4273 | 1.34 | 0.19667 | 0.00012346
494 | 0.00027481 | 0.00016869 | 2.3031 | 3.0603 | 3.4273 | 3.3085 | 4.5475 | 5.4742 | 3.4273 | 2.14 | 0.086667 | 0.000125
495 | 0.00028464 | 0.00017121 | 2.285 | 3.0599 | 3.4273 | 3.2688 | 4.5465 | 5.4742 | 3.4273 | 1.68 | 0.024444 | 0.00012973
496 | 0.00031242 | 0.0001795 | 2.2352 | 3.0594 | 3.4273 | 3.1615 | 4.5455 | 5.4742 | 3.4273 | 0.38 | 0.00055556 | 8.6071e-05
497 | 0.00031413 | 0.00018029 | 2.2322 | 3.059 | 3.4273 | 3.1552 | 4.5444 | 5.4742 | 3.4273 | 0.3 | 0 | 7.975e-05
498 | 0.00032267 | 0.00018259 | 2.1925 | 3.0586 | 3.4273 | 3.0716 | 4.5435 | 5.4742 | 3.4273 | -0.78 | 0 | 0.00024705
499 | 0.00032267 | 0.00018243 | 2.1697 | 3.0583 | 3.4273 | 3.0241 | 4.5429 | 5.4742 | 3.4273 | -1.42 | 0 | 0.00024551
500 | 0.00032267 | 0.00018248 | 2.1372 | 3.0581 | 3.4273 | 2.9575 | 4.5423 | 5.4742 | 3.4273 | -2.3534 | 0 | 0.00025425
501 | 0.00032267 | 0.00017948 | 2.1336 | 3.0579 | 3.4273 | 2.9503 | 4.5418 | 5.4742 | 3.4273 | -2.4565 | 0 | 0.00024687
502 | 0.00032267 | 0.00018256 | 2.1054 | 3.0577 | 3.4273 | 2.8933 | 4.5414 | 5.4742 | 3.4273 | -3.2934 | 0 | 7.6796e-06
503 | 0.00032267 | 0.00018275 | 2.1167 | 3.0575 | 3.4273 | 2.916 | 4.5409 | 5.4742 | 3.4273 | -2.9565 | 0 | 1.1638e-05
504 | 0.00032267 | 0.00018174 | 2.118 | 3.0573 | 3.4273 | 2.9187 | 4.5405 | 5.4742 | 3.4273 | -2.9165 | 0 | 1.4946e-05
505 | 0.00032267 | 0.00018242 | 2.114 | 3.0571 | 3.4273 | 2.9106 | 4.5401 | 5.4742 | 3.4273 | -3.0365 | 0 | 1.4296e-05
506 | 0.00032267 | 0.00018145 | 2.1282 | 3.057 | 3.4273 | 2.9392 | 4.5397 | 5.4742 | 3.4273 | -2.6165 | 0 | 1.0574e-05
507 | 0.00032267 | 0.00018219 | 2.0933 | 3.0568 | 3.4273 | 2.869 | 4.5394 | 5.4742 | 3.4273 | -3.66 | 0 | 1.3114e-05
508 | 0.00032267 | 0.00018121 | 2.118 | 3.0567 | 3.4273 | 2.9187 | 4.5391 | 5.4742 | 3.4273 | -2.9165 | 0 | 8.802e-06
509 | 0.00032267 | 0.00018157 | 2.1343 | 3.0567 | 3.4273 | 2.9517 | 4.539 | 5.4742 | 3.4273 | -2.4365 | 0 | 1.1342e-05
510 | 0.00032267 | 0.00018099 | 2.1535 | 3.0566 | 3.4273 | 2.9909 | 4.5389 | 5.4742 | 3.4273 | -1.88 | 0 | 1.0338e-05
511 | 0.00032267 | 0.0001828 | 2.1282 | 3.0566 | 3.4273 | 2.9392 | 4.5388 | 5.4742 | 3.4273 | -2.6165 | 0.00055556 | 0.00054998
512 | 0.00032267 | 0.00018319 | 2.1577 | 3.0565 | 3.4273 | 2.9995 | 4.5387 | 5.4742 | 3.4273 | -1.76 | 0.055556 | 0.00014461
513 | 0.00032267 | 0.00018308 | 2.1697 | 3.0565 | 3.4273 | 3.0241 | 4.5386 | 5.4742 | 3.4273 | -1.42 | 0.16889 | 0.00010208
514 | 0.00030473 | 0.00017786 | 2.2487 | 3.0564 | 3.4273 | 3.1905 | 4.5385 | 5.4742 | 3.4273 | 0.74 | 0.20611 | 0.00012352
515 | 0.00026968 | 0.00016664 | 2.3127 | 3.0564 | 3.4273 | 3.3296 | 4.5384 | 5.4742 | 3.4273 | 2.38 | 0.15778 | 0.00011094
516 | 0.00025472 | 0.00016293 | 2.3412 | 3.0564 | 3.4273 | 3.3927 | 4.5383 | 5.4742 | 3.4273 | 3.08 | 0.16 | 0.00024214
517 | 0.00022352 | 0.00015362 | 2.4028 | 3.0563 | 3.4273 | 3.5324 | 4.5382 | 5.4742 | 3.4273 | 4.54 | 0.22722 | 0.00013534
518 | 0.0002278 | 0.00015407 | 2.3942 | 3.0563 | 3.4273 | 3.5126 | 4.5381 | 5.4742 | 3.4273 | 4.34 | 0.086667 | 0.0001299
519 | 0.00019061 | 0.00014348 | 3.0893 | 3.0563 | 3.4273 | 4.616 | 4.5381 | 5.4742 | 3.4273 | 6.08 | 0.024444 | 0.00012813
520 | 0.00019061 | 0.00014334 | 3.0893 | 3.0564 | 3.4273 | 4.616 | 4.5384 | 5.4742 | 3.4273 | 6.08 | 0.00055556 | 7.7505e-05
521 | 0.00019788 | 0.00014571 | 3.0699 | 3.0565 | 3.4273 | 4.5702 | 4.5386 | 5.4742 | 3.4273 | 5.74 | 0 | 7.0062e-05
522 | 0.0001966 | 0.00014488 | 3.0733 | 3.0566 | 3.4273 | 4.5782 | 4.5388 | 5.4742 | 3.4273 | 5.8 | 0 | 0.00024764
523 | 0.0001966 | 0.00014592 | 3.0733 | 3.0567 | 3.4273 | 4.5782 | 4.5389 | 5.4742 | 3.4273 | 5.8 | 0 | 0.00024203
524 | 0.00019959 | 0.00014498 | 3.0654 | 3.0567 | 3.4273 | 4.5596 | 4.5391 | 5.4742 | 3.4273 | 5.66 | 0 | 0.00024734
525 | 0.00020429 | 0.00014353 | 3.0531 | 3.0568 | 3.4273 | 4.5305 | 4.5392 | 5.4742 | 3.4273 | 5.44 | 0 | 0.00025296
526 | 0.0002013 | 0.00014434 | 3.0609 | 3.0568 | 3.4273 | 4.549 | 4.5392 | 5.4742 | 3.4273 | 5.58 | 0 | 1.2287e-05
527 | 0.00019489 | 0.00014237 | 3.0779 | 3.0568 | 3.4273 | 4.589 | 4.5393 | 5.4742 | 3.4273 | 5.88 | 0 | 8.4476e-06
528 | 0.00020344 | 0.00014526 | 3.0553 | 3.0568 | 3.4273 | 4.5358 | 4.5393 | 5.4742 | 3.4273 | 5.48 | 0 | 8.8611e-06
529 | 0.00020899 | 0.00014624 | 3.0408 | 3.0568 | 3.4273 | 4.5019 | 4.5393 | 5.4742 | 3.4273 | 5.22 | 0 | 1.0633e-05
530 | 0.00021412 | 0.00014794 | 2.422 | 3.0568 | 3.4273 | 3.5768 | 4.5393 | 5.4742 | 3.4273 | 4.98 | 0 | 1.2996e-05
531 | 0.00021241 | 0.00014636 | 3.0319 | 3.0568 | 3.4273 | 4.4813 | 4.5392 | 5.4742 | 3.4273 | 5.06 | 0 | 1.0102e-05
532 | 0.00022181 | 0.00014958 | 2.4063 | 3.0567 | 3.4273 | 3.5404 | 4.5392 | 5.4742 | 3.4273 | 4.62 | 0 | 1.1283e-05
533 | 0.00021113 | 0.00014394 | 3.0353 | 3.0567 | 3.4273 | 4.489 | 4.539 | 5.4742 | 3.4273 | 5.12 | 0 | 9.0974e-06
534 | 0.00021626 | 0.00014747 | 2.4176 | 3.0566 | 3.4273 | 3.5666 | 4.5389 | 5.4742 | 3.4273 | 4.88 | 0 | 9.2156e-06
535 | 0.00023934 | 0.00015719 | 2.3712 | 3.0566 | 3.4273 | 3.4602 | 4.5389 | 5.4742 | 3.4273 | 3.8 | 0 | 0.0005501
536 | 0.00025002 | 0.00016153 | 2.3503 | 3.0566 | 3.4273 | 3.4131 | 4.5389 | 5.4742 | 3.4273 | 3.3 | 0.0077778 | 0.00013528
537 | 0.00023549 | 0.00015724 | 2.3788 | 3.0566 | 3.4273 | 3.4775 | 4.5389 | 5.4742 | 3.4273 | 3.98 | 0.021667 | 0.00010438
538 | 0.00021412 | 0.00015084 | 2.422 | 3.0566 | 3.4273 | 3.5768 | 4.5389 | 5.4742 | 3.4273 | 4.98 | 0.045 | 0.00013622
539 | 0.00020899 | 0.00014766 | 3.0408 | 3.0566 | 3.4273 | 4.5019 | 4.5388 | 5.4742 | 3.4273 | 5.22 | 0.056667 | 0.00011407
540 | 0.00020899 | 0.00014848 | 3.0408 | 3.0565 | 3.4273 | 4.5019 | 4.5386 | 5.4742 | 3.4273 | 5.22 | 0.10111 | 0.00022844
541 | 0.0001966 | 0.00014528 | 3.0733 | 3.0564 | 3.4273 | 4.5782 | 4.5384 | 5.4742 | 3.4273 | 5.8 | 0.06 | 0.0001315
542 | 0.00020686 | 0.0001487 | 3.0464 | 3.0564 | 3.4273 | 4.5149 | 4.5383 | 5.4742 | 3.4273 | 5.32 | 0.024444 | 0.00013221
543 | 0.0002013 | 0.00014697 | 3.0609 | 3.0563 | 3.4273 | 4.549 | 4.5382 | 5.4742 | 3.4273 | 5.58 | 0.035556 | 0.00012996
544 | 0.00020686 | 0.00014862 | 3.0464 | 3.0563 | 3.4273 | 4.5149 | 4.5381 | 5.4742 | 3.4273 | 5.32 | 0.00055556 | 8.5835e-05
545 | 0.00021113 | 0.00014986 | 3.0353 | 3.0563 | 3.4273 | 4.489 | 4.538 | 5.4742 | 3.4273 | 5.12 | 0 | 7.8037e-05
546 | 0.00021626 | 0.00015151 | 2.4176 | 3.0562 | 3.4273 | 3.5666 | 4.538 | 5.4742 | 3.4273 | 4.88 | 0 | 0.00022342
547 | 0.00021626 | 0.00015061 | 2.4176 | 3.0562 | 3.4273 | 3.5666 | 4.538 | 5.4742 | 3.4273 | 4.88 | 0 | 0.00024864
548 | 0.00021626 | 0.00014814 | 2.4176 | 3.0563 | 3.4273 | 3.5666 | 4.5381 | 5.4742 | 3.4273 | 4.88 | 0 | 0.00024947
549 | 0.00021754 | 0.00014696 | 2.415 | 3.0563 | 3.4273 | 3.5605 | 4.5381 | 5.4742 | 3.4273 | 4.82 | 0 | 0.00023009
550 | 0.00022352 | 0.00015028 | 2.4028 | 3.0563 | 3.4273 | 3.5324 | 4.5381 | 5.4742 | 3.4273 | 4.54 | 0 | 1.1697e-05
551 | 0.00022181 | 0.00014837 | 2.4063 | 3.0563 | 3.4273 | 3.5404 | 4.5381 | 5.4742 | 3.4273 | 4.62 | 0 | 1.3705e-05
552 | 0.00022352 | 0.00014869 | 2.4028 | 3.0563 | 3.4273 | 3.5324 | 4.538 | 5.4742 | 3.4273 | 4.54 | 0 | 1.1697e-05
553 | 0.0002278 | 0.00014861 | 2.3942 | 3.0563 | 3.4273 | 3.5126 | 4.5381 | 5.4742 | 3.4273 | 4.34 | 0 | 7.7387e-06
554 | 0.00022352 | 0.00014974 | 2.4028 | 3.0563 | 3.4273 | 3.5324 | 4.5381 | 5.4742 | 3.4273 | 4.54 | 0 | 8.9202e-06
555 | 0.00021754 | 0.00014664 | 2.415 | 3.0563 | 3.4273 | 3.5605 | 4.5382 | 5.4742 | 3.4273 | 4.82 | 0 | 9.8063e-06
556 | 0.00021113 | 0.00014603 | 3.0353 | 3.0564 | 3.4273 | 4.489 | 4.5383 | 5.4742 | 3.4273 | 5.12 | 0 | 1.022e-05
557 | 0.00020429 | 0.0001431 | 3.0531 | 3.0564 | 3.4273 | 4.5305 | 4.5384 | 5.4742 | 3.4273 | 5.44 | 0 | 1.4709e-05
558 | 0.00021412 | 0.00014761 | 2.422 | 3.0564 | 3.4273 | 3.5768 | 4.5384 | 5.4742 | 3.4273 | 4.98 | 0 | 1.3705e-05
559 | 0.00021198 | 0.00014977 | 3.033 | 3.0564 | 3.4273 | 4.4838 | 4.5384 | 5.4742 | 3.4273 | 5.08 | 0.00055556 | 0.00053763
560 | 0.0002013 | 0.00014692 | 3.0609 | 3.0564 | 3.4273 | 4.549 | 4.5383 | 5.4742 | 3.4273 | 5.58 | 0.024444 | 0.00012914
561 | 0.00019061 | 0.00014379 | 3.0893 | 3.0563 | 3.4273 | 4.616 | 4.5382 | 5.4742 | 3.4273 | 6.08 | 0.068333 | 8.2881e-05
562 | 0.0001748 | 0.00013851 | 3.1323 | 3.0563 | 3.4273 | 4.719 | 4.5382 | 5.4742 | 3.4273 | 6.82 | 0.098333 | 0.00011862
563 | 0.00016454 | 0.00013576 | 3.1608 | 3.0564 | 3.4273 | 4.7882 | 4.5383 | 5.4742 | 3.4273 | 7.3 | 0.078889 | 0.00011502
564 | 0.00014788 | 0.00013097 | 3.2083 | 3.0565 | 3.4273 | 4.9052 | 4.5386 | 5.4742 | 3.4273 | 8.08 | 0.068333 | 0.00025869
565 | 0.00014403 | 0.00012958 | 3.2195 | 3.0567 | 3.4273 | 4.933 | 4.539 | 5.4742 | 3.4273 | 8.26 | 0.06 | 0.00011661
566 | 0.00015001 | 0.00013152 | 3.2021 | 3.0569 | 3.4273 | 4.8899 | 4.5396 | 5.4742 | 3.4273 | 7.98 | 0.026667 | 0.00012423
567 | 0.00015984 | 0.00013442 | 3.1741 | 3.0572 | 3.4273 | 4.8207 | 4.5401 | 5.4742 | 3.4273 | 7.52 | 0.0077778 | 0.0001276
568 | 0.00015728 | 0.00013344 | 3.1813 | 3.0574 | 3.4273 | 4.8385 | 4.5407 | 5.4742 | 3.4273 | 7.64 | 0.00055556 | 7.0534e-05
569 | 0.00016668 | 0.00013649 | 3.1548 | 3.0576 | 3.4273 | 4.7736 | 4.5411 | 5.4742 | 3.4273 | 7.2 | 0 | 7.4552e-05
570 | 0.00016925 | 0.00013717 | 3.1477 | 3.0577 | 3.4273 | 4.7562 | 4.5414 | 5.4742 | 3.4273 | 7.08 | 0 | 0.00025083
571 | 0.00016668 | 0.00013589 | 3.1548 | 3.0578 | 3.4273 | 4.7736 | 4.5416 | 5.4742 | 3.4273 | 7.2 | 0 | 0.00026217
572 | 0.00016454 | 0.00013554 | 3.1608 | 3.0578 | 3.4273 | 4.7882 | 4.5417 | 5.4742 | 3.4273 | 7.3 | 0 | 0.00026424
573 | 0.00016241 | 0.00013467 | 3.1668 | 3.0579 | 3.4273 | 4.8029 | 4.5418 | 5.4742 | 3.4273 | 7.4 | 0 | 0.00024002
574 | 0.00016454 | 0.0001344 | 3.1608 | 3.0579 | 3.4273 | 4.7882 | 4.5419 | 5.4742 | 3.4273 | 7.3 | 0 | 1.3823e-05
575 | 0.00016454 | 0.00013433 | 3.1608 | 3.0579 | 3.4273 | 4.7882 | 4.5419 | 5.4742 | 3.4273 | 7.3 | 0 | 9.9245e-06
576 | 0.00015984 | 0.00013237 | 3.1741 | 3.0579 | 3.4273 | 4.8207 | 4.5419 | 5.4742 | 3.4273 | 7.52 | 0 | 9.9835e-06
577 | 0.00015514 | 0.00013121 | 3.1874 | 3.0579 | 3.4273 | 4.8535 | 4.5418 | 5.4742 | 3.4273 | 7.74 | 0 | 1.4414e-05
578 | 0.00016925 | 0.00013585 | 3.1477 | 3.0578 | 3.4273 | 4.7562 | 4.5416 | 5.4742 | 3.4273 | 7.08 | 0 | 1.022e-05
579 | 0.00017737 | 0.00013767 | 3.1252 | 3.0577 | 3.4273 | 4.702 | 4.5414 | 5.4742 | 3.4273 | 6.7 | 0 | 1.4532e-05
580 | 0.00016412 | 0.0001334 | 3.162 | 3.0576 | 3.4273 | 4.7912 | 4.5411 | 5.4742 | 3.4273 | 7.32 | 0 | 8.4476e-06
581 | 0.00014018 | 0.00012667 | 3.2307 | 3.0574 | 3.4273 | 4.9612 | 4.5408 | 5.4742 | 3.4273 | 8.44 | 0 | 7.8569e-06
582 | 0.00012993 | 0.00012285 | 3.2611 | 3.0573 | 3.4273 | 5.0378 | 4.5404 | 5.4742 | 3.4273 | 8.92 | 0 | 1.725e-05
583 | 0.00012223 | 0.00012289 | 3.2842 | 3.0571 | 3.4273 | 5.0968 | 4.5399 | 5.4742 | 3.4273 | 9.28 | 0 | 0.0005589
584 | 0.00011454 | 0.00012093 | 3.3077 | 3.0569 | 3.4273 | 5.1573 | 4.5394 | 5.4742 | 3.4273 | 9.64 | 0.0077778 | 0.0001315
585 | 0.00011283 | 0.00012037 | 3.3129 | 3.0567 | 3.4273 | 5.1709 | 4.5391 | 5.4742 | 3.4273 | 9.72 | 0.065556 | 7.6914e-05
586 | 9.7872e-05 | 0.00011597 | 3.3597 | 3.0566 | 3.4273 | 5.2933 | 4.5389 | 5.4742 | 3.4273 | 10.42 | 0.13 | 0.00013717
587 | 8.9751e-05 | 0.00011306 | 3.3857 | 3.0566 | 3.4273 | 5.3622 | 4.5387 | 5.4742 | 3.4273 | 10.8 | 0.13333 | 0.0001338
588 | 8.9751e-05 | 0.00011355 | 3.3857 | 3.0566 | 3.4273 | 5.3622 | 4.5387 | 5.4742 | 3.4273 | 10.8 | 0.10111 | 0.00025384
589 | 0.00015471 | 0.00013298 | 3.1886 | 3.0566 | 3.4273 | 4.8565 | 4.5388 | 5.4742 | 3.4273 | 7.76 | 0.042778 | 0.00013321
590 | 0.00018078 | 0.0001406 | 3.1159 | 3.0567 | 3.4273 | 4.6795 | 4.539 | 5.4742 | 3.4273 | 6.54 | 0.013333 | 0.00010982
591 | 0.00019061 | 0.00014316 | 3.0893 | 3.0568 | 3.4273 | 4.616 | 4.5392 | 5.4742 | 3.4273 | 6.08 | 0.0033333 | 0.000125
592 | 0.00020899 | 0.00014843 | 3.0408 | 3.0568 | 3.4273 | 4.5019 | 4.5393 | 5.4742 | 3.4273 | 5.22 | 0 | 8.0932e-05
593 | 0.00021412 | 0.00015048 | 2.422 | 3.0568 | 3.4273 | 3.5768 | 4.5394 | 5.4742 | 3.4273 | 4.98 | 0 | 8.2467e-05
594 | 0.00022993 | 0.00015335 | 2.3899 | 3.0568 | 3.4273 | 3.5028 | 4.5394 | 5.4742 | 3.4273 | 4.24 | 0 | 0.0002243
595 | 0.00022523 | 0.00015441 | 2.3994 | 3.0568 | 3.4273 | 3.5245 | 4.5394 | 5.4742 | 3.4273 | 4.46 | 0 | 0.0002194
596 | 0.00022993 | 0.00015581 | 2.3899 | 3.0568 | 3.4273 | 3.5028 | 4.5394 | 5.4742 | 3.4273 | 4.24 | 0 | 0.00024486
597 | 0.00023335 | 0.000154 | 2.383 | 3.0568 | 3.4273 | 3.4872 | 4.5394 | 5.4742 | 3.4273 | 4.08 | 0 | 0.00024835
598 | 0.00021754 | 0.00015166 | 2.415 | 3.0568 | 3.4273 | 3.5605 | 4.5393 | 5.4742 | 3.4273 | 4.82 | 0 | 8.743e-06
599 | 0.00022096 | 0.00015196 | 2.408 | 3.0568 | 3.4273 | 3.5444 | 4.5392 | 5.4742 | 3.4273 | 4.66 | 0 | 1.4414e-05
600 | 0.00022096 | 0.00015112 | 2.408 | 3.0567 | 3.4273 | 3.5444 | 4.5392 | 5.4742 | 3.4273 | 4.66 | 0 | 2.7174e-05
601 | 0.00021925 | 0.00015113 | 2.4115 | 3.0568 | 3.4273 | 3.5525 | 4.5392 | 5.4742 | 3.4273 | 4.74 | 0 | 2.9301e-05
602 | 0.00021754 | 0.00015068 | 2.415 | 3.0567 | 3.4273 | 3.5605 | 4.5392 | 5.4742 | 3.4273 | 4.82 | 0 | 2.6879e-05
603 | 0.00022096 | 0.00015044 | 2.408 | 3.0567 | 3.4273 | 3.5444 | 4.5392 | 5.4742 | 3.4273 | 4.66 | 0 | 1.8845e-05
604 | 0.00023335 | 0.00015469 | 2.383 | 3.0568 | 3.4273 | 3.4872 | 4.5392 | 5.4742 | 3.4273 | 4.08 | 0 | 3.0482e-05
605 | 0.00023763 | 0.00015481 | 2.3746 | 3.0568 | 3.4273 | 3.4679 | 4.5393 | 5.4742 | 3.4273 | 3.88 | 0 | 2.7469e-05
606 | 0.00023934 | 0.00015551 | 2.3712 | 3.0569 | 3.4273 | 3.4602 | 4.5396 | 5.4742 | 3.4273 | 3.8 | 0 | 3.0778e-05
607 | 0.00024532 | 0.00015991 | 2.3594 | 3.057 | 3.4273 | 3.4337 | 4.5397 | 5.4742 | 3.4273 | 3.52 | 0 | 0.0005169
608 | 0.00025344 | 0.00016273 | 2.3437 | 3.057 | 3.4273 | 3.3983 | 4.5398 | 5.4742 | 3.4273 | 3.14 | 0.0061111 | 0.00052103
609 | 0.00025472 | 0.00016318 | 2.3412 | 3.057 | 3.4273 | 3.3927 | 4.5398 | 5.4742 | 3.4273 | 3.08 | 0.029444 | 0.00013487
610 | 0.00025173 | 0.00016228 | 2.347 | 3.057 | 3.4273 | 3.4057 | 4.5398 | 5.4742 | 3.4273 | 3.22 | 0.035556 | 0.0001429
611 | 0.00024447 | 0.00015997 | 2.3611 | 3.057 | 3.4273 | 3.4374 | 4.5398 | 5.4742 | 3.4273 | 3.56 | 0.062778 | 0.00010775
612 | 0.00023763 | 0.00015807 | 2.3746 | 3.057 | 3.4273 | 3.4679 | 4.5398 | 5.4742 | 3.4273 | 3.88 | 0.068333 | 8.1109e-05
613 | 0.00023763 | 0.00015775 | 2.3746 | 3.057 | 3.4273 | 3.4679 | 4.5398 | 5.4742 | 3.4273 | 3.88 | 0.045 | 8.6307e-05
614 | 0.00023293 | 0.00015639 | 2.3839 | 3.057 | 3.4273 | 3.4891 | 4.5399 | 5.4742 | 3.4273 | 4.1 | 0.035556 | 9.7768e-05
615 | 0.00023763 | 0.00015756 | 2.3746 | 3.0571 | 3.4273 | 3.4679 | 4.54 | 5.4742 | 3.4273 | 3.88 | 0.016111 | 0.00028119
616 | 0.00023763 | 0.00015704 | 2.3746 | 3.0572 | 3.4273 | 3.4679 | 4.5402 | 5.4742 | 3.4273 | 3.88 | 0 | 0.00032426
617 | 0.00023549 | 0.00015589 | 2.3788 | 3.0573 | 3.4273 | 3.4775 | 4.5404 | 5.4742 | 3.4273 | 3.98 | 0 | 5.1867e-05
618 | 0.00023293 | 0.00015604 | 2.3839 | 3.0573 | 3.4273 | 3.4891 | 4.5405 | 5.4742 | 3.4273 | 4.1 | 0 | 4.3833e-05
619 | 0.00022523 | 0.00015476 | 2.3994 | 3.0574 | 3.4273 | 3.5245 | 4.5406 | 5.4742 | 3.4273 | 4.46 | 0 | 4.9091e-05
620 | 0.0002372 | 0.00015774 | 2.3754 | 3.0574 | 3.4273 | 3.4698 | 4.5408 | 5.4742 | 3.4273 | 3.9 | 0 | 0.00017474
621 | 0.00023293 | 0.00015521 | 2.3839 | 3.0575 | 3.4273 | 3.4891 | 4.541 | 5.4742 | 3.4273 | 4.1 | 0 | 0.00016157
622 | 0.00022096 | 0.00015127 | 2.408 | 3.0577 | 3.4273 | 3.5444 | 4.5413 | 5.4742 | 3.4273 | 4.66 | 0 | 0.00017752
623 | 0.00021626 | 0.00015001 | 2.4176 | 3.0578 | 3.4273 | 3.5666 | 4.5417 | 5.4742 | 3.4273 | 4.88 | 0 | 2.806e-05
624 | 0.00022096 | 0.00014997 | 2.408 | 3.0579 | 3.4273 | 3.5444 | 4.542 | 5.4742 | 3.4273 | 4.66 | 0 | 2.1857e-05
625 | 0.00020686 | 0.00014743 | 3.0464 | 3.0582 | 3.4273 | 4.5149 | 4.5425 | 5.4742 | 3.4273 | 5.32 | 0 | 3.0305e-05
626 | 0.00018078 | 0.00013848 | 3.1159 | 3.0583 | 3.4273 | 4.6795 | 4.5428 | 5.4742 | 3.4273 | 6.54 | 0 | 2.3393e-05
627 | 0.00017053 | 0.00013568 | 3.1441 | 3.0585 | 3.4273 | 4.7476 | 4.5432 | 5.4742 | 3.4273 | 7.02 | 0 | 2.3807e-05
628 | 0.00017737 | 0.00013821 | 3.1252 | 3.0587 | 3.4273 | 4.702 | 4.5438 | 5.4742 | 3.4273 | 6.7 | 0 | 2.9064e-05
629 | 0.00018249 | 0.00013925 | 3.1112 | 3.059 | 3.4273 | 4.6683 | 4.5444 | 5.4742 | 3.4273 | 6.46 | 0 | 2.3748e-05
630 | 0.00017266 | 0.00013652 | 3.1382 | 3.0592 | 3.4273 | 4.7332 | 4.545 | 5.4742 | 3.4273 | 6.92 | 0 | 2.0085e-05
631 | 0.00014403 | 0.0001294 | 3.2195 | 3.0594 | 3.4273 | 4.933 | 4.5455 | 5.4742 | 3.4273 | 8.26 | 0.0011111 | 0.00050969
632 | 0.00012437 | 0.00012398 | 3.2777 | 3.0597 | 3.4273 | 5.0803 | 4.546 | 5.4742 | 3.4273 | 9.18 | 0.016111 | 0.00052611
633 | 0.00010471 | 0.00011819 | 3.3382 | 3.0598 | 3.4273 | 5.2366 | 4.5464 | 5.4742 | 3.4273 | 10.1 | 0.15556 | 0.00013806
634 | 9.4025e-05 | 0.00011446 | 3.372 | 3.0599 | 3.4273 | 5.3257 | 4.5466 | 5.4742 | 3.4273 | 10.6 | 0.21444 | 0.00013091
635 | 8.0349e-05 | 0.0001096 | 3.4162 | 3.0599 | 3.4273 | 5.4442 | 4.5466 | 5.4742 | 3.4273 | 11.24 | 0.09 | 0.00013581
636 | 6.2399e-05 | 0.00010548 | 3.4761 | 3.0598 | 3.4273 | 5.608 | 4.5464 | 5.4742 | 3.4273 | 12.08 | 0.084444 | 8.6544e-05
637 | 8.7614e-05 | 0.00011093 | 3.3926 | 3.0597 | 3.4273 | 5.3806 | 4.5462 | 5.4742 | 3.4273 | 10.9 | 0.052778 | 8.8198e-05
638 | 7.6075e-05 | 0.00010913 | 3.4303 | 3.0596 | 3.4273 | 5.4823 | 4.5459 | 5.4742 | 3.4273 | 11.44 | 0.049444 | 0.00010049
639 | 7.8212e-05 | 0.00010966 | 3.4232 | 3.0595 | 3.4273 | 5.4632 | 4.5456 | 5.4742 | 3.4273 | 11.34 | 0.026667 | 0.00029082
640 | 0.00010685 | 0.00011812 | 3.3315 | 3.0594 | 3.4273 | 5.2192 | 4.5454 | 5.4742 | 3.4273 | 10 | 0.0016667 | 0.00029206
641 | 0.00011454 | 0.00012062 | 3.3077 | 3.0594 | 3.4273 | 5.1573 | 4.5454 | 5.4742 | 3.4273 | 9.64 | 0 | 5.8542e-05
642 | 0.00011454 | 0.00012077 | 3.3077 | 3.0595 | 3.4273 | 5.1573 | 4.5456 | 5.4742 | 3.4273 | 9.64 | 0 | 4.6846e-05
643 | 0.00012779 | 0.00012424 | 3.2675 | 3.0597 | 3.4273 | 5.0541 | 4.546 | 5.4742 | 3.4273 | 9.02 | 0 | 5.0095e-05
644 | 0.00013206 | 0.00012642 | 3.2547 | 3.0598 | 3.4273 | 5.0216 | 4.5463 | 5.4742 | 3.4273 | 8.82 | 0 | 0.00017705
645 | 0.00012608 | 0.00012431 | 3.2726 | 3.06 | 3.4273 | 5.0672 | 4.5469 | 5.4742 | 3.4273 | 9.1 | 0 | 0.00017362
646 | 0.00011668 | 0.0001214 | 3.3011 | 3.0603 | 3.4273 | 5.1403 | 4.5474 | 5.4742 | 3.4273 | 9.54 | 0 | 0.00017167
647 | 0.00012608 | 0.00012351 | 3.2726 | 3.0605 | 3.4273 | 5.0672 | 4.548 | 5.4742 | 3.4273 | 9.1 | 0 | 2.1267e-05
648 | 0.00013334 | 0.00012548 | 3.2509 | 3.0608 | 3.4273 | 5.012 | 4.5487 | 5.4742 | 3.4273 | 8.76 | 0 | 1.5418e-05
649 | 0.00013206 | 0.00012458 | 3.2547 | 3.0612 | 3.4273 | 5.0216 | 4.5496 | 5.4742 | 3.4273 | 8.82 | 0 | 1.3646e-05
650 | 0.00014403 | 0.00012789 | 3.2195 | 3.0615 | 3.4273 | 4.933 | 4.5503 | 5.4742 | 3.4273 | 8.26 | 0 | 1.1992e-05
651 | 0.00015471 | 0.00013183 | 3.1886 | 3.0618 | 3.4273 | 4.8565 | 4.551 | 5.4742 | 3.4273 | 7.76 | 0 | 1.3764e-05
652 | 0.00015728 | 0.00013235 | 3.1813 | 3.0621 | 3.4273 | 4.8385 | 4.5518 | 5.4742 | 3.4273 | 7.64 | 0 | 1.3055e-05
653 | 0.00015471 | 0.00013087 | 3.1886 | 3.0626 | 3.4273 | 4.8565 | 4.5528 | 5.4742 | 3.4273 | 7.76 | 0 | 1.2051e-05
654 | 0.00018549 | 0.00013842 | 3.1031 | 3.0629 | 3.4273 | 4.6489 | 4.5536 | 5.4742 | 3.4273 | 6.32 | 0 | 1.3174e-05
655 | 0.00018078 | 0.00014062 | 3.1159 | 3.0632 | 3.4273 | 4.6795 | 4.5544 | 5.4742 | 3.4273 | 6.54 | 0.0016667 | 0.00054413
656 | 0.00018549 | 0.0001424 | 3.1031 | 3.0636 | 3.4273 | 4.6489 | 4.5553 | 5.4742 | 3.4273 | 6.32 | 0.026667 | 0.00013091
657 | 0.00017266 | 0.000138 | 3.1382 | 3.0639 | 3.4273 | 4.7332 | 4.556 | 5.4742 | 3.4273 | 6.92 | 0.075556 | 8.483e-05
658 | 0.00015343 | 0.00013281 | 3.1923 | 3.0641 | 3.4273 | 4.8656 | 4.5565 | 5.4742 | 3.4273 | 7.82 | 0.11611 | 0.00012335
659 | 0.00014018 | 0.00012814 | 3.2307 | 3.0643 | 3.4273 | 4.9612 | 4.5569 | 5.4742 | 3.4273 | 8.44 | 0.11889 | 0.00011419
660 | 0.0001201 | 0.00012129 | 3.2907 | 3.0645 | 3.4273 | 5.1135 | 4.5573 | 5.4742 | 3.4273 | 9.38 | 0.10778 | 0.00026258
661 | 0.00010898 | 0.00011935 | 3.3249 | 3.0645 | 3.4273 | 5.2018 | 4.5575 | 5.4742 | 3.4273 | 9.9 | 0.09 | 0.00013321
662 | 0.00010685 | 0.00011863 | 3.3315 | 3.0647 | 3.4273 | 5.2192 | 4.5577 | 5.4742 | 3.4273 | 10 | 0.10389 | 0.00012122
663 | 0.00011283 | 0.00011958 | 3.3129 | 3.0648 | 3.4273 | 5.1709 | 4.558 | 5.4742 | 3.4273 | 9.72 | 0.068333 | 0.00014308
664 | 0.00012779 | 0.00012447 | 3.2675 | 3.0649 | 3.4273 | 5.0541 | 4.5583 | 5.4742 | 3.4273 | 9.02 | 0.0061111 | 8.9556e-05
665 | 0.00014617 | 0.00013046 | 3.2133 | 3.065 | 3.4273 | 4.9176 | 4.5585 | 5.4742 | 3.4273 | 8.16 | 0 | 8.8316e-05
666 | 0.00015728 | 0.00013382 | 3.1813 | 3.0651 | 3.4273 | 4.8385 | 4.5587 | 5.4742 | 3.4273 | 7.64 | 0 | 0.0002438
667 | 0.00015728 | 0.00013194 | 3.1813 | 3.0652 | 3.4273 | 4.8385 | 4.559 | 5.4742 | 3.4273 | 7.64 | 0 | 0.00025804
668 | 0.00016369 | 0.00013587 | 3.1632 | 3.0653 | 3.4273 | 4.7941 | 4.5594 | 5.4742 | 3.4273 | 7.34 | 0 | 0.00026453
669 | 0.00016326 | 0.00013435 | 3.1644 | 3.0655 | 3.4273 | 4.797 | 4.5598 | 5.4742 | 3.4273 | 7.36 | 0 | 0.00025319
670 | 0.00016925 | 0.00013676 | 3.1477 | 3.0657 | 3.4273 | 4.7562 | 4.5602 | 5.4742 | 3.4273 | 7.08 | 0 | 1.022e-05
671 | 0.00016241 | 0.00013483 | 3.1668 | 3.0658 | 3.4273 | 4.8029 | 4.5605 | 5.4742 | 3.4273 | 7.4 | 0 | 1.406e-05
672 | 0.00016925 | 0.00013763 | 3.1477 | 3.0659 | 3.4273 | 4.7562 | 4.5608 | 5.4742 | 3.4273 | 7.08 | 0 | 8.6839e-06
673 | 0.00015471 | 0.00013329 | 3.1886 | 3.0661 | 3.4273 | 4.8565 | 4.5612 | 5.4742 | 3.4273 | 7.76 | 0 | 1.3114e-05
674 | 0.00014617 | 0.00012958 | 3.2133 | 3.0663 | 3.4273 | 4.9176 | 4.5616 | 5.4742 | 3.4273 | 8.16 | 0 | 1.3469e-05
675 | 0.00014617 | 0.00013046 | 3.2133 | 3.0665 | 3.4273 | 4.9176 | 4.562 | 5.4742 | 3.4273 | 8.16 | 0 | 1.3114e-05
676 | 0.00014403 | 0.00012859 | 3.2195 | 3.0667 | 3.4273 | 4.933 | 4.5626 | 5.4742 | 3.4273 | 8.26 | 0 | 1.2878e-05
677 | 0.00014788 | 0.00013087 | 3.2083 | 3.0668 | 3.4273 | 4.9052 | 4.5629 | 5.4742 | 3.4273 | 8.08 | 0 | 1.2465e-05
678 | 0.0001748 | 0.00013683 | 3.1323 | 3.0669 | 3.4273 | 4.719 | 4.563 | 5.4742 | 3.4273 | 6.82 | 0 | 9.6882e-06
679 | 0.00017737 | 0.00013857 | 3.1252 | 3.0669 | 3.4273 | 4.702 | 4.5631 | 5.4742 | 3.4273 | 6.7 | 0.0016667 | 0.00054248
680 | 0.00015984 | 0.00013462 | 3.1741 | 3.0669 | 3.4273 | 4.8207 | 4.5631 | 5.4742 | 3.4273 | 7.52 | 0.010556 | 0.00012742
681 | 0.00017266 | 0.00013861 | 3.1382 | 3.0668 | 3.4273 | 4.7332 | 4.5628 | 5.4742 | 3.4273 | 6.92 | 0.055556 | 0.0001185
682 | 0.00017053 | 0.000137 | 3.1441 | 3.0666 | 3.4273 | 4.7476 | 4.5623 | 5.4742 | 3.4273 | 7.02 | 0.17444 | 0.00011584
683 | 0.00016668 | 0.00013114 | 3.1548 | 3.0664 | 3.4273 | 4.7736 | 4.5618 | 5.4742 | 3.4273 | 7.2 | 0.12167 | 0.00011886
684 | 0.00017053 | 0.00013649 | 3.1441 | 3.0662 | 3.4273 | 4.7476 | 4.5613 | 5.4742 | 3.4273 | 7.02 | 0.065556 | 0.00025815
685 | 0.00016241 | 0.00013464 | 3.1668 | 3.066 | 3.4273 | 4.8029 | 4.561 | 5.4742 | 3.4273 | 7.4 | 0.084444 | 0.00013309
686 | 0.0001513 | 0.00013191 | 3.1984 | 3.0658 | 3.4273 | 4.8808 | 4.5605 | 5.4742 | 3.4273 | 7.92 | 0.11333 | 0.00013002
687 | 0.00015728 | 0.00013374 | 3.1813 | 3.0657 | 3.4273 | 4.8385 | 4.5602 | 5.4742 | 3.4273 | 7.64 | 0.032222 | 0.0001312
688 | 0.0001748 | 0.00013884 | 3.1323 | 3.0656 | 3.4273 | 4.719 | 4.5599 | 5.4742 | 3.4273 | 6.82 | 0.0061111 | 8.5185e-05
689 | 0.0001748 | 0.00013897 | 3.1323 | 3.0655 | 3.4273 | 4.719 | 4.5597 | 5.4742 | 3.4273 | 6.82 | 0 | 8.1936e-05
690 | 0.00019061 | 0.00014338 | 3.0893 | 3.0654 | 3.4273 | 4.616 | 4.5595 | 5.4742 | 3.4273 | 6.08 | 0 | 0.00024344
691 | 0.00017266 | 0.00013842 | 3.1382 | 3.0653 | 3.4273 | 4.7332 | 4.5593 | 5.4742 | 3.4273 | 6.92 | 0 | 0.00023051
692 | 0.0001748 | 0.00013961 | 3.1323 | 3.0652 | 3.4273 | 4.719 | 4.559 | 5.4742 | 3.4273 | 6.82 | 0 | 0.00027032
693 | 0.0001748 | 0.00013432 | 3.1323 | 3.0651 | 3.4273 | 4.719 | 4.5588 | 5.4742 | 3.4273 | 6.82 | 0 | 0.00027363
694 | 0.00017865 | 0.00013922 | 3.1217 | 3.065 | 3.4273 | 4.6935 | 4.5587 | 5.4742 | 3.4273 | 6.64 | 0 | 1.465e-05
695 | 0.0001842 | 0.00014228 | 3.1066 | 3.065 | 3.4273 | 4.6572 | 4.5585 | 5.4742 | 3.4273 | 6.38 | 0 | 1.1638e-05
696 | 0.00019788 | 0.00014611 | 3.0699 | 3.0649 | 3.4273 | 4.5702 | 4.5584 | 5.4742 | 3.4273 | 5.74 | 0 | 1.4237e-05
697 | 0.00021113 | 0.00015012 | 3.0353 | 3.0648 | 3.4273 | 4.489 | 4.5582 | 5.4742 | 3.4273 | 5.12 | 0 | 1.276e-05
698 | 0.00020344 | 0.00014746 | 3.0553 | 3.0647 | 3.4273 | 4.5358 | 4.558 | 5.4742 | 3.4273 | 5.48 | 0 | 9.2156e-06
699 | 0.00020301 | 0.00014702 | 3.0564 | 3.0646 | 3.4273 | 4.5384 | 4.5577 | 5.4742 | 3.4273 | 5.5 | 0 | 1.1342e-05
700 | 0.00019745 | 0.00014582 | 3.0711 | 3.0645 | 3.4273 | 4.5729 | 4.5574 | 5.4742 | 3.4273 | 5.76 | 0 | 1.0279e-05
701 | 0.0001966 | 0.00014503 | 3.0733 | 3.0644 | 3.4273 | 4.5782 | 4.5571 | 5.4742 | 3.4273 | 5.8 | 0 | 1.2465e-05
702 | 0.0001966 | 0.00014358 | 3.0733 | 3.0643 | 3.4273 | 4.5782 | 4.5568 | 5.4742 | 3.4273 | 5.8 | 0 | 1.6245e-05
703 | 0.00019745 | 0.00014577 | 3.0711 | 3.0641 | 3.4273 | 4.5729 | 4.5565 | 5.4742 | 3.4273 | 5.76 | 0.0016667 | 0.00052168
704 | 0.00019745 | 0.00014543 | 3.0711 | 3.064 | 3.4273 | 4.5729 | 4.5562 | 5.4742 | 3.4273 | 5.76 | 0.024444 | 0.00014668
705 | 0.00019275 | 0.00014466 | 3.0836 | 3.0638 | 3.4273 | 4.6024 | 4.5558 | 5.4742 | 3.4273 | 5.98 | 0.078889 | 9.824e-05
706 | 0.00018762 | 0.00014296 | 3.0973 | 3.0636 | 3.4273 | 4.6351 | 4.5554 | 5.4742 | 3.4273 | 6.22 | 0.052778 | 0.00011945
707 | 0.00018378 | 0.00014185 | 3.1077 | 3.0635 | 3.4273 | 4.66 | 4.5549 | 5.4742 | 3.4273 | 6.4 | 0.093333 | 0.00012069
708 | 0.00018249 | 0.00014139 | 3.1112 | 3.0633 | 3.4273 | 4.6683 | 4.5545 | 5.4742 | 3.4273 | 6.46 | 0.10778 | 0.00024303
709 | 0.00018078 | 0.00014108 | 3.1159 | 3.0631 | 3.4273 | 4.6795 | 4.5541 | 5.4742 | 3.4273 | 6.54 | 0.070556 | 0.0001279
710 | 0.00019061 | 0.00014319 | 3.0893 | 3.0629 | 3.4273 | 4.616 | 4.5536 | 5.4742 | 3.4273 | 6.08 | 0.021667 | 0.0001276
711 | 0.00019489 | 0.00014464 | 3.0779 | 3.0627 | 3.4273 | 4.589 | 4.5531 | 5.4742 | 3.4273 | 5.88 | 0.0061111 | 0.00012701
712 | 0.0001966 | 0.00014545 | 3.0733 | 3.0625 | 3.4273 | 4.5782 | 4.5527 | 5.4742 | 3.4273 | 5.8 | 0.0016667 | 8.2704e-05
713 | 0.00021198 | 0.00015024 | 3.033 | 3.0623 | 3.4273 | 4.4838 | 4.5523 | 5.4742 | 3.4273 | 5.08 | 0 | 9.3987e-05
714 | 0.00021754 | 0.00015184 | 2.415 | 3.0622 | 3.4273 | 3.5605 | 4.5519 | 5.4742 | 3.4273 | 4.82 | 0 | 0.00024356
715 | 0.00022993 | 0.00015626 | 2.3899 | 3.062 | 3.4273 | 3.5028 | 4.5514 | 5.4742 | 3.4273 | 4.24 | 0 | 0.00022596
716 | 0.0002278 | 0.0001555 | 2.3942 | 3.0618 | 3.4273 | 3.5126 | 4.5509 | 5.4742 | 3.4273 | 4.34 | 0 | 0.00024982
717 | 0.00022352 | 0.00015409 | 2.4028 | 3.0616 | 3.4273 | 3.5324 | 4.5505 | 5.4742 | 3.4273 | 4.54 | 0 | 0.00025384
718 | 0.00022096 | 0.00015222 | 2.408 | 3.0614 | 3.4273 | 3.5444 | 4.55 | 5.4742 | 3.4273 | 4.66 | 0 | 7.7978e-06
719 | 0.00022993 | 0.00015576 | 2.3899 | 3.0612 | 3.4273 | 3.5028 | 4.5496 | 5.4742 | 3.4273 | 4.24 | 0 | 1.1165e-05
720 | 0.00025857 | 0.00016214 | 2.3338 | 3.061 | 3.4273 | 3.3763 | 4.5491 | 5.4742 | 3.4273 | 2.9 | 0 | 1.2228e-05
721 | 0.00025857 | 0.00016365 | 2.3338 | 3.0608 | 3.4273 | 3.3763 | 4.5486 | 5.4742 | 3.4273 | 2.9 | 0 | 1.1992e-05
722 | 0.00025472 | 0.0001624 | 2.3412 | 3.0605 | 3.4273 | 3.3927 | 4.5481 | 5.4742 | 3.4273 | 3.08 | 0 | 1.2937e-05
723 | 0.0002637 | 0.00016492 | 2.324 | 3.0603 | 3.4273 | 3.3546 | 4.5475 | 5.4742 | 3.4273 | 2.66 | 0 | 9.6291e-06
724 | 0.00027182 | 0.00016753 | 2.3087 | 3.0601 | 3.4273 | 3.3208 | 4.547 | 5.4742 | 3.4273 | 2.28 | 0 | 1.4769e-05
725 | 0.00027481 | 0.00016775 | 2.3031 | 3.0599 | 3.4273 | 3.3085 | 4.5466 | 5.4742 | 3.4273 | 2.14 | 0 | 9.5109e-06
726 | 0.00026626 | 0.00016439 | 2.3192 | 3.0597 | 3.4273 | 3.3438 | 4.5462 | 5.4742 | 3.4273 | 2.54 | 0 | 1.3469e-05
727 | 0.00025985 | 0.00016424 | 2.3314 | 3.0596 | 3.4273 | 3.3708 | 4.5458 | 5.4742 | 3.4273 | 2.84 | 0.0033333 | 0.00057066
728 | 0.00025985 | 0.00016476 | 2.3314 | 3.0594 | 3.4273 | 3.3708 | 4.5454 | 5.4742 | 3.4273 | 2.84 | 0.037778 | 0.00014024
729 | 0.00025173 | 0.00016241 | 2.347 | 3.0593 | 3.4273 | 3.4057 | 4.5451 | 5.4742 | 3.4273 | 3.22 | 0.09 | 0.00011508
730 | 0.00024447 | 0.00015969 | 2.3611 | 3.0592 | 3.4273 | 3.4374 | 4.5449 | 5.4742 | 3.4273 | 3.56 | 0.12667 | 0.00011661
731 | 0.0002278 | 0.00015361 | 2.3942 | 3.0591 | 3.4273 | 3.5126 | 4.5446 | 5.4742 | 3.4273 | 4.34 | 0.15556 | 0.00012406
732 | 0.0002013 | 0.00014719 | 3.0609 | 3.059 | 3.4273 | 4.549 | 4.5444 | 5.4742 | 3.4273 | 5.58 | 0.17111 | 0.00024965
733 | 0.0001966 | 0.00014597 | 3.0733 | 3.0589 | 3.4273 | 4.5782 | 4.5442 | 5.4742 | 3.4273 | 5.8 | 0.15556 | 0.00012654
734 | 0.00019959 | 0.00014682 | 3.0654 | 3.0588 | 3.4273 | 4.5596 | 4.544 | 5.4742 | 3.4273 | 5.66 | 0.12167 | 0.0001198
735 | 0.00021412 | 0.00015099 | 2.422 | 3.0588 | 3.4273 | 3.5768 | 4.5439 | 5.4742 | 3.4273 | 4.98 | 0.040556 | 0.00011732
736 | 0.00021711 | 0.0001517 | 2.4159 | 3.0587 | 3.4273 | 3.5626 | 4.5438 | 5.4742 | 3.4273 | 4.84 | 0.0061111 | 7.6265e-05
737 | 0.00023293 | 0.0001564 | 2.3839 | 3.0587 | 3.4273 | 3.4891 | 4.5437 | 5.4742 | 3.4273 | 4.1 | 0 | 6.8172e-05
738 | 0.00024746 | 0.00016118 | 2.3552 | 3.0586 | 3.4273 | 3.4243 | 4.5435 | 5.4742 | 3.4273 | 3.42 | 0 | 0.00023925
739 | 0.00024746 | 0.00015955 | 2.3552 | 3.0585 | 3.4273 | 3.4243 | 4.5432 | 5.4742 | 3.4273 | 3.42 | 0 | 0.00024557
740 | 0.00028336 | 0.00017138 | 2.2873 | 3.0584 | 3.4273 | 3.2739 | 4.5429 | 5.4742 | 3.4273 | 1.74 | 0 | 0.00024321
741 | 0.00028464 | 0.00016912 | 2.285 | 3.0582 | 3.4273 | 3.2688 | 4.5427 | 5.4742 | 3.4273 | 1.68 | 0 | 0.00025591
742 | 0.00029191 | 0.00017277 | 2.2717 | 3.058 | 3.4273 | 3.24 | 4.5422 | 5.4742 | 3.4273 | 1.34 | 0 | 9.2746e-06
743 | 0.00030259 | 0.0001764 | 2.2525 | 3.0578 | 3.4273 | 3.1987 | 4.5417 | 5.4742 | 3.4273 | 0.84 | 0 | 1.1342e-05
744 | 0.00029319 | 0.0001733 | 2.2694 | 3.0576 | 3.4273 | 3.235 | 4.5412 | 5.4742 | 3.4273 | 1.28 | 0 | 1.3823e-05
745 | 0.00030216 | 0.00017382 | 2.2533 | 3.0574 | 3.4273 | 3.2003 | 4.5407 | 5.4742 | 3.4273 | 0.86 | 0 | 1.0633e-05
746 | 0.00031883 | 0.00017952 | 2.224 | 3.0572 | 3.4273 | 3.1378 | 4.5403 | 5.4742 | 3.4273 | 0.08 | 0 | 1.1933e-05
747 | 0.00032267 | 0.00017979 | 2.2136 | 3.0571 | 3.4273 | 3.1159 | 4.5399 | 5.4742 | 3.4273 | -0.2 | 0 | 1.1874e-05
748 | 0.00032267 | 0.00017908 | 2.1372 | 3.0569 | 3.4273 | 2.9575 | 4.5396 | 5.4742 | 3.4273 | -2.3534 | 0 | 1.5832e-05
749 | 0.00032267 | 0.00017813 | 2.1343 | 3.0568 | 3.4273 | 2.9517 | 4.5394 | 5.4742 | 3.4273 | -2.4365 | 0 | 1.2228e-05
750 | 0.00032267 | 0.00017802 | 2.1282 | 3.0567 | 3.4273 | 2.9392 | 4.5392 | 5.4742 | 3.4273 | -2.6165 | 0 | 1.2228e-05
751 | 0.00032267 | 0.00018145 | 2.0875 | 3.0567 | 3.4273 | 2.8574 | 4.539 | 5.4742 | 3.4273 | -3.8367 | 0.0033333 | 0.00052836
752 | 0.00032267 | 0.00018287 | 2.1697 | 3.0566 | 3.4273 | 3.0241 | 4.5388 | 5.4742 | 3.4273 | -1.42 | 0.033889 | 0.00013061
753 | 0.00032267 | 0.00018269 | 2.2092 | 3.0566 | 3.4273 | 3.1066 | 4.5388 | 5.4742 | 3.4273 | -0.32 | 0.11 | 9.505e-05
754 | 0.00027396 | 0.00016907 | 2.3047 | 3.0566 | 3.4273 | 3.312 | 4.5388 | 5.4742 | 3.4273 | 2.18 | 0.12667 | 0.00012547
755 | 0.0002419 | 0.00015967 | 2.3661 | 3.0567 | 3.4273 | 3.4488 | 4.539 | 5.4742 | 3.4273 | 3.68 | 0.11 | 0.000138
756 | 0.0002013 | 0.00014735 | 3.0609 | 3.0567 | 3.4273 | 4.549 | 4.5391 | 5.4742 | 3.4273 | 5.58 | 0.14222 | 0.00024474
757 | 0.0001966 | 0.00014593 | 3.0733 | 3.0568 | 3.4273 | 4.5782 | 4.5392 | 5.4742 | 3.4273 | 5.8 | 0.14667 | 0.00012624
758 | 0.0001966 | 0.00014579 | 3.0733 | 3.0568 | 3.4273 | 4.5782 | 4.5393 | 5.4742 | 3.4273 | 5.8 | 0.11 | 0.00013498
759 | 0.00022352 | 0.00015324 | 2.4028 | 3.0568 | 3.4273 | 3.5324 | 4.5394 | 5.4742 | 3.4273 | 4.54 | 0.062778 | 0.00013445
760 | 0.00026626 | 0.00016601 | 2.3192 | 3.0569 | 3.4273 | 3.3438 | 4.5395 | 5.4742 | 3.4273 | 2.54 | 0.0077778 | 8.1936e-05
761 | 0.0002872 | 0.00017187 | 2.2803 | 3.0569 | 3.4273 | 3.2586 | 4.5396 | 5.4742 | 3.4273 | 1.56 | 0 | 7.3665e-05
762 | 0.00029191 | 0.00017429 | 2.2717 | 3.057 | 3.4273 | 3.24 | 4.5397 | 5.4742 | 3.4273 | 1.34 | 0 | 0.00026743
763 | 0.00030088 | 0.00017704 | 2.2556 | 3.0569 | 3.4273 | 3.2052 | 4.5396 | 5.4742 | 3.4273 | 0.92 | 0 | 0.00027345
764 | 0.00030686 | 0.00017902 | 2.2449 | 3.0568 | 3.4273 | 3.1824 | 4.5393 | 5.4742 | 3.4273 | 0.64 | 0 | 0.00022673
765 | 0.00030686 | 0.00017676 | 2.2449 | 3.0566 | 3.4273 | 3.1824 | 4.5389 | 5.4742 | 3.4273 | 0.64 | 0 | 0.00023452
766 | 0.00031242 | 0.00017919 | 2.2352 | 3.0564 | 3.4273 | 3.1615 | 4.5385 | 5.4742 | 3.4273 | 0.38 | 0 | 1.276e-05
767 | 0.00032097 | 0.00018158 | 2.2203 | 3.0563 | 3.4273 | 3.1299 | 4.5381 | 5.4742 | 3.4273 | -0.02 | 0 | 1.022e-05
768 | 0.00032267 | 0.0001824 | 2.2136 | 3.0562 | 3.4273 | 3.1159 | 4.5378 | 5.4742 | 3.4273 | -0.2 | 0 | 2.7588e-05
769 | 0.00032267 | 0.00018042 | 2.1968 | 3.056 | 3.4273 | 3.0807 | 4.5374 | 5.4742 | 3.4273 | -0.66 | 0 | 2.7174e-05
770 | 0.00032267 | 0.00018135 | 2.1925 | 3.0558 | 3.4273 | 3.0716 | 4.5369 | 5.4742 | 3.4273 | -0.78 | 0 | 3.0896e-05
771 | 0.00032267 | 0.00017986 | 2.1925 | 3.0556 | 3.4273 | 3.0716 | 4.5364 | 5.4742 | 3.4273 | -0.78 | 0 | 2.1503e-05
772 | 0.00032267 | 0.0001804 | 2.181 | 3.0554 | 3.4273 | 3.0477 | 4.5359 | 5.4742 | 3.4273 | -1.1 | 0 | 2.3925e-05
773 | 0.00032267 | 0.000179 | 2.1577 | 3.0551 | 3.4273 | 2.9995 | 4.5353 | 5.4742 | 3.4273 | -1.76 | 0 | 2.6229e-05
774 | 0.00032267 | 0.00017951 | 2.1418 | 3.0549 | 3.4273 | 2.9668 | 4.5349 | 5.4742 | 3.4273 | -2.22 | 0 | 2.4693e-05
775 | 0.00032267 | 0.00018226 | 2.1343 | 3.0547 | 3.4273 | 2.9517 | 4.5343 | 5.4742 | 3.4273 | -2.4365 | 0.0033333 | 0.00049321
776 | 0.00032267 | 0.00018379 | 2.1343 | 3.0544 | 3.4273 | 2.9517 | 4.5337 | 5.4742 | 3.4273 | -2.4365 | 0.035556 | 0.00050118
777 | 0.00032267 | 0.00018392 | 2.1289 | 3.0543 | 3.4273 | 2.9406 | 4.5334 | 5.4742 | 3.4273 | -2.5965 | 0.096667 | 0.00014083
778 | 0.00032267 | 0.00018394 | 2.1584 | 3.0543 | 3.4273 | 3.001 | 4.5333 | 5.4742 | 3.4273 | -1.74 | 0.16556 | 0.00013865
779 | 0.00031883 | 0.00018262 | 2.224 | 3.0543 | 3.4273 | 3.1378 | 4.5335 | 5.4742 | 3.4273 | 0.08 | 0.32889 | 0.00012642
780 | 0.00031242 | 0.00018069 | 2.2352 | 3.0545 | 3.4273 | 3.1615 | 4.5338 | 5.4742 | 3.4273 | 0.38 | 0.28778 | 8.4889e-05
781 | 0.00029874 | 0.00017658 | 2.2594 | 3.0546 | 3.4273 | 3.2134 | 4.5341 | 5.4742 | 3.4273 | 1.02 | 0.26 | 8.4181e-05
782 | 0.00027396 | 0.00016895 | 2.3047 | 3.0547 | 3.4273 | 3.312 | 4.5344 | 5.4742 | 3.4273 | 2.18 | 0.21833 | 8.802e-05
783 | 0.00027652 | 0.00016892 | 2.3 | 3.0548 | 3.4273 | 3.3015 | 4.5346 | 5.4742 | 3.4273 | 2.06 | 0.078889 | 0.0002744
784 | 0.00029661 | 0.00017516 | 2.2632 | 3.0549 | 3.4273 | 3.2217 | 4.5349 | 5.4742 | 3.4273 | 1.12 | 0.0061111 | 0.00028633
785 | 0.00031584 | 0.00018095 | 2.2292 | 3.055 | 3.4273 | 3.1488 | 4.535 | 5.4742 | 3.4273 | 0.22 | 0 | 5.1985e-05
786 | 0.00032267 | 0.00018335 | 2.2136 | 3.055 | 3.4273 | 3.1159 | 4.5352 | 5.4742 | 3.4273 | -0.2 | 0 | 4.1529e-05
787 | 0.00031883 | 0.00018136 | 2.224 | 3.055 | 3.4273 | 3.1378 | 4.5351 | 5.4742 | 3.4273 | 0.08 | 0 | 4.596e-05
788 | 0.00032054 | 0.00018342 | 2.221 | 3.055 | 3.4273 | 3.1315 | 4.535 | 5.4742 | 3.4273 | -2.2204e-17 | 0 | 0.00018142
789 | 0.00032267 | 0.00018196 | 2.2048 | 3.0548 | 3.4273 | 3.0974 | 4.5346 | 5.4742 | 3.4273 | -0.44 | 0 | 0.00017002
790 | 0.00032267 | 0.00018316 | 2.1817 | 3.0546 | 3.4273 | 3.0492 | 4.5342 | 5.4742 | 3.4273 | -1.08 | 0 | 0.00018378
791 | 0.00032267 | 0.00018364 | 2.1633 | 3.0544 | 3.4273 | 3.0111 | 4.5337 | 5.4742 | 3.4273 | -1.6 | 0 | 2.2744e-05
792 | 0.00032267 | 0.00018358 | 2.1418 | 3.0542 | 3.4273 | 2.9668 | 4.5331 | 5.4742 | 3.4273 | -2.22 | 0 | 2.1503e-05
793 | 0.00032267 | 0.00018197 | 2.1248 | 3.0539 | 3.4273 | 2.9324 | 4.5325 | 5.4742 | 3.4273 | -2.7165 | 0 | 2.0262e-05
794 | 0.00032267 | 0.00018233 | 2.108 | 3.0536 | 3.4273 | 2.8984 | 4.5318 | 5.4742 | 3.4273 | -3.2165 | 0 | 2.2566e-05
795 | 0.00032267 | 0.00018235 | 2.11 | 3.0533 | 3.4273 | 2.9025 | 4.531 | 5.4742 | 3.4273 | -3.1565 | 0 | 2.6052e-05
796 | 0.00032267 | 0.00018077 | 2.0841 | 3.0529 | 3.4273 | 2.8507 | 4.5301 | 5.4742 | 3.4273 | -3.9402 | 0 | 2.5402e-05
797 | 0.00032267 | 0.00018148 | 2.0883 | 3.0525 | 3.4273 | 2.859 | 4.5292 | 5.4742 | 3.4273 | -3.8128 | 0 | 2.2744e-05
798 | 0.00032267 | 0.00018031 | 2.0686 | 3.0521 | 3.4273 | 2.8199 | 4.5282 | 5.4742 | 3.4273 | -4.42 | 0 | 2.0262e-05
799 | 0.00032267 | 0.00018347 | 2.047 | 3.0517 | 3.4273 | 2.7774 | 4.5273 | 5.4742 | 3.4273 | -5.1 | 0.016111 | 0.00053001
800 | 0.00032267 | 0.00018355 | 2.0648 | 3.0513 | 3.4273 | 2.8123 | 4.5264 | 5.4742 | 3.4273 | -4.54 | 0.10111 | 0.00049811
801 | 0.00032267 | 0.00018396 | 2.1817 | 3.051 | 3.4273 | 3.0492 | 4.5257 | 5.4742 | 3.4273 | -1.08 | 0.19667 | 0.00014733
802 | 0.00027994 | 0.00017073 | 2.2936 | 3.0509 | 3.4273 | 3.2877 | 4.5254 | 5.4742 | 3.4273 | 1.9 | 0.28944 | 0.00014603
803 | 0.0002419 | 0.00015935 | 2.3661 | 3.0509 | 3.4273 | 3.4488 | 4.5254 | 5.4742 | 3.4273 | 3.68 | 0.30167 | 0.00010917
804 | 0.00022523 | 0.00015406 | 2.3994 | 3.0509 | 3.4273 | 3.5245 | 4.5255 | 5.4742 | 3.4273 | 4.46 | 0.31722 | 9.3632e-05
805 | 0.00019959 | 0.00014689 | 3.0654 | 3.0509 | 3.4273 | 4.5596 | 4.5256 | 5.4742 | 3.4273 | 5.66 | 0.26056 | 9.6232e-05
806 | 0.00022352 | 0.00015375 | 2.4028 | 3.051 | 3.4273 | 3.5324 | 4.5257 | 5.4742 | 3.4273 | 4.54 | 0.14667 | 9.2451e-05
807 | 0.00021412 | 0.00015095 | 2.422 | 3.0511 | 3.4273 | 3.5768 | 4.5259 | 5.4742 | 3.4273 | 4.98 | 0.081667 | 0.00029968
808 | 0.00023164 | 0.00015575 | 2.3865 | 3.0512 | 3.4273 | 3.495 | 4.5261 | 5.4742 | 3.4273 | 4.16 | 0.0083333 | 0.00029856
809 | 0.00027866 | 0.00016984 | 2.296 | 3.0512 | 3.4273 | 3.2928 | 4.5262 | 5.4742 | 3.4273 | 1.96 | 0 | 4.9032e-05
810 | 0.00029319 | 0.00017479 | 2.2694 | 3.0512 | 3.4273 | 3.235 | 4.5262 | 5.4742 | 3.4273 | 1.28 | 0 | 4.5546e-05
811 | 0.00030686 | 0.00017958 | 2.2449 | 3.0512 | 3.4273 | 3.1824 | 4.5261 | 5.4742 | 3.4273 | 0.64 | 0 | 6.3859e-05
812 | 0.00032267 | 0.00018354 | 2.2092 | 3.0511 | 3.4273 | 3.1066 | 4.5258 | 5.4742 | 3.4273 | -0.32 | 0 | 0.00020038
813 | 0.00032267 | 0.00018384 | 2.2012 | 3.0509 | 3.4273 | 3.0898 | 4.5254 | 5.4742 | 3.4273 | -0.54 | 0 | 0.00017161
814 | 0.00032267 | 0.00018388 | 2.1542 | 3.0507 | 3.4273 | 2.9924 | 4.525 | 5.4742 | 3.4273 | -1.86 | 0 | 0.00017143
815 | 0.00032267 | 0.00018289 | 2.176 | 3.0505 | 3.4273 | 3.0373 | 4.5245 | 5.4742 | 3.4273 | -1.24 | 0 | 2.2744e-05
816 | 0.00032267 | 0.00018373 | 2.1424 | 3.0503 | 3.4273 | 2.9682 | 4.5241 | 5.4742 | 3.4273 | -2.2 | 0 | 1.211e-05
817 | 0.00032267 | 0.00018364 | 2.1549 | 3.0501 | 3.4273 | 2.9938 | 4.5236 | 5.4742 | 3.4273 | -1.84 | 0 | 1.3823e-05
818 | 0.00032267 | 0.00018292 | 2.1556 | 3.0499 | 3.4273 | 2.9952 | 4.5231 | 5.4742 | 3.4273 | -1.82 | 0 | 1.4946e-05
819 | 0.00032267 | 0.00018332 | 2.1255 | 3.0496 | 3.4273 | 2.9337 | 4.5223 | 5.4742 | 3.4273 | -2.6965 | 0 | 1.7309e-05
820 | 0.00032267 | 0.0001834 | 2.1431 | 3.0492 | 3.4273 | 2.9697 | 4.5215 | 5.4742 | 3.4273 | -2.18 | 0 | 1.6364e-05
821 | 0.00032267 | 0.00018118 | 2.2092 | 3.0488 | 3.4273 | 3.1066 | 4.5207 | 5.4742 | 3.4273 | -0.32 | 0 | 1.3587e-05
822 | 0.00032267 | 0.00018315 | 2.2048 | 3.0485 | 3.4273 | 3.0974 | 4.5199 | 5.4742 | 3.4273 | -0.44 | 0 | 1.4237e-05
823 | 0.00032267 | 0.00018341 | 2.1824 | 3.0482 | 3.4273 | 3.0507 | 4.5191 | 5.4742 | 3.4273 | -1.06 | 0.010556 | 0.00057656
824 | 0.00032267 | 0.00018375 | 2.2048 | 3.0479 | 3.4273 | 3.0974 | 4.5185 | 5.4742 | 3.4273 | -0.44 | 0.09 | 0.00012725
825 | 0.00030686 | 0.0001789 | 2.2449 | 3.0478 | 3.4273 | 3.1824 | 4.5181 | 5.4742 | 3.4273 | 0.64 | 0.20611 | 9.6645e-05
826 | 0.00028421 | 0.00017184 | 2.2858 | 3.0477 | 3.4273 | 3.2705 | 4.5181 | 5.4742 | 3.4273 | 1.7 | 0.28944 | 0.00012896
827 | 0.0002637 | 0.00016546 | 2.324 | 3.0479 | 3.4273 | 3.3546 | 4.5184 | 5.4742 | 3.4273 | 2.66 | 0.34333 | 0.00013185
828 | 0.00025173 | 0.0001626 | 2.347 | 3.0481 | 3.4273 | 3.4057 | 4.5189 | 5.4742 | 3.4273 | 3.22 | 0.31389 | 0.00026766
829 | 0.00024532 | 0.00016058 | 2.3594 | 3.0483 | 3.4273 | 3.4337 | 4.5195 | 5.4742 | 3.4273 | 3.52 | 0.27556 | 0.00012317
830 | 0.0002419 | 0.00015965 | 2.3661 | 3.0486 | 3.4273 | 3.4488 | 4.5201 | 5.4742 | 3.4273 | 3.68 | 0.18889 | 0.0001276
831 | 0.00025002 | 0.0001619 | 2.3503 | 3.0489 | 3.4273 | 3.4131 | 4.5208 | 5.4742 | 3.4273 | 3.3 | 0.084444 | 0.00012264
832 | 0.00026797 | 0.00016718 | 2.316 | 3.0492 | 3.4273 | 3.3367 | 4.5214 | 5.4742 | 3.4273 | 2.46 | 0.013333 | 7.1539e-05
833 | 0.00029191 | 0.00017454 | 2.2717 | 3.0494 | 3.4273 | 3.24 | 4.5219 | 5.4742 | 3.4273 | 1.34 | 0 | 8.3117e-05
834 | 0.00030216 | 0.00017776 | 2.2533 | 3.0495 | 3.4273 | 3.2003 | 4.5223 | 5.4742 | 3.4273 | 0.86 | 0 | 0.00025118
835 | 0.00030216 | 0.00017719 | 2.2533 | 3.0497 | 3.4273 | 3.2003 | 4.5226 | 5.4742 | 3.4273 | 0.86 | 0 | 0.00024256
836 | 0.0003137 | 0.00018112 | 2.2329 | 3.0498 | 3.4273 | 3.1568 | 4.5228 | 5.4742 | 3.4273 | 0.32 | 0 | 0.00026979
837 | 0.00032054 | 0.0001774 | 2.221 | 3.0498 | 3.4273 | 3.1315 | 4.523 | 5.4742 | 3.4273 | -2.2204e-17 | 0 | 0.00027198
838 | 0.00032054 | 0.0001829 | 2.221 | 3.0499 | 3.4273 | 3.1315 | 4.5231 | 5.4742 | 3.4273 | -2.2204e-17 | 0 | 1.3528e-05
839 | 0.00032267 | 0.00018272 | 2.2012 | 3.0499 | 3.4273 | 3.0898 | 4.5231 | 5.4742 | 3.4273 | -0.54 | 0 | 1.341e-05
840 | 0.00032267 | 0.00018369 | 2.2136 | 3.0499 | 3.4273 | 3.1159 | 4.5232 | 5.4742 | 3.4273 | -0.2 | 0 | 1.4946e-05
841 | 0.00031584 | 0.00017968 | 2.2292 | 3.0499 | 3.4273 | 3.1488 | 4.5231 | 5.4742 | 3.4273 | 0.22 | 0 | 1.2406e-05
842 | 0.00029874 | 0.00017607 | 2.2594 | 3.0498 | 3.4273 | 3.2134 | 4.523 | 5.4742 | 3.4273 | 1.02 | 0 | 1.276e-05
843 | 0.00027866 | 0.00016815 | 2.296 | 3.0497 | 3.4273 | 3.2928 | 4.5228 | 5.4742 | 3.4273 | 1.96 | 0 | 1.0397e-05
844 | 0.00026626 | 0.00016596 | 2.3192 | 3.0496 | 3.4273 | 3.3438 | 4.5225 | 5.4742 | 3.4273 | 2.54 | 0 | 8.5067e-06
845 | 0.0002637 | 0.00016363 | 2.324 | 3.0495 | 3.4273 | 3.3546 | 4.5222 | 5.4742 | 3.4273 | 2.66 | 0 | 1.3174e-05
846 | 0.0002637 | 0.00016484 | 2.324 | 3.0493 | 3.4273 | 3.3546 | 4.5218 | 5.4742 | 3.4273 | 2.66 | 0 | 8.0341e-06
847 | 0.00025857 | 0.00016402 | 2.3338 | 3.0492 | 3.4273 | 3.3763 | 4.5215 | 5.4742 | 3.4273 | 2.9 | 0.0033333 | 0.00054968
848 | 0.00025472 | 0.0001634 | 2.3412 | 3.0491 | 3.4273 | 3.3927 | 4.5212 | 5.4742 | 3.4273 | 3.08 | 0.021667 | 0.00013882
849 | 0.00024746 | 0.00016133 | 2.3552 | 3.049 | 3.4273 | 3.4243 | 4.5211 | 5.4742 | 3.4273 | 3.42 | 0.042778 | 8.2999e-05
850 | 0.0002419 | 0.00015898 | 2.3661 | 3.0492 | 3.4273 | 3.4488 | 4.5215 | 5.4742 | 3.4273 | 3.68 | 0.070556 | 0.00011195
851 | 0.00023293 | 0.00015441 | 2.3839 | 3.0495 | 3.4273 | 3.4891 | 4.5221 | 5.4742 | 3.4273 | 4.1 | 0.086667 | 0.00012949
852 | 0.00023164 | 0.00015547 | 2.3865 | 3.0498 | 3.4273 | 3.495 | 4.5228 | 5.4742 | 3.4273 | 4.16 | 0.071111 | 0.00025975
853 | 0.00023164 | 0.00015599 | 2.3865 | 3.0501 | 3.4273 | 3.495 | 4.5235 | 5.4742 | 3.4273 | 4.16 | 0.052778 | 0.0001273
854 | 0.00023164 | 0.0001559 | 2.3865 | 3.0503 | 3.4273 | 3.495 | 4.5242 | 5.4742 | 3.4273 | 4.16 | 0.032222 | 0.00012205
855 | 0.00022993 | 0.00015556 | 2.3899 | 3.0506 | 3.4273 | 3.5028 | 4.5247 | 5.4742 | 3.4273 | 4.24 | 0.013333 | 0.00012022
856 | 0.00022993 | 0.00015532 | 2.3899 | 3.0509 | 3.4273 | 3.5028 | 4.5254 | 5.4742 | 3.4273 | 4.24 | 0.0033333 | 8.5008e-05
857 | 0.00023164 | 0.00015633 | 2.3865 | 3.0512 | 3.4273 | 3.495 | 4.5261 | 5.4742 | 3.4273 | 4.16 | 0 | 7.6442e-05
858 | 0.00023506 | 0.00015719 | 2.3796 | 3.0515 | 3.4273 | 3.4794 | 4.5269 | 5.4742 | 3.4273 | 4 | 0 | 0.00025951
859 | 0.00024147 | 0.0001597 | 2.367 | 3.0519 | 3.4273 | 3.4507 | 4.5277 | 5.4742 | 3.4273 | 3.7 | 0 | 0.00026241
860 | 0.00024147 | 0.00015952 | 2.367 | 3.0522 | 3.4273 | 3.4507 | 4.5286 | 5.4742 | 3.4273 | 3.7 | 0 | 0.00023718
861 | 0.00025002 | 0.00016154 | 2.3503 | 3.0527 | 3.4273 | 3.4131 | 4.5296 | 5.4742 | 3.4273 | 3.3 | 0 | 0.00025674
862 | 0.00026925 | 0.00016698 | 2.3135 | 3.0531 | 3.4273 | 3.3314 | 4.5305 | 5.4742 | 3.4273 | 2.4 | 0 | 8.743e-06
863 | 0.00026626 | 0.0001664 | 2.3192 | 3.0535 | 3.4273 | 3.3438 | 4.5316 | 5.4742 | 3.4273 | 2.54 | 0 | 1.1638e-05
864 | 0.00026156 | 0.00016575 | 2.3281 | 3.054 | 3.4273 | 3.3636 | 4.5327 | 5.4742 | 3.4273 | 2.76 | 0 | 9.1565e-06
865 | 0.00025857 | 0.0001644 | 2.3338 | 3.0544 | 3.4273 | 3.3763 | 4.5336 | 5.4742 | 3.4273 | 2.9 | 0 | 1.3646e-05
866 | 0.00024532 | 0.00016059 | 2.3594 | 3.0548 | 3.4273 | 3.4337 | 4.5346 | 5.4742 | 3.4273 | 3.52 | 0 | 1.2228e-05
867 | 0.00025002 | 0.00016114 | 2.3503 | 3.0552 | 3.4273 | 3.4131 | 4.5356 | 5.4742 | 3.4273 | 3.3 | 0 | 1.5123e-05
868 | 0.00024746 | 0.000161 | 2.3552 | 3.0557 | 3.4273 | 3.4243 | 4.5367 | 5.4742 | 3.4273 | 3.42 | 0 | 1.6245e-05
869 | 0.00024746 | 0.00016077 | 2.3552 | 3.0562 | 3.4273 | 3.4243 | 4.5378 | 5.4742 | 3.4273 | 3.42 | 0 | 1.4001e-05
870 | 0.00024746 | 0.00016031 | 2.3552 | 3.0566 | 3.4273 | 3.4243 | 4.5389 | 5.4742 | 3.4273 | 3.42 | 0 | 9.4519e-06
871 | 0.00025002 | 0.00016181 | 2.3503 | 3.057 | 3.4273 | 3.4131 | 4.5399 | 5.4742 | 3.4273 | 3.3 | 0.0016667 | 0.00052257
872 | 0.00024746 | 0.00016116 | 2.3552 | 3.0575 | 3.4273 | 3.4243 | 4.541 | 5.4742 | 3.4273 | 3.42 | 0.018889 | 0.000124
873 | 0.00024147 | 0.00015924 | 2.367 | 3.058 | 3.4273 | 3.4507 | 4.542 | 5.4742 | 3.4273 | 3.7 | 0.040556 | 9.4991e-05
874 | 0.0002372 | 0.00015816 | 2.3754 | 3.0585 | 3.4273 | 3.4698 | 4.5432 | 5.4742 | 3.4273 | 3.9 | 0.056667 | 0.00011573
875 | 0.00023293 | 0.00015596 | 2.3839 | 3.0589 | 3.4273 | 3.4891 | 4.5442 | 5.4742 | 3.4273 | 4.1 | 0.062778 | 0.00013622
876 | 0.00023164 | 0.00015631 | 2.3865 | 3.0593 | 3.4273 | 3.495 | 4.5452 | 5.4742 | 3.4273 | 4.16 | 0.065556 | 0.00024965
877 | 0.00022993 | 0.00015581 | 2.3899 | 3.0598 | 3.4273 | 3.5028 | 4.5462 | 5.4742 | 3.4273 | 4.24 | 0.045 | 0.00013552
878 | 0.00021925 | 0.00015287 | 2.4115 | 3.0602 | 3.4273 | 3.5525 | 4.5472 | 5.4742 | 3.4273 | 4.74 | 0.038333 | 0.00012488
879 | 0.00021711 | 0.00015206 | 2.4159 | 3.0607 | 3.4273 | 3.5626 | 4.5484 | 5.4742 | 3.4273 | 4.84 | 0.029444 | 0.00012984
880 | 0.00022352 | 0.00015388 | 2.4028 | 3.0611 | 3.4273 | 3.5324 | 4.5494 | 5.4742 | 3.4273 | 4.54 | 0.0033333 | 9.3573e-05
881 | 0.00022523 | 0.00015356 | 2.3994 | 3.0615 | 3.4273 | 3.5245 | 4.5503 | 5.4742 | 3.4273 | 4.46 | 0 | 7.9396e-05
882 | 0.00022993 | 0.00015582 | 2.3899 | 3.0618 | 3.4273 | 3.5028 | 4.5511 | 5.4742 | 3.4273 | 4.24 | 0 | 0.0002549
883 | 0.00022993 | 0.00015581 | 2.3899 | 3.0621 | 3.4273 | 3.5028 | 4.5517 | 5.4742 | 3.4273 | 4.24 | 0 | 0.00024717
884 | 0.0002372 | 0.0001586 | 2.3754 | 3.0623 | 3.4273 | 3.4698 | 4.5523 | 5.4742 | 3.4273 | 3.9 | 0 | 0.00026406
885 | 0.00025472 | 0.00016353 | 2.3412 | 3.0626 | 3.4273 | 3.3927 | 4.5528 | 5.4742 | 3.4273 | 3.08 | 0 | 0.00024197
886 | 0.00025173 | 0.00016183 | 2.347 | 3.0628 | 3.4273 | 3.4057 | 4.5533 | 5.4742 | 3.4273 | 3.22 | 0 | 1.5123e-05
887 | 0.00025173 | 0.0001625 | 2.347 | 3.063 | 3.4273 | 3.4057 | 4.5538 | 5.4742 | 3.4273 | 3.22 | 0 | 1.5596e-05
888 | 0.00025472 | 0.00016264 | 2.3412 | 3.0632 | 3.4273 | 3.3927 | 4.5543 | 5.4742 | 3.4273 | 3.08 | 0 | 1.3646e-05
889 | 0.00025173 | 0.00016268 | 2.347 | 3.0633 | 3.4273 | 3.4057 | 4.5547 | 5.4742 | 3.4273 | 3.22 | 0 | 1.1165e-05
890 | 0.00024746 | 0.00016064 | 2.3552 | 3.0635 | 3.4273 | 3.4243 | 4.5551 | 5.4742 | 3.4273 | 3.42 | 0 | 1.2287e-05
891 | 0.00025857 | 0.00016254 | 2.3338 | 3.0637 | 3.4273 | 3.3763 | 4.5555 | 5.4742 | 3.4273 | 2.9 | 0 | 1.0456e-05
892 | 0.00027182 | 0.00016844 | 2.3087 | 3.0639 | 3.4273 | 3.3208 | 4.5559 | 5.4742 | 3.4273 | 2.28 | 0 | 1.0633e-05
893 | 0.00027139 | 0.00016746 | 2.3095 | 3.064 | 3.4273 | 3.3225 | 4.5563 | 5.4742 | 3.4273 | 2.3 | 0 | 1.849e-05
894 | 0.00025643 | 0.00016261 | 2.3379 | 3.0642 | 3.4273 | 3.3854 | 4.5566 | 5.4742 | 3.4273 | 3 | 0 | 8.802e-06
895 | 0.00025472 | 0.00016328 | 2.3412 | 3.0643 | 3.4273 | 3.3927 | 4.5569 | 5.4742 | 3.4273 | 3.08 | 0.0016667 | 0.00055482
896 | 0.00025643 | 0.00016394 | 2.3379 | 3.0645 | 3.4273 | 3.3854 | 4.5575 | 5.4742 | 3.4273 | 3 | 0.016111 | 0.00012293
897 | 0.00025344 | 0.00016285 | 2.3437 | 3.0648 | 3.4273 | 3.3983 | 4.5581 | 5.4742 | 3.4273 | 3.14 | 0.042778 | 8.8729e-05
898 | 0.00025472 | 0.00016349 | 2.3412 | 3.0651 | 3.4273 | 3.3927 | 4.5589 | 5.4742 | 3.4273 | 3.08 | 0.057222 | 0.00013227
899 | 0.00025472 | 0.00016303 | 2.3412 | 3.0654 | 3.4273 | 3.3927 | 4.5596 | 5.4742 | 3.4273 | 3.08 | 0.071111 | 0.00013256
900 | 0.00025173 | 0.00016185 | 2.347 | 3.0658 | 3.4273 | 3.4057 | 4.5603 | 5.4742 | 3.4273 | 3.22 | 0.13667 | 0.00026902
901 | 0.00025173 | 0.00016247 | 2.347 | 3.0662 | 3.4273 | 3.4057 | 4.5613 | 5.4742 | 3.4273 | 3.22 | 0.073333 | 0.00012476
902 | 0.00025301 | 0.00016231 | 2.3445 | 3.0666 | 3.4273 | 3.4001 | 4.5622 | 5.4742 | 3.4273 | 3.16 | 0.038333 | 0.00013215
903 | 0.00025857 | 0.00016378 | 2.3338 | 3.067 | 3.4273 | 3.3763 | 4.5633 | 5.4742 | 3.4273 | 2.9 | 0.018889 | 0.00012624
904 | 0.0002637 | 0.00016518 | 2.324 | 3.0675 | 3.4273 | 3.3546 | 4.5644 | 5.4742 | 3.4273 | 2.66 | 0.0016667 | 7.2129e-05
905 | 0.00027396 | 0.00016864 | 2.3047 | 3.0679 | 3.4273 | 3.312 | 4.5655 | 5.4742 | 3.4273 | 2.18 | 0 | 8.5067e-05
906 | 0.00027396 | 0.00016778 | 2.3047 | 3.0684 | 3.4273 | 3.312 | 4.5664 | 5.4742 | 3.4273 | 2.18 | 0 | 0.00028013
907 | 0.00027096 | 0.00016791 | 2.3103 | 3.0688 | 3.4273 | 3.3243 | 4.5674 | 5.4742 | 3.4273 | 2.32 | 0 | 0.00026731
908 | 0.00026925 | 0.00016832 | 2.3135 | 3.0691 | 3.4273 | 3.3314 | 4.5682 | 5.4742 | 3.4273 | 2.4 | 0 | 0.00025869
909 | 0.0002637 | 0.00016568 | 2.324 | 3.0695 | 3.4273 | 3.3546 | 4.5691 | 5.4742 | 3.4273 | 2.66 | 0 | 0.0002461
910 | 0.00026156 | 0.00016495 | 2.3281 | 3.0698 | 3.4273 | 3.3636 | 4.57 | 5.4742 | 3.4273 | 2.76 | 0 | 1.6777e-05
911 | 0.0002637 | 0.00016625 | 2.324 | 3.0702 | 3.4273 | 3.3546 | 4.5708 | 5.4742 | 3.4273 | 2.66 | 0 | 1.4119e-05
912 | 0.0002637 | 0.00016632 | 2.324 | 3.0705 | 3.4273 | 3.3546 | 4.5716 | 5.4742 | 3.4273 | 2.66 | 0 | 1.2878e-05
913 | 0.00026626 | 0.00016685 | 2.3192 | 3.0709 | 3.4273 | 3.3438 | 4.5724 | 5.4742 | 3.4273 | 2.54 | 0 | 1.1933e-05
914 | 0.00026626 | 0.00016599 | 2.3192 | 3.0712 | 3.4273 | 3.3438 | 4.5731 | 5.4742 | 3.4273 | 2.54 | 0 | 1.022e-05
915 | 0.00026925 | 0.00016669 | 2.3135 | 3.0714 | 3.4273 | 3.3314 | 4.5736 | 5.4742 | 3.4273 | 2.4 | 0 | 1.3469e-05
916 | 0.00027438 | 0.00016857 | 2.3039 | 3.0716 | 3.4273 | 3.3103 | 4.5741 | 5.4742 | 3.4273 | 2.16 | 0 | 9.9245e-06
917 | 0.00028336 | 0.0001715 | 2.2873 | 3.0718 | 3.4273 | 3.2739 | 4.5746 | 5.4742 | 3.4273 | 1.74 | 0 | 1.3055e-05
918 | 0.00029148 | 0.00017286 | 2.2725 | 3.0719 | 3.4273 | 3.2417 | 4.5749 | 5.4742 | 3.4273 | 1.36 | 0 | 9.9245e-06
919 | 0.00029874 | 0.00017615 | 2.2594 | 3.0721 | 3.4273 | 3.2134 | 4.5752 | 5.4742 | 3.4273 | 1.02 | 0.013333 | 0.0005537
920 | 0.00030473 | 0.00017844 | 2.2487 | 3.0722 | 3.4273 | 3.1905 | 4.5755 | 5.4742 | 3.4273 | 0.74 | 0.065556 | 0.00013321
921 | 0.0002872 | 0.00017258 | 2.2803 | 3.0723 | 3.4273 | 3.2586 | 4.5758 | 5.4742 | 3.4273 | 1.56 | 0.18333 | 0.00010273
922 | 0.0002637 | 0.00016622 | 2.324 | 3.0725 | 3.4273 | 3.3546 | 4.5761 | 5.4742 | 3.4273 | 2.66 | 0.28278 | 0.00013357
923 | 0.00024147 | 0.00015948 | 2.367 | 3.0727 | 3.4273 | 3.4507 | 4.5766 | 5.4742 | 3.4273 | 3.7 | 0.29944 | 0.00012618
924 | 0.00021711 | 0.0001523 | 2.4159 | 3.0729 | 3.4273 | 3.5626 | 4.5771 | 5.4742 | 3.4273 | 4.84 | 0.32889 | 0.00022413
925 | 0.00019959 | 0.00014632 | 3.0654 | 3.0731 | 3.4273 | 4.5596 | 4.5777 | 5.4742 | 3.4273 | 5.66 | 0.26778 | 0.00013575
926 | 0.00019489 | 0.00014476 | 3.0779 | 3.0733 | 3.4273 | 4.589 | 4.5782 | 5.4742 | 3.4273 | 5.88 | 0.20944 | 0.00011963
927 | 0.00019959 | 0.00014691 | 3.0654 | 3.0735 | 3.4273 | 4.5596 | 4.5787 | 5.4742 | 3.4273 | 5.66 | 0.098889 | 0.00012689
928 | 0.00021412 | 0.00015116 | 2.422 | 3.0738 | 3.4273 | 3.5768 | 4.5793 | 5.4742 | 3.4273 | 4.98 | 0.016111 | 8.8257e-05
929 | 0.00024532 | 0.00016066 | 2.3594 | 3.074 | 3.4273 | 3.4337 | 4.5798 | 5.4742 | 3.4273 | 3.52 | 0 | 8.4476e-05
930 | 0.0002419 | 0.00015957 | 2.3661 | 3.0742 | 3.4273 | 3.4488 | 4.5802 | 5.4742 | 3.4273 | 3.68 | 0 | 0.00024132
931 | 0.00026797 | 0.00016584 | 2.316 | 3.0743 | 3.4273 | 3.3367 | 4.5804 | 5.4742 | 3.4273 | 2.46 | 0 | 0.00023895
932 | 0.00026626 | 0.00016739 | 2.3192 | 3.0743 | 3.4273 | 3.3438 | 4.5806 | 5.4742 | 3.4273 | 2.54 | 0 | 0.000236
933 | 0.00025643 | 0.00016427 | 2.3379 | 3.0743 | 3.4273 | 3.3854 | 4.5806 | 5.4742 | 3.4273 | 3 | 0 | 0.00023163
934 | 0.00027438 | 0.00016958 | 2.3039 | 3.0743 | 3.4273 | 3.3103 | 4.5805 | 5.4742 | 3.4273 | 2.16 | 0 | 1.3292e-05
935 | 0.00028421 | 0.00017154 | 2.2858 | 3.0743 | 3.4273 | 3.2705 | 4.5804 | 5.4742 | 3.4273 | 1.7 | 0 | 1.2996e-05
936 | 0.00029874 | 0.00017694 | 2.2594 | 3.0743 | 3.4273 | 3.2134 | 4.5804 | 5.4742 | 3.4273 | 1.02 | 0 | 2.5047e-05
937 | 0.00030088 | 0.00017766 | 2.2556 | 3.0743 | 3.4273 | 3.2052 | 4.5804 | 5.4742 | 3.4273 | 0.92 | 0 | 2.2862e-05
938 | 0.00032054 | 0.00018251 | 2.221 | 3.0742 | 3.4273 | 3.1315 | 4.5804 | 5.4742 | 3.4273 | -2.2204e-17 | 0 | 2.5934e-05
939 | 0.00032267 | 0.00018372 | 2.2136 | 3.0743 | 3.4273 | 3.1159 | 4.5804 | 5.4742 | 3.4273 | -0.2 | 0 | 2.0971e-05
940 | 0.00032267 | 0.00018382 | 2.1968 | 3.0743 | 3.4273 | 3.0807 | 4.5806 | 5.4742 | 3.4273 | -0.66 | 0 | 2.1089e-05
941 | 0.00032267 | 0.00018374 | 2.1633 | 3.0744 | 3.4273 | 3.0111 | 4.5807 | 5.4742 | 3.4273 | -1.6 | 0 | 2.4398e-05
942 | 0.00032267 | 0.00018354 | 2.1343 | 3.0744 | 3.4273 | 2.9517 | 4.5807 | 5.4742 | 3.4273 | -2.4365 | 0 | 1.8195e-05
943 | 0.00032267 | 0.00018325 | 2.1584 | 3.0744 | 3.4273 | 3.001 | 4.5807 | 5.4742 | 3.4273 | -1.74 | 0.021667 | 0.00051359
944 | 0.00032267 | 0.00018381 | 2.2012 | 3.0744 | 3.4273 | 3.0898 | 4.5806 | 5.4742 | 3.4273 | -0.54 | 0.10111 | 0.00052174
945 | 0.00030473 | 0.00017858 | 2.2487 | 3.0743 | 3.4273 | 3.1905 | 4.5806 | 5.4742 | 3.4273 | 0.74 | 0.21222 | 0.00013989
946 | 0.0002872 | 0.00017328 | 2.2803 | 3.0744 | 3.4273 | 3.2586 | 4.5806 | 5.4742 | 3.4273 | 1.56 | 0.29333 | 0.00013309
947 | 0.00026626 | 0.00016685 | 2.3192 | 3.0744 | 3.4273 | 3.3438 | 4.5806 | 5.4742 | 3.4273 | 2.54 | 0.34056 | 0.00011401
948 | 0.00024746 | 0.00016129 | 2.3552 | 3.0744 | 3.4273 | 3.4243 | 4.5808 | 5.4742 | 3.4273 | 3.42 | 0.25444 | 9.3632e-05
949 | 0.0002278 | 0.00015557 | 2.3942 | 3.0745 | 3.4273 | 3.5126 | 4.581 | 5.4742 | 3.4273 | 4.34 | 0.18667 | 8.7548e-05
950 | 0.0002278 | 0.00015549 | 2.3942 | 3.0748 | 3.4273 | 3.5126 | 4.5816 | 5.4742 | 3.4273 | 4.34 | 0.14556 | 9.2156e-05
951 | 0.00023293 | 0.00015656 | 2.3839 | 3.0751 | 3.4273 | 3.4891 | 4.5823 | 5.4742 | 3.4273 | 4.1 | 0.06 | 0.0003014
952 | 0.00024532 | 0.00016029 | 2.3594 | 3.0754 | 3.4273 | 3.4337 | 4.5831 | 5.4742 | 3.4273 | 3.52 | 0.013333 | 0.00031014
953 | 0.00026156 | 0.00016529 | 2.3281 | 3.0758 | 3.4273 | 3.3636 | 4.584 | 5.4742 | 3.4273 | 2.76 | 0 | 4.1352e-05
954 | 0.00027438 | 0.00016717 | 2.3039 | 3.0761 | 3.4273 | 3.3103 | 4.5848 | 5.4742 | 3.4273 | 2.16 | 0 | 4.4187e-05
955 | 0.00027866 | 0.00017133 | 2.296 | 3.0765 | 3.4273 | 3.2928 | 4.5858 | 5.4742 | 3.4273 | 1.96 | 0 | 4.9563e-05
956 | 0.00028122 | 0.00016603 | 2.2913 | 3.0769 | 3.4273 | 3.2825 | 4.5866 | 5.4742 | 3.4273 | 1.84 | 0 | 0.00017019
957 | 0.00028977 | 0.00017429 | 2.2756 | 3.0772 | 3.4273 | 3.2484 | 4.5874 | 5.4742 | 3.4273 | 1.44 | 0 | 0.00016618
958 | 0.00029661 | 0.00017627 | 2.2632 | 3.0776 | 3.4273 | 3.2217 | 4.5882 | 5.4742 | 3.4273 | 1.12 | 0 | 0.00017994
959 | 0.00029661 | 0.00017606 | 2.2632 | 3.0778 | 3.4273 | 3.2217 | 4.5888 | 5.4742 | 3.4273 | 1.12 | 0 | 2.3925e-05
960 | 0.00029874 | 0.0001762 | 2.2594 | 3.078 | 3.4273 | 3.2134 | 4.5893 | 5.4742 | 3.4273 | 1.02 | 0 | 2.552e-05
961 | 0.00032267 | 0.00018424 | 2.2092 | 3.0782 | 3.4273 | 3.1066 | 4.5898 | 5.4742 | 3.4273 | -0.32 | 0 | 2.7824e-05
962 | 0.00032267 | 0.00018364 | 2.21 | 3.0784 | 3.4273 | 3.1082 | 4.5902 | 5.4742 | 3.4273 | -0.3 | 0 | 2.3039e-05
963 | 0.00032267 | 0.00018326 | 2.21 | 3.0786 | 3.4273 | 3.1082 | 4.5908 | 5.4742 | 3.4273 | -0.3 | 0 | 2.6879e-05
964 | 0.00032267 | 0.00018357 | 2.2102 | 3.0788 | 3.4273 | 3.1087 | 4.5912 | 5.4742 | 3.4273 | -0.29385 | 0 | 2.6229e-05
965 | 0.00031584 | 0.00017919 | 2.2292 | 3.079 | 3.4273 | 3.1488 | 4.5916 | 5.4742 | 3.4273 | 0.22 | 0 | 2.5579e-05
966 | 0.00032267 | 0.00018217 | 2.2107 | 3.0792 | 3.4273 | 3.1097 | 4.592 | 5.4742 | 3.4273 | -0.28 | 0 | 2.5579e-05
967 | 0.00031883 | 0.00018263 | 2.224 | 3.0793 | 3.4273 | 3.1378 | 4.5924 | 5.4742 | 3.4273 | 0.08 | 0.0061111 | 0.00054709
968 | 0.00030473 | 0.00017851 | 2.2487 | 3.0795 | 3.4273 | 3.1905 | 4.5929 | 5.4742 | 3.4273 | 0.74 | 0.029444 | 0.00053893
969 | 0.00030088 | 0.00017748 | 2.2556 | 3.0798 | 3.4273 | 3.2052 | 4.5935 | 5.4742 | 3.4273 | 0.92 | 0.071111 | 0.00014455
970 | 0.0002949 | 0.00017562 | 2.2663 | 3.0801 | 3.4273 | 3.2284 | 4.5942 | 5.4742 | 3.4273 | 1.2 | 0.10778 | 0.00014757
971 | 0.00028806 | 0.00017326 | 2.2787 | 3.0805 | 3.4273 | 3.2552 | 4.5951 | 5.4742 | 3.4273 | 1.52 | 0.12167 | 0.00012518
972 | 0.00028293 | 0.00017106 | 2.2881 | 3.0808 | 3.4273 | 3.2756 | 4.5959 | 5.4742 | 3.4273 | 1.76 | 0.25722 | 9.2097e-05
973 | 0.00026754 | 0.00016735 | 2.3168 | 3.0812 | 3.4273 | 3.3385 | 4.5967 | 5.4742 | 3.4273 | 2.48 | 0.17444 | 0.00010562
974 | 0.00025985 | 0.00016504 | 2.3314 | 3.0815 | 3.4273 | 3.3708 | 4.5976 | 5.4742 | 3.4273 | 2.84 | 0.10111 | 7.9455e-05
975 | 0.00025002 | 0.0001619 | 2.3503 | 3.0819 | 3.4273 | 3.4131 | 4.5985 | 5.4742 | 3.4273 | 3.3 | 0.084444 | 0.00027989
976 | 0.00025857 | 0.00016448 | 2.3338 | 3.0823 | 3.4273 | 3.3763 | 4.5995 | 5.4742 | 3.4273 | 2.9 | 0.021667 | 0.00030973
977 | 0.00027353 | 0.00016908 | 2.3055 | 3.0827 | 3.4273 | 3.3138 | 4.6003 | 5.4742 | 3.4273 | 2.2 | 0 | 4.0938e-05
978 | 0.00027652 | 0.00016988 | 2.3 | 3.083 | 3.4273 | 3.3015 | 4.601 | 5.4742 | 3.4273 | 2.06 | 0 | 4.0761e-05
979 | 0.00027994 | 0.00017088 | 2.2936 | 3.0832 | 3.4273 | 3.2877 | 4.6016 | 5.4742 | 3.4273 | 1.9 | 0 | 5.0331e-05
980 | 0.00028421 | 0.00017186 | 2.2858 | 3.0834 | 3.4273 | 3.2705 | 4.602 | 5.4742 | 3.4273 | 1.7 | 0 | 0.00017669
981 | 0.00027951 | 0.00016987 | 2.2944 | 3.0836 | 3.4273 | 3.2894 | 4.6025 | 5.4742 | 3.4273 | 1.92 | 0 | 0.00017935
982 | 0.00028122 | 0.00017102 | 2.2913 | 3.0838 | 3.4273 | 3.2825 | 4.6029 | 5.4742 | 3.4273 | 1.84 | 0 | 0.00016488
983 | 0.0002872 | 0.00017319 | 2.2803 | 3.0839 | 3.4273 | 3.2586 | 4.6031 | 5.4742 | 3.4273 | 1.56 | 0 | 2.2507e-05
984 | 0.00029319 | 0.00017523 | 2.2694 | 3.084 | 3.4273 | 3.235 | 4.6034 | 5.4742 | 3.4273 | 1.28 | 0 | 8.4476e-06
985 | 0.00030045 | 0.00017719 | 2.2563 | 3.084 | 3.4273 | 3.2069 | 4.6033 | 5.4742 | 3.4273 | 0.94 | 0 | 1.146e-05
986 | 0.00030216 | 0.00017725 | 2.2533 | 3.0839 | 3.4273 | 3.2003 | 4.6032 | 5.4742 | 3.4273 | 0.86 | 0 | 1.1579e-05
987 | 0.00030216 | 0.00017693 | 2.2533 | 3.0838 | 3.4273 | 3.2003 | 4.603 | 5.4742 | 3.4273 | 0.86 | 0 | 1.3233e-05
988 | 0.00030943 | 0.00017898 | 2.2404 | 3.0837 | 3.4273 | 3.1727 | 4.6028 | 5.4742 | 3.4273 | 0.52 | 0 | 8.5657e-06
989 | 0.00031199 | 0.00017647 | 2.2359 | 3.0836 | 3.4273 | 3.1631 | 4.6025 | 5.4742 | 3.4273 | 0.4 | 0 | 1.4355e-05
990 | 0.0003137 | 0.00017969 | 2.2329 | 3.0835 | 3.4273 | 3.1568 | 4.6023 | 5.4742 | 3.4273 | 0.32 | 0 | 1.3469e-05
991 | 0.0003137 | 0.00018075 | 2.2329 | 3.0834 | 3.4273 | 3.1568 | 4.602 | 5.4742 | 3.4273 | 0.32 | 0.0033333 | 0.00054898
992 | 0.0003137 | 0.00018127 | 2.2329 | 3.0832 | 3.4273 | 3.1568 | 4.6016 | 5.4742 | 3.4273 | 0.32 | 0.016111 | 0.00013676
993 | 0.00030473 | 0.00017869 | 2.2487 | 3.083 | 3.4273 | 3.1905 | 4.6012 | 5.4742 | 3.4273 | 0.74 | 0.073333 | 0.0001009
994 | 0.00030644 | 0.00017853 | 2.2457 | 3.0828 | 3.4273 | 3.184 | 4.6007 | 5.4742 | 3.4273 | 0.66 | 0.10111 | 0.00012447
995 | 0.00031199 | 0.00017991 | 2.2359 | 3.0826 | 3.4273 | 3.1631 | 4.6002 | 5.4742 | 3.4273 | 0.4 | 0.11611 | 0.00011366
996 | 0.00029319 | 0.00017517 | 2.2694 | 3.0824 | 3.4273 | 3.235 | 4.5996 | 5.4742 | 3.4273 | 1.28 | 0.073333 | 0.00025384
997 | 0.00031199 | 0.00017984 | 2.2359 | 3.0822 | 3.4273 | 3.1631 | 4.5991 | 5.4742 | 3.4273 | 0.4 | 0.040556 | 0.00012896
998 | 0.00031199 | 0.00018032 | 2.2359 | 3.082 | 3.4273 | 3.1631 | 4.5987 | 5.4742 | 3.4273 | 0.4 | 0.093333 | 0.00012441
999 | 0.00029874 | 0.00017613 | 2.2594 | 3.0818 | 3.4273 | 3.2134 | 4.5982 | 5.4742 | 3.4273 | 1.02 | 0.093889 | 0.00013705
1000 | 0.0002949 | 0.00017485 | 2.2663 | 3.0816 | 3.4273 | 3.2284 | 4.5977 | 5.4742 | 3.4273 | 1.2 | 0.018889 | 8.5894e-05
1001 | 0.00028678 | 0.0001722 | 2.2811 | 3.0814 | 3.4273 | 3.2603 | 4.5974 | 5.4742 | 3.4273 | 1.58 | 0 | 8.3649e-05
1002 | 0.00028293 | 0.00017167 | 2.2881 | 3.0813 | 3.4273 | 3.2756 | 4.5971 | 5.4742 | 3.4273 | 1.76 | 0 | 0.00023742
1003 | 0.00028122 | 0.00016781 | 2.2913 | 3.0811 | 3.4273 | 3.2825 | 4.5967 | 5.4742 | 3.4273 | 1.84 | 0 | 0.00025006
1004 | 0.00027866 | 0.00017118 | 2.296 | 3.081 | 3.4273 | 3.2928 | 4.5963 | 5.4742 | 3.4273 | 1.96 | 0 | 0.00026589
1005 | 0.00027096 | 0.0001674 | 2.3103 | 3.0808 | 3.4273 | 3.3243 | 4.5958 | 5.4742 | 3.4273 | 2.32 | 0 | 0.00024906
1006 | 0.00027096 | 0.00016799 | 2.3103 | 3.0806 | 3.4273 | 3.3243 | 4.5953 | 5.4742 | 3.4273 | 2.32 | 0 | 1.1933e-05
1007 | 0.00027353 | 0.0001694 | 2.3055 | 3.0803 | 3.4273 | 3.3138 | 4.5946 | 5.4742 | 3.4273 | 2.2 | 0 | 1.3764e-05
1008 | 0.00027438 | 0.00016936 | 2.3039 | 3.0801 | 3.4273 | 3.3103 | 4.5941 | 5.4742 | 3.4273 | 2.16 | 0 | 1.2701e-05
1009 | 0.00028122 | 0.00017184 | 2.2913 | 3.0798 | 3.4273 | 3.2825 | 4.5936 | 5.4742 | 3.4273 | 1.84 | 0 | 1.4887e-05
1010 | 0.00028678 | 0.00017327 | 2.2811 | 3.0796 | 3.4273 | 3.2603 | 4.593 | 5.4742 | 3.4273 | 1.58 | 0 | 1.6895e-05
1011 | 0.00028977 | 0.00017387 | 2.2756 | 3.0794 | 3.4273 | 3.2484 | 4.5926 | 5.4742 | 3.4273 | 1.44 | 0 | 1.1519e-05
1012 | 0.00029618 | 0.00017619 | 2.264 | 3.0793 | 3.4273 | 3.2234 | 4.5923 | 5.4742 | 3.4273 | 1.14 | 0 | 1.146e-05
1013 | 0.00030216 | 0.00017802 | 2.2533 | 3.0792 | 3.4273 | 3.2003 | 4.592 | 5.4742 | 3.4273 | 0.86 | 0 | 1.3705e-05
1014 | 0.00030644 | 0.00017921 | 2.2457 | 3.079 | 3.4273 | 3.184 | 4.5917 | 5.4742 | 3.4273 | 0.66 | 0 | 1.2583e-05
1015 | 0.00030943 | 0.00017975 | 2.2404 | 3.0789 | 3.4273 | 3.1727 | 4.5915 | 5.4742 | 3.4273 | 0.52 | 0.010556 | 0.000554
1016 | 0.0003137 | 0.00018117 | 2.2329 | 3.0788 | 3.4273 | 3.1568 | 4.5912 | 5.4742 | 3.4273 | 0.32 | 0.057222 | 0.00013315
1017 | 0.00031199 | 0.00018072 | 2.2359 | 3.0788 | 3.4273 | 3.1631 | 4.5911 | 5.4742 | 3.4273 | 0.4 | 0.096667 | 0.00010255
1018 | 0.00030473 | 0.00017782 | 2.2487 | 3.0787 | 3.4273 | 3.1905 | 4.591 | 5.4742 | 3.4273 | 0.74 | 0.22722 | 0.0001211
1019 | 0.00030045 | 0.00017663 | 2.2563 | 3.0787 | 3.4273 | 3.2069 | 4.5908 | 5.4742 | 3.4273 | 0.94 | 0.20278 | 0.00011519
1020 | 0.00030943 | 0.00018004 | 2.2404 | 3.0786 | 3.4273 | 3.1727 | 4.5906 | 5.4742 | 3.4273 | 0.52 | 0.16889 | 0.00023996
1021 | 0.00030473 | 0.00017869 | 2.2487 | 3.0785 | 3.4273 | 3.1905 | 4.5904 | 5.4742 | 3.4273 | 0.74 | 0.093889 | 0.00012996
1022 | 0.00031157 | 0.00017991 | 2.2367 | 3.0784 | 3.4273 | 3.1647 | 4.5901 | 5.4742 | 3.4273 | 0.42 | 0.040556 | 0.0001211
1023 | 0.00031157 | 0.00018021 | 2.2367 | 3.0782 | 3.4273 | 3.1647 | 4.5898 | 5.4742 | 3.4273 | 0.42 | 0.021667 | 0.00012677
1024 | 0.00032267 | 0.0001835 | 2.2012 | 3.0781 | 3.4273 | 3.0898 | 4.5895 | 5.4742 | 3.4273 | -0.54 | 0.0061111 | 8.2586e-05
1025 | 0.00032267 | 0.00018373 | 2.2012 | 3.078 | 3.4273 | 3.0898 | 4.5892 | 5.4742 | 3.4273 | -0.54 | 0 | 7.7564e-05
1026 | 0.00032267 | 0.00018364 | 2.1875 | 3.0779 | 3.4273 | 3.0611 | 4.5889 | 5.4742 | 3.4273 | -0.92 | 0 | 0.00024274
1027 | 0.00032267 | 0.0001807 | 2.1925 | 3.0777 | 3.4273 | 3.0716 | 4.5886 | 5.4742 | 3.4273 | -0.78 | 0 | 0.0002243
1028 | 0.00032267 | 0.00018439 | 2.1875 | 3.0775 | 3.4273 | 3.0611 | 4.5881 | 5.4742 | 3.4273 | -0.92 | 0 | 0.00026406
1029 | 0.00032267 | 0.00018404 | 2.176 | 3.0773 | 3.4273 | 3.0373 | 4.5877 | 5.4742 | 3.4273 | -1.24 | 0 | 0.00022035
1030 | 0.00032267 | 0.00018287 | 2.1697 | 3.0771 | 3.4273 | 3.0241 | 4.5871 | 5.4742 | 3.4273 | -1.42 | 0 | 1.4296e-05
1031 | 0.00032267 | 0.00018089 | 2.1598 | 3.0769 | 3.4273 | 3.0038 | 4.5865 | 5.4742 | 3.4273 | -1.7 | 0 | 1.3882e-05
1032 | 0.00032267 | 0.00018396 | 2.1431 | 3.0766 | 3.4273 | 2.9697 | 4.5859 | 5.4742 | 3.4273 | -2.18 | 0 | 9.0383e-06
1033 | 0.00032267 | 0.00018424 | 2.1343 | 3.0763 | 3.4273 | 2.9517 | 4.5851 | 5.4742 | 3.4273 | -2.4365 | 0 | 9.7472e-06
1034 | 0.00032267 | 0.00018416 | 2.1379 | 3.0759 | 3.4273 | 2.9589 | 4.5844 | 5.4742 | 3.4273 | -2.3334 | 0 | 1.1638e-05
1035 | 0.00032267 | 0.00018388 | 2.1343 | 3.0756 | 3.4273 | 2.9517 | 4.5836 | 5.4742 | 3.4273 | -2.4365 | 0 | 8.6839e-06
1036 | 0.00032267 | 0.00018365 | 2.118 | 3.0753 | 3.4273 | 2.9187 | 4.5828 | 5.4742 | 3.4273 | -2.9165 | 0 | 1.1579e-05
1037 | 0.00032267 | 0.00018175 | 2.108 | 3.075 | 3.4273 | 2.8984 | 4.5821 | 5.4742 | 3.4273 | -3.2165 | 0 | 1.0574e-05
1038 | 0.00032267 | 0.00018298 | 2.1061 | 3.0747 | 3.4273 | 2.8946 | 4.5815 | 5.4742 | 3.4273 | -3.2734 | 0 | 1.2169e-05
1039 | 0.00032267 | 0.00018378 | 2.1008 | 3.0745 | 3.4273 | 2.884 | 4.5809 | 5.4742 | 3.4273 | -3.4327 | 0.0061111 | 0.00054478
1040 | 0.00032267 | 0.00018389 | 2.0896 | 3.0743 | 3.4273 | 2.8616 | 4.5804 | 5.4742 | 3.4273 | -3.7724 | 0.021667 | 0.00012931
1041 | 0.00032267 | 0.00018401 | 2.1014 | 3.074 | 3.4273 | 2.8853 | 4.5799 | 5.4742 | 3.4273 | -3.4134 | 0.040556 | 0.0001019
1042 | 0.00032267 | 0.00018291 | 2.1187 | 3.0739 | 3.4273 | 2.9201 | 4.5795 | 5.4742 | 3.4273 | -2.8965 | 0.073333 | 0.00010368
1043 | 0.00032267 | 0.00018386 | 2.148 | 3.0738 | 3.4273 | 2.9795 | 4.5792 | 5.4742 | 3.4273 | -2.04 | 0.11611 | 0.00011573
1044 | 0.00032267 | 0.00018147 | 2.2019 | 3.0737 | 3.4273 | 3.0913 | 4.579 | 5.4742 | 3.4273 | -0.52 | 0.19667 | 0.00024386
1045 | 0.00032267 | 0.0001841 | 2.2144 | 3.0736 | 3.4273 | 3.1175 | 4.5788 | 5.4742 | 3.4273 | -0.18 | 0.19389 | 0.00012996
1046 | 0.00031798 | 0.00018247 | 2.2255 | 3.0735 | 3.4273 | 3.1409 | 4.5785 | 5.4742 | 3.4273 | 0.12 | 0.11611 | 0.00012636
1047 | 0.00031114 | 0.00017995 | 2.2374 | 3.0733 | 3.4273 | 3.1663 | 4.5782 | 5.4742 | 3.4273 | 0.44 | 0.047778 | 0.00013227
1048 | 0.00031114 | 0.00018033 | 2.2374 | 3.0732 | 3.4273 | 3.1663 | 4.5779 | 5.4742 | 3.4273 | 0.44 | 0.0083333 | 8.424e-05
1049 | 0.00031798 | 0.00018251 | 2.2255 | 3.0731 | 3.4273 | 3.1409 | 4.5776 | 5.4742 | 3.4273 | 0.12 | 0 | 8.678e-05
1050 | 0.00031114 | 0.00018061 | 2.2374 | 3.073 | 3.4273 | 3.1663 | 4.5773 | 5.4742 | 3.4273 | 0.44 | 0 | 0.00023801
1051 | 0.00031584 | 0.00018002 | 2.2292 | 3.0729 | 3.4273 | 3.1488 | 4.5771 | 5.4742 | 3.4273 | 0.22 | 0 | 0.0002474
1052 | 0.00030644 | 0.00017956 | 2.2457 | 3.0727 | 3.4273 | 3.184 | 4.5767 | 5.4742 | 3.4273 | 0.66 | 0 | 0.00027658
1053 | 0.00029832 | 0.00017673 | 2.2602 | 3.0725 | 3.4273 | 3.2151 | 4.5763 | 5.4742 | 3.4273 | 1.04 | 0 | 0.00024864
1054 | 0.00029618 | 0.00017497 | 2.264 | 3.0724 | 3.4273 | 3.2234 | 4.576 | 5.4742 | 3.4273 | 1.14 | 0 | 1.2346e-05
1055 | 0.00029276 | 0.00017434 | 2.2702 | 3.0723 | 3.4273 | 3.2367 | 4.5757 | 5.4742 | 3.4273 | 1.3 | 0 | 1.0161e-05
1056 | 0.00029276 | 0.00017464 | 2.2702 | 3.0721 | 3.4273 | 3.2367 | 4.5754 | 5.4742 | 3.4273 | 1.3 | 0 | 1.0988e-05
1057 | 0.00029276 | 0.00017454 | 2.2702 | 3.072 | 3.4273 | 3.2367 | 4.5752 | 5.4742 | 3.4273 | 1.3 | 0 | 1.4414e-05
1058 | 0.00029276 | 0.00017326 | 2.2702 | 3.072 | 3.4273 | 3.2367 | 4.575 | 5.4742 | 3.4273 | 1.3 | 0 | 9.0974e-06
1059 | 0.0002949 | 0.00017403 | 2.2663 | 3.0719 | 3.4273 | 3.2284 | 4.5748 | 5.4742 | 3.4273 | 1.2 | 0 | 1.2937e-05
1060 | 0.00029832 | 0.00017295 | 2.2602 | 3.0718 | 3.4273 | 3.2151 | 4.5745 | 5.4742 | 3.4273 | 1.04 | 0 | 1.0633e-05
1061 | 0.00030045 | 0.00017594 | 2.2563 | 3.0716 | 3.4273 | 3.2069 | 4.5742 | 5.4742 | 3.4273 | 0.94 | 0 | 7.6206e-06
1062 | 0.00030216 | 0.00017601 | 2.2533 | 3.0715 | 3.4273 | 3.2003 | 4.5738 | 5.4742 | 3.4273 | 0.86 | 0 | 1.1992e-05
1063 | 0.00030216 | 0.00017779 | 2.2533 | 3.0714 | 3.4273 | 3.2003 | 4.5735 | 5.4742 | 3.4273 | 0.86 | 0.0083333 | 0.0005472
1064 | 0.00030473 | 0.00017812 | 2.2487 | 3.0712 | 3.4273 | 3.1905 | 4.5733 | 5.4742 | 3.4273 | 0.74 | 0.053333 | 0.00013965
1065 | 0.00030045 | 0.00017717 | 2.2563 | 3.0712 | 3.4273 | 3.2069 | 4.5731 | 5.4742 | 3.4273 | 0.94 | 0.11333 | 9.7827e-05
1066 | 0.0002949 | 0.00017577 | 2.2663 | 3.0711 | 3.4273 | 3.2284 | 4.573 | 5.4742 | 3.4273 | 1.2 | 0.16556 | 0.00012855
1067 | 0.00029276 | 0.00017032 | 2.2702 | 3.0711 | 3.4273 | 3.2367 | 4.5729 | 5.4742 | 3.4273 | 1.3 | 0.21222 | 0.0001136
1068 | 0.00028977 | 0.00017419 | 2.2756 | 3.0711 | 3.4273 | 3.2484 | 4.5728 | 5.4742 | 3.4273 | 1.44 | 0.235 | 0.00024634
1069 | 0.00028806 | 0.00017367 | 2.2787 | 3.071 | 3.4273 | 3.2552 | 4.5728 | 5.4742 | 3.4273 | 1.52 | 0.18333 | 0.00013132
1070 | 0.00028678 | 0.00017325 | 2.2811 | 3.071 | 3.4273 | 3.2603 | 4.5728 | 5.4742 | 3.4273 | 1.58 | 0.093889 | 0.00012323
1071 | 0.00028678 | 0.00017302 | 2.2811 | 3.0711 | 3.4273 | 3.2603 | 4.5729 | 5.4742 | 3.4273 | 1.58 | 0.042963 | 0.0001162
1072 | 0.00028806 | 0.00017294 | 2.2787 | 3.0712 | 3.4273 | 3.2552 | 4.5731 | 5.4742 | 3.4273 | 1.52 | 0.010556 | 8.9497e-05
1073 | 0.00029618 | 0.00017584 | 2.264 | 3.0712 | 3.4273 | 3.2234 | 4.5732 | 5.4742 | 3.4273 | 1.14 | 0 | 8.4062e-05
1074 | 0.00030216 | 0.00017719 | 2.2533 | 3.0712 | 3.4273 | 3.2003 | 4.5733 | 5.4742 | 3.4273 | 0.86 | 0 | 0.00024427
1075 | 0.00030943 | 0.0001797 | 2.2404 | 3.0712 | 3.4273 | 3.1727 | 4.5732 | 5.4742 | 3.4273 | 0.52 | 0 | 0.00026241
1076 | 0.00030943 | 0.00018033 | 2.2404 | 3.0711 | 3.4273 | 3.1727 | 4.573 | 5.4742 | 3.4273 | 0.52 | 0 | 0.00023376
1077 | 0.00031114 | 0.00018067 | 2.2374 | 3.071 | 3.4273 | 3.1663 | 4.5726 | 5.4742 | 3.4273 | 0.44 | 0 | 0.00023866
1078 | 0.00031114 | 0.00018067 | 2.2374 | 3.0708 | 3.4273 | 3.1663 | 4.5722 | 5.4742 | 3.4273 | 0.44 | 0 | 1.6186e-05
1079 | 0.00031584 | 0.00018191 | 2.2292 | 3.0706 | 3.4273 | 3.1488 | 4.5717 | 5.4742 | 3.4273 | 0.22 | 0 | 1.4769e-05
1080 | 0.00032054 | 0.00018337 | 2.221 | 3.0703 | 3.4273 | 3.1315 | 4.571 | 5.4742 | 3.4273 | -2.2204e-17 | 0 | 1.1401e-05
1081 | 0.00032011 | 0.00018287 | 2.2217 | 3.0702 | 3.4273 | 3.1331 | 4.5707 | 5.4742 | 3.4273 | 0.02 | 0 | 1.211e-05
1082 | 0.00032267 | 0.00018235 | 2.2151 | 3.07 | 3.4273 | 3.119 | 4.5705 | 5.4742 | 3.4273 | -0.16 | 0 | 1.2878e-05
1083 | 0.00032267 | 0.00018096 | 2.2151 | 3.0699 | 3.4273 | 3.119 | 4.5702 | 5.4742 | 3.4273 | -0.16 | 0 | 1.3587e-05
1084 | 0.00031584 | 0.0001809 | 2.2292 | 3.0699 | 3.4273 | 3.1488 | 4.57 | 5.4742 | 3.4273 | 0.22 | 0 | 1.1342e-05
1085 | 0.00031114 | 0.00017978 | 2.2374 | 3.0698 | 3.4273 | 3.1663 | 4.5698 | 5.4742 | 3.4273 | 0.44 | 0 | 1.4532e-05
1086 | 0.00032011 | 0.00018166 | 2.2217 | 3.0697 | 3.4273 | 3.1331 | 4.5696 | 5.4742 | 3.4273 | 0.02 | 0 | 1.0102e-05
1087 | 0.00032267 | 0.00018313 | 2.2158 | 3.0696 | 3.4273 | 3.1206 | 4.5694 | 5.4742 | 3.4273 | -0.14 | 0.0061111 | 0.00054407
1088 | 0.00030943 | 0.00017995 | 2.2404 | 3.0695 | 3.4273 | 3.1727 | 4.5691 | 5.4742 | 3.4273 | 0.52 | 0.032222 | 0.00013924
1089 | 0.00030003 | 0.00017733 | 2.2571 | 3.0694 | 3.4273 | 3.2085 | 4.5688 | 5.4742 | 3.4273 | 0.96 | 0.062778 | 8.5244e-05
1090 | 0.00030174 | 0.00017778 | 2.2541 | 3.0693 | 3.4273 | 3.2019 | 4.5686 | 5.4742 | 3.4273 | 0.88 | 0.11889 | 0.00012784
1091 | 0.00030003 | 0.00017696 | 2.2571 | 3.0692 | 3.4273 | 3.2085 | 4.5686 | 5.4742 | 3.4273 | 0.96 | 0.15778 | 0.00011667
1092 | 0.0002949 | 0.00017417 | 2.2663 | 3.0693 | 3.4273 | 3.2284 | 4.5687 | 5.4742 | 3.4273 | 1.2 | 0.20611 | 0.00025242
1093 | 0.00028635 | 0.00017318 | 2.2818 | 3.0694 | 3.4273 | 3.262 | 4.5689 | 5.4742 | 3.4273 | 1.6 | 0.25722 | 0.00011732
1094 | 0.00028293 | 0.00017212 | 2.2881 | 3.0695 | 3.4273 | 3.2756 | 4.5691 | 5.4742 | 3.4273 | 1.76 | 0.31389 | 0.00012157
1095 | 0.00027951 | 0.00017097 | 2.2944 | 3.0696 | 3.4273 | 3.2894 | 4.5694 | 5.4742 | 3.4273 | 1.92 | 0.15 | 0.00011673
1096 | 0.00028635 | 0.00017285 | 2.2818 | 3.0698 | 3.4273 | 3.262 | 4.5697 | 5.4742 | 3.4273 | 1.6 | 0.018889 | 7.9041e-05
1097 | 0.00030473 | 0.00017844 | 2.2487 | 3.0699 | 3.4273 | 3.1905 | 4.5701 | 5.4742 | 3.4273 | 0.74 | 0 | 8.105e-05
1098 | 0.00032267 | 0.00018373 | 2.2158 | 3.07 | 3.4273 | 3.1206 | 4.5704 | 5.4742 | 3.4273 | -0.14 | 0 | 0.00025532
1099 | 0.00032267 | 0.00018438 | 2.2166 | 3.0701 | 3.4273 | 3.1221 | 4.5705 | 5.4742 | 3.4273 | -0.12 | 0 | 0.00026572
1100 | 0.00032267 | 0.00018378 | 2.1968 | 3.0701 | 3.4273 | 3.0807 | 4.5705 | 5.4742 | 3.4273 | -0.66 | 0 | 0.00023653
1101 | 0.00032267 | 0.00018378 | 2.1487 | 3.0701 | 3.4273 | 2.981 | 4.5706 | 5.4742 | 3.4273 | -2.02 | 0 | 0.00025077
1102 | 0.00032267 | 0.00018212 | 2.1357 | 3.0702 | 3.4273 | 2.9545 | 4.5707 | 5.4742 | 3.4273 | -2.3965 | 0 | 9.0974e-06
1103 | 0.00032267 | 0.00018291 | 2.1187 | 3.0702 | 3.4273 | 2.9201 | 4.5707 | 5.4742 | 3.4273 | -2.8965 | 0 | 1.2583e-05
1104 | 0.00032267 | 0.00018345 | 2.1061 | 3.0702 | 3.4273 | 2.8946 | 4.5708 | 5.4742 | 3.4273 | -3.2734 | 0 | 2.5225e-05
1105 | 0.00032267 | 0.00018268 | 2.114 | 3.0701 | 3.4273 | 2.9106 | 4.5706 | 5.4742 | 3.4273 | -3.0365 | 0 | 2.5402e-05
1106 | 0.00032267 | 0.00018237 | 2.1289 | 3.0701 | 3.4273 | 2.9406 | 4.5705 | 5.4742 | 3.4273 | -2.5965 | 0 | 2.3098e-05
1107 | 0.00032267 | 0.00018237 | 2.1598 | 3.07 | 3.4273 | 3.0038 | 4.5704 | 5.4742 | 3.4273 | -1.7 | 0 | 2.7115e-05
1108 | 0.00032267 | 0.00018032 | 2.1598 | 3.07 | 3.4273 | 3.0038 | 4.5702 | 5.4742 | 3.4273 | -1.7 | 0 | 2.1385e-05
1109 | 0.00032267 | 0.00018227 | 2.1487 | 3.07 | 3.4273 | 2.981 | 4.5703 | 5.4742 | 3.4273 | -2.02 | 0 | 3.0719e-05
1110 | 0.00032267 | 0.00018201 | 2.1598 | 3.07 | 3.4273 | 3.0038 | 4.5703 | 5.4742 | 3.4273 | -1.7 | 0 | 2.3275e-05
1111 | 0.00032267 | 0.00018355 | 2.1704 | 3.07 | 3.4273 | 3.0256 | 4.5704 | 5.4742 | 3.4273 | -1.4 | 0.013333 | 0.00050083
1112 | 0.00032267 | 0.00018403 | 2.2107 | 3.0701 | 3.4273 | 3.1097 | 4.5705 | 5.4742 | 3.4273 | -0.28 | 0.045 | 0.0005182
1113 | 0.00031584 | 0.00018204 | 2.2292 | 3.0702 | 3.4273 | 3.1488 | 4.5708 | 5.4742 | 3.4273 | 0.22 | 0.075556 | 0.00013351
1114 | 0.00029832 | 0.00017638 | 2.2602 | 3.0704 | 3.4273 | 3.2151 | 4.5713 | 5.4742 | 3.4273 | 1.04 | 0.14222 | 0.00014733
1115 | 0.0003043 | 0.00017787 | 2.2495 | 3.0706 | 3.4273 | 3.1922 | 4.5718 | 5.4742 | 3.4273 | 0.76 | 0.13389 | 0.00012222
1116 | 0.0002825 | 0.00017204 | 2.2889 | 3.0708 | 3.4273 | 3.2773 | 4.5722 | 5.4742 | 3.4273 | 1.78 | 0.13 | 9.5641e-05
1117 | 0.00028635 | 0.00017324 | 2.2818 | 3.0709 | 3.4273 | 3.262 | 4.5725 | 5.4742 | 3.4273 | 1.6 | 0.125 | 8.8434e-05
1118 | 0.00028592 | 0.00017266 | 2.2826 | 3.0711 | 3.4273 | 3.2637 | 4.5728 | 5.4742 | 3.4273 | 1.62 | 0.12167 | 9.2451e-05
1119 | 0.00028806 | 0.00017343 | 2.2787 | 3.0713 | 3.4273 | 3.2552 | 4.5733 | 5.4742 | 3.4273 | 1.52 | 0.078889 | 0.00027204
1120 | 0.00028977 | 0.00017354 | 2.2756 | 3.0715 | 3.4273 | 3.2484 | 4.5739 | 5.4742 | 3.4273 | 1.44 | 0.018889 | 0.00026459
1121 | 0.00029746 | 0.00017624 | 2.2617 | 3.0718 | 3.4273 | 3.2184 | 4.5746 | 5.4742 | 3.4273 | 1.08 | 0 | 4.7909e-05
1122 | 0.00031541 | 0.00018187 | 2.2299 | 3.0721 | 3.4273 | 3.1504 | 4.5753 | 5.4742 | 3.4273 | 0.24 | 0 | 3.8871e-05
1123 | 0.00032267 | 0.00018341 | 2.1385 | 3.0723 | 3.4273 | 2.9603 | 4.5758 | 5.4742 | 3.4273 | -2.3134 | 0 | 5.1749e-05
1124 | 0.00032267 | 0.00018422 | 2.1194 | 3.0724 | 3.4273 | 2.9214 | 4.5761 | 5.4742 | 3.4273 | -2.8765 | 0 | 0.00018886
1125 | 0.00032267 | 0.00017622 | 2.1194 | 3.0726 | 3.4273 | 2.9214 | 4.5764 | 5.4742 | 3.4273 | -2.8765 | 0 | 0.00017067
1126 | 0.00032267 | 0.00018314 | 2.0981 | 3.0726 | 3.4273 | 2.8787 | 4.5765 | 5.4742 | 3.4273 | -3.5134 | 0 | 0.00018118
1127 | 0.00032267 | 0.00018301 | 2.0981 | 3.0727 | 3.4273 | 2.8787 | 4.5767 | 5.4742 | 3.4273 | -3.5134 | 0 | 1.9731e-05
1128 | 0.00032267 | 0.00018362 | 2.0571 | 3.0727 | 3.4273 | 2.7972 | 4.5768 | 5.4742 | 3.4273 | -4.78 | 0 | 2.5993e-05
1129 | 0.00032267 | 0.00018345 | 2.0648 | 3.0728 | 3.4273 | 2.8123 | 4.5769 | 5.4742 | 3.4273 | -4.54 | 0 | 2.487e-05
1130 | 0.00032267 | 0.00018255 | 2.0395 | 3.0728 | 3.4273 | 2.7627 | 4.5769 | 5.4742 | 3.4273 | -5.34 | 0 | 2.7529e-05
1131 | 0.00032267 | 0.00018236 | 2.0191 | 3.0728 | 3.4273 | 2.723 | 4.5769 | 5.4742 | 3.4273 | -6 | 0 | 2.6938e-05
1132 | 0.00032267 | 0.00018187 | 2.0075 | 3.0727 | 3.4273 | 2.7007 | 4.5768 | 5.4742 | 3.4273 | -6.38 | 0 | 2.3807e-05
1133 | 0.00032267 | 0.00018116 | 2.0351 | 3.0727 | 3.4273 | 2.7542 | 4.5767 | 5.4742 | 3.4273 | -5.48 | 0 | 2.1739e-05
1134 | 0.00032267 | 0.0001819 | 1.9919 | 3.0727 | 3.4273 | 2.6708 | 4.5768 | 5.4742 | 3.4273 | -6.9 | 0 | 2.5047e-05
1135 | 0.00032267 | 0.00018359 | 1.9731 | 3.0728 | 3.4273 | 2.6348 | 4.577 | 5.4742 | 3.4273 | -7.54 | 0.040556 | 0.00054596
1136 | 0.00032267 | 0.0001835 | 2.0489 | 3.0729 | 3.4273 | 2.7811 | 4.5772 | 5.4742 | 3.4273 | -5.04 | 0.17167 | 0.00053941
1137 | 0.00032267 | 0.00018417 | 2.1107 | 3.0731 | 3.4273 | 2.9038 | 4.5777 | 5.4742 | 3.4273 | -3.1365 | 0.29444 | 0.00014006
1138 | 0.00032267 | 0.00018396 | 2.1889 | 3.0735 | 3.4273 | 3.0641 | 4.5787 | 5.4742 | 3.4273 | -0.88 | 0.38889 | 0.00014048
1139 | 0.000309 | 0.00017983 | 2.2412 | 3.074 | 3.4273 | 3.1744 | 4.5798 | 5.4742 | 3.4273 | 0.54 | 0.435 | 0.00011366
1140 | 0.00030003 | 0.0001772 | 2.2571 | 3.0744 | 3.4273 | 3.2085 | 4.5808 | 5.4742 | 3.4273 | 0.96 | 0.43333 | 8.4358e-05
1141 | 0.00028763 | 0.00017364 | 2.2795 | 3.0749 | 3.4273 | 3.2569 | 4.5819 | 5.4742 | 3.4273 | 1.54 | 0.39111 | 0.00010657
1142 | 0.00028763 | 0.00017349 | 2.2795 | 3.0754 | 3.4273 | 3.2569 | 4.5831 | 5.4742 | 3.4273 | 1.54 | 0.29944 | 9.6941e-05
1143 | 0.00029233 | 0.00017436 | 2.271 | 3.0758 | 3.4273 | 3.2384 | 4.5841 | 5.4742 | 3.4273 | 1.32 | 0.17167 | 0.00028196
1144 | 0.00032011 | 0.00018287 | 2.2217 | 3.0763 | 3.4273 | 3.1331 | 4.5852 | 5.4742 | 3.4273 | 0.02 | 0.043333 | 0.00031002
1145 | 0.00031755 | 0.00018229 | 2.2262 | 3.0767 | 3.4273 | 3.1425 | 4.5862 | 5.4742 | 3.4273 | 0.14 | 0 | 3.6626e-05
1146 | 0.00032267 | 0.00018353 | 2.1704 | 3.0772 | 3.4273 | 3.0256 | 4.5872 | 5.4742 | 3.4273 | -1.4 | 0 | 4.4069e-05
1147 | 0.00032267 | 0.00018364 | 2.1431 | 3.0776 | 3.4273 | 2.9697 | 4.5882 | 5.4742 | 3.4273 | -2.18 | 0 | 5.2044e-05
1148 | 0.00032267 | 0.0001839 | 2.0946 | 3.0779 | 3.4273 | 2.8716 | 4.589 | 5.4742 | 3.4273 | -3.62 | 0 | 0.00017297
1149 | 0.00032267 | 0.00018338 | 2.0527 | 3.0781 | 3.4273 | 2.7885 | 4.5896 | 5.4742 | 3.4273 | -4.92 | 0 | 0.00018815
1150 | 0.00032267 | 0.00018311 | 2.047 | 3.0783 | 3.4273 | 2.7774 | 4.5899 | 5.4742 | 3.4273 | -5.1 | 0 | 0.00018195
1151 | 0.00032267 | 0.00018293 | 2.0222 | 3.0784 | 3.4273 | 2.729 | 4.5902 | 5.4742 | 3.4273 | -5.9 | 0 | 2.2744e-05
1152 | 0.00032267 | 0.00018376 | 1.9836 | 3.0785 | 3.4273 | 2.6549 | 4.5905 | 5.4742 | 3.4273 | -7.18 | 0 | 1.6895e-05
1153 | 0.00032267 | 0.00018242 | 1.9937 | 3.0787 | 3.4273 | 2.6742 | 4.5908 | 5.4742 | 3.4273 | -6.84 | 0 | 1.3469e-05
1154 | 0.00032267 | 0.00018262 | 1.9522 | 3.0789 | 3.4273 | 2.5955 | 4.5912 | 5.4742 | 3.4273 | -8.26 | 0 | 1.3587e-05
1155 | 0.00032267 | 0.0001819 | 1.9437 | 3.0791 | 3.4273 | 2.5795 | 4.5918 | 5.4742 | 3.4273 | -8.56 | 0 | 6.9707e-06
1156 | 0.00032267 | 0.00018151 | 1.9313 | 3.0793 | 3.4273 | 2.5563 | 4.5923 | 5.4742 | 3.4273 | -9 | 0 | 1.1401e-05
1157 | 0.00032267 | 0.00018089 | 1.9224 | 3.0795 | 3.4273 | 2.5397 | 4.5928 | 5.4742 | 3.4273 | -9.32 | 0 | 1.1815e-05
1158 | 0.00032267 | 0.00018076 | 1.9252 | 3.0797 | 3.4273 | 2.5449 | 4.5932 | 5.4742 | 3.4273 | -9.22 | 0 | 1.0751e-05
1159 | 0.00032267 | 0.00018383 | 1.928 | 3.0799 | 3.4273 | 2.5501 | 4.5937 | 5.4742 | 3.4273 | -9.12 | 0.043333 | 0.00054413
1160 | 0.00032267 | 0.00018411 | 1.9991 | 3.0802 | 3.4273 | 2.6845 | 4.5944 | 5.4742 | 3.4273 | -6.66 | 0.17722 | 0.00013044
1161 | 0.00032267 | 0.00018417 | 2.0899 | 3.0806 | 3.4273 | 2.8621 | 4.5955 | 5.4742 | 3.4273 | -3.7651 | 0.30167 | 0.00010421
1162 | 0.00032267 | 0.00018408 | 2.1968 | 3.0811 | 3.4273 | 3.0807 | 4.5967 | 5.4742 | 3.4273 | -0.66 | 0.4 | 0.00012447
1163 | 0.0003043 | 0.0001784 | 2.2495 | 3.0816 | 3.4273 | 3.1922 | 4.5977 | 5.4742 | 3.4273 | 0.76 | 0.44222 | 0.0001406
1164 | 0.0003043 | 0.00017868 | 2.2495 | 3.082 | 3.4273 | 3.1922 | 4.5988 | 5.4742 | 3.4273 | 0.76 | 0.44315 | 0.00024279
1165 | 0.0002949 | 0.00017591 | 2.2663 | 3.0826 | 3.4273 | 3.2284 | 4.6 | 5.4742 | 3.4273 | 1.2 | 0.39556 | 0.00013239
1166 | 0.00028122 | 0.00017173 | 2.2913 | 3.083 | 3.4273 | 3.2825 | 4.6011 | 5.4742 | 3.4273 | 1.84 | 0.29944 | 0.00012506
1167 | 0.00028421 | 0.00017212 | 2.2858 | 3.0836 | 3.4273 | 3.2705 | 4.6025 | 5.4742 | 3.4273 | 1.7 | 0.18056 | 0.00013735
1168 | 0.00029148 | 0.00017412 | 2.2725 | 3.0842 | 3.4273 | 3.2417 | 4.6039 | 5.4742 | 3.4273 | 1.36 | 0.047778 | 8.2822e-05
1169 | 0.00031541 | 0.00018186 | 2.2299 | 3.0848 | 3.4273 | 3.1504 | 4.6053 | 5.4742 | 3.4273 | 0.24 | 0 | 7.4492e-05
1170 | 0.00032267 | 0.00018357 | 2.1889 | 3.0854 | 3.4273 | 3.0641 | 4.6068 | 5.4742 | 3.4273 | -0.88 | 0 | 0.00025325
1171 | 0.00032267 | 0.0001846 | 2.1445 | 3.0859 | 3.4273 | 2.9725 | 4.6079 | 5.4742 | 3.4273 | -2.14 | 0 | 0.00026046
1172 | 0.00032267 | 0.00018329 | 2.1021 | 3.0863 | 3.4273 | 2.8866 | 4.6088 | 5.4742 | 3.4273 | -3.3934 | 0 | 0.00023913
1173 | 0.00032267 | 0.00018177 | 2.1028 | 3.0866 | 3.4273 | 2.8879 | 4.6097 | 5.4742 | 3.4273 | -3.3734 | 0 | 0.00024604
1174 | 0.00032267 | 0.00018175 | 2.0739 | 3.087 | 3.4273 | 2.8304 | 4.6106 | 5.4742 | 3.4273 | -4.2558 | 0 | 1.5064e-05
1175 | 0.00032267 | 0.00018193 | 2.0751 | 3.0874 | 3.4273 | 2.8327 | 4.6116 | 5.4742 | 3.4273 | -4.22 | 0 | 1.3823e-05
1176 | 0.00032267 | 0.00018178 | 2.0704 | 3.0878 | 3.4273 | 2.8235 | 4.6125 | 5.4742 | 3.4273 | -4.3638 | 0 | 8.3294e-06
1177 | 0.00032267 | 0.00018203 | 2.0502 | 3.0882 | 3.4273 | 2.7836 | 4.6134 | 5.4742 | 3.4273 | -5 | 0 | 1.3646e-05
1178 | 0.00032267 | 0.00018074 | 1.9748 | 3.0884 | 3.4273 | 2.6382 | 4.6138 | 5.4742 | 3.4273 | -7.48 | 0 | 1.0456e-05
1179 | 0.00032267 | 0.00017871 | 1.9666 | 3.0885 | 3.4273 | 2.6227 | 4.6142 | 5.4742 | 3.4273 | -7.76 | 0 | 1.211e-05
1180 | 0.00032267 | 0.00018072 | 1.938 | 3.0888 | 3.4273 | 2.5689 | 4.6147 | 5.4742 | 3.4273 | -8.76 | 0 | 1.3114e-05
1181 | 0.00032267 | 0.00018104 | 1.9465 | 3.089 | 3.4273 | 2.5848 | 4.6153 | 5.4742 | 3.4273 | -8.46 | 0 | 1.211e-05
1182 | 0.00032267 | 0.00018016 | 1.9488 | 3.0892 | 3.4273 | 2.5891 | 4.6158 | 5.4742 | 3.4273 | -8.38 | 0 | 1.4591e-05
1183 | 0.00032267 | 0.00018363 | 1.9772 | 3.0894 | 3.4273 | 2.6426 | 4.6164 | 5.4742 | 3.4273 | -7.4 | 0.049444 | 0.00055246
1184 | 0.00032267 | 0.00018362 | 2.0539 | 3.0897 | 3.4273 | 2.791 | 4.617 | 5.4742 | 3.4273 | -4.88 | 0.18667 | 0.00012772
1185 | 0.00032267 | 0.0001842 | 2.1296 | 3.0901 | 3.4273 | 2.942 | 4.6179 | 5.4742 | 3.4273 | -2.5765 | 0.30722 | 9.7827e-05
1186 | 0.00029618 | 0.00017559 | 2.264 | 3.0906 | 3.4273 | 3.2234 | 4.6191 | 5.4742 | 3.4273 | 1.14 | 0.41111 | 0.00012069
1187 | 0.00027353 | 0.00016943 | 2.3055 | 3.0912 | 3.4273 | 3.3138 | 4.6206 | 5.4742 | 3.4273 | 2.2 | 0.45333 | 0.00013368
1188 | 0.00025301 | 0.00016328 | 2.3445 | 3.0919 | 3.4273 | 3.4001 | 4.6221 | 5.4742 | 3.4273 | 3.16 | 0.45111 | 0.00024356
1189 | 0.00024447 | 0.00016069 | 2.3611 | 3.0926 | 3.4273 | 3.4374 | 4.6237 | 5.4742 | 3.4273 | 3.56 | 0.40833 | 0.00012849
1190 | 0.00023934 | 0.00015917 | 2.3712 | 3.0933 | 3.4273 | 3.4602 | 4.6254 | 5.4742 | 3.4273 | 3.8 | 0.3077 | 0.00012547
1191 | 0.00025173 | 0.00016233 | 2.347 | 3.094 | 3.4273 | 3.4057 | 4.6271 | 5.4742 | 3.4273 | 3.22 | 0.18333 | 0.00012299
1192 | 0.00027438 | 0.00016864 | 2.3039 | 3.0947 | 3.4273 | 3.3103 | 4.6288 | 5.4742 | 3.4273 | 2.16 | 0.045 | 7.6442e-05
1193 | 0.00028977 | 0.00017371 | 2.2756 | 3.0954 | 3.4273 | 3.2484 | 4.6306 | 5.4742 | 3.4273 | 1.44 | 0 | 7.8923e-05
1194 | 0.00029746 | 0.00017633 | 2.2617 | 3.0962 | 3.4273 | 3.2184 | 4.6324 | 5.4742 | 3.4273 | 1.08 | 0 | 0.00024356
1195 | 0.00029746 | 0.00017671 | 2.2617 | 3.0968 | 3.4273 | 3.2184 | 4.6338 | 5.4742 | 3.4273 | 1.08 | 0 | 0.00024799
1196 | 0.00030174 | 0.00017742 | 2.2541 | 3.0972 | 3.4273 | 3.2019 | 4.6349 | 5.4742 | 3.4273 | 0.88 | 0 | 0.00024279
1197 | 0.0003137 | 0.00017872 | 2.2329 | 3.0977 | 3.4273 | 3.1568 | 4.6359 | 5.4742 | 3.4273 | 0.32 | 0 | 0.00024209
1198 | 0.00032267 | 0.00018199 | 2.2048 | 3.0981 | 3.4273 | 3.0974 | 4.6371 | 5.4742 | 3.4273 | -0.44 | 0 | 7.7978e-06
1199 | 0.00032267 | 0.00018288 | 2.1889 | 3.0986 | 3.4273 | 3.0641 | 4.638 | 5.4742 | 3.4273 | -0.88 | 0 | 1.4828e-05
1200 | 0.00032267 | 0.0001818 | 2.1633 | 3.099 | 3.4273 | 3.0111 | 4.639 | 5.4742 | 3.4273 | -1.6 | 0 | 1.4355e-05
1201 | 0.00032267 | 0.00018134 | 2.1392 | 3.0994 | 3.4273 | 2.9617 | 4.64 | 5.4742 | 3.4273 | -2.2934 | 0 | 1.3941e-05
1202 | 0.00032267 | 0.0001818 | 2.1228 | 3.0997 | 3.4273 | 2.9282 | 4.6409 | 5.4742 | 3.4273 | -2.7765 | 0 | 1.1756e-05
1203 | 0.00032267 | 0.0001804 | 2.1194 | 3.1001 | 3.4273 | 2.9214 | 4.6417 | 5.4742 | 3.4273 | -2.8765 | 0 | 1.4237e-05
1204 | 0.00032267 | 0.00018119 | 2.1107 | 3.1004 | 3.4273 | 2.9038 | 4.6423 | 5.4742 | 3.4273 | -3.1365 | 0 | 1.0161e-05
1205 | 0.00032267 | 0.00017824 | 2.1067 | 3.1006 | 3.4273 | 2.8957 | 4.6428 | 5.4742 | 3.4273 | -3.2565 | 0 | 1.4709e-05
1206 | 0.00032267 | 0.0001808 | 2.1034 | 3.1008 | 3.4273 | 2.8893 | 4.6433 | 5.4742 | 3.4273 | -3.3534 | 0.0016667 | 1.5123e-05
1207 | 0.00032267 | 0.00018362 | 2.1073 | 3.1009 | 3.4273 | 2.8971 | 4.6437 | 5.4742 | 3.4273 | -3.2365 | 0.038333 | 0.00054466
1208 | 0.00032267 | 0.00018359 | 2.1633 | 3.1012 | 3.4273 | 3.0111 | 4.6442 | 5.4742 | 3.4273 | -1.6 | 0.15778 | 0.00013049
1209 | 0.00027652 | 0.00017036 | 2.3 | 3.1015 | 3.4273 | 3.3015 | 4.645 | 5.4742 | 3.4273 | 2.06 | 0.27167 | 0.00010208
1210 | 0.00022737 | 0.00015517 | 2.395 | 3.102 | 3.4273 | 3.5146 | 4.6461 | 5.4742 | 3.4273 | 4.36 | 0.36 | 0.00012364
1211 | 0.0002013 | 0.0001467 | 3.0609 | 3.1025 | 3.4273 | 4.549 | 4.6475 | 5.4742 | 3.4273 | 5.58 | 0.4 | 0.00011874
1212 | 0.00017865 | 0.00014014 | 3.1217 | 3.1031 | 3.4273 | 4.6935 | 4.649 | 5.4742 | 3.4273 | 6.64 | 0.38611 | 0.00024906
1213 | 0.00016925 | 0.00013776 | 3.1477 | 3.1038 | 3.4273 | 4.7562 | 4.6506 | 5.4742 | 3.4273 | 7.08 | 0.28278 | 0.00013138
1214 | 0.00017266 | 0.00013908 | 3.1382 | 3.1045 | 3.4273 | 4.7332 | 4.6523 | 5.4742 | 3.4273 | 6.92 | 0.09 | 0.00013156
1215 | 0.00016668 | 0.00013685 | 3.1548 | 3.1053 | 3.4273 | 4.7736 | 4.6541 | 5.4742 | 3.4273 | 7.2 | 0.029444 | 0.00013611
1216 | 0.00017737 | 0.00013958 | 3.1252 | 3.106 | 3.4273 | 4.702 | 4.6558 | 5.4742 | 3.4273 | 6.7 | 0.019444 | 8.4062e-05
1217 | 0.00018249 | 0.00014155 | 3.1112 | 3.1067 | 3.4273 | 4.6683 | 4.6574 | 5.4742 | 3.4273 | 6.46 | 0.0016667 | 7.9041e-05
1218 | 0.00017865 | 0.00014063 | 3.1217 | 3.1072 | 3.4273 | 4.6935 | 4.6588 | 5.4742 | 3.4273 | 6.64 | 0 | 0.00025355
1219 | 0.0001966 | 0.00013836 | 3.0733 | 3.1077 | 3.4273 | 4.5782 | 4.6599 | 5.4742 | 3.4273 | 5.8 | 0 | 0.00024799
1220 | 0.00019489 | 0.00014606 | 3.0779 | 3.1081 | 3.4273 | 4.589 | 4.6608 | 5.4742 | 3.4273 | 5.88 | 0 | 0.00023405
1221 | 0.0002013 | 0.00014542 | 3.0609 | 3.1084 | 3.4273 | 4.549 | 4.6615 | 5.4742 | 3.4273 | 5.58 | 0 | 0.00024468
1222 | 0.0001966 | 0.00014469 | 3.0733 | 3.1087 | 3.4273 | 4.5782 | 4.6622 | 5.4742 | 3.4273 | 5.8 | 0 | 1.3055e-05
1223 | 0.00019275 | 0.00014463 | 3.0836 | 3.1089 | 3.4273 | 4.6024 | 4.6626 | 5.4742 | 3.4273 | 5.98 | 0 | 1.1697e-05
1224 | 0.00020899 | 0.00014932 | 3.0408 | 3.1091 | 3.4273 | 4.5019 | 4.6631 | 5.4742 | 3.4273 | 5.22 | 0 | 1.211e-05
1225 | 0.0002013 | 0.00014578 | 3.0609 | 3.1092 | 3.4273 | 4.549 | 4.6634 | 5.4742 | 3.4273 | 5.58 | 0 | 1.53e-05
1226 | 0.00019959 | 0.00014526 | 3.0654 | 3.1093 | 3.4273 | 4.5596 | 4.6636 | 5.4742 | 3.4273 | 5.66 | 0 | 1.3528e-05
1227 | 0.00019617 | 0.00014355 | 3.0745 | 3.1093 | 3.4273 | 4.5809 | 4.6637 | 5.4742 | 3.4273 | 5.82 | 0 | 1.341e-05
1228 | 0.00018762 | 0.00014054 | 3.0973 | 3.1093 | 3.4273 | 4.6351 | 4.6637 | 5.4742 | 3.4273 | 6.22 | 0 | 7.975e-06
1229 | 0.00018378 | 0.00013895 | 3.1077 | 3.1093 | 3.4273 | 4.66 | 4.6636 | 5.4742 | 3.4273 | 6.4 | 0 | 1.4119e-05
1230 | 0.00018249 | 0.00013921 | 3.1112 | 3.1092 | 3.4273 | 4.6683 | 4.6634 | 5.4742 | 3.4273 | 6.46 | 0 | 1.5832e-05
1231 | 0.00017651 | 0.00013988 | 3.1276 | 3.1091 | 3.4273 | 4.7076 | 4.6633 | 5.4742 | 3.4273 | 6.74 | 0.021667 | 0.00055169
1232 | 0.00017053 | 0.00013851 | 3.1441 | 3.1091 | 3.4273 | 4.7476 | 4.6631 | 5.4742 | 3.4273 | 7.02 | 0.055556 | 0.00012027
1233 | 0.00014617 | 0.00013128 | 3.2133 | 3.1092 | 3.4273 | 4.9176 | 4.6634 | 5.4742 | 3.4273 | 8.16 | 0.071111 | 0.00010633
1234 | 0.0001201 | 0.00012326 | 3.2907 | 3.1094 | 3.4273 | 5.1135 | 4.6639 | 5.4742 | 3.4273 | 9.38 | 0.24278 | 0.00013989
1235 | 9.4025e-05 | 0.00011546 | 3.372 | 3.1098 | 3.4273 | 5.3257 | 4.6649 | 5.4742 | 3.4273 | 10.6 | 0.33889 | 0.00011915
1236 | 6.539e-05 | 0.00010678 | 3.466 | 3.1104 | 3.4273 | 5.58 | 4.6663 | 5.4742 | 3.4273 | 11.94 | 0.36 | 0.00025987
1237 | 4.4448e-05 | 0.00010049 | 3.5381 | 3.1111 | 3.4273 | 5.7819 | 4.6679 | 5.4742 | 3.4273 | 12.92 | 0.26056 | 0.00013357
1238 | 1.4104e-05 | 9.1224e-05 | 3.6482 | 3.1118 | 3.4273 | 6.1019 | 4.6696 | 5.4742 | 3.4273 | 14.34 | 0.22111 | 0.00012837
1239 | 1.8378e-05 | 9.175e-05 | 3.6323 | 3.1124 | 3.4273 | 6.0547 | 4.6712 | 5.4742 | 3.4273 | 14.14 | 0.11611 | 0.00012807
1240 | 2.3079e-05 | 9.2774e-05 | 3.6149 | 3.1131 | 3.4273 | 6.0036 | 4.6728 | 5.4742 | 3.4273 | 13.92 | 0.038333 | 7.2366e-05
1241 | 5.9407e-05 | 0.00010417 | 3.4863 | 3.1137 | 3.4273 | 5.6362 | 4.6743 | 5.4742 | 3.4273 | 12.22 | 0 | 6.8172e-05
1242 | 8.2913e-05 | 0.00011024 | 3.4078 | 3.1142 | 3.4273 | 5.4216 | 4.6754 | 5.4742 | 3.4273 | 11.12 | 0 | 0.00026696
1243 | 9.6162e-05 | 0.00011349 | 3.3652 | 3.1146 | 3.4273 | 5.3076 | 4.6763 | 5.4742 | 3.4273 | 10.5 | 0 | 0.0002614
1244 | 0.00010471 | 0.00011907 | 3.3382 | 3.1149 | 3.4273 | 5.2366 | 4.6771 | 5.4742 | 3.4273 | 10.1 | 0 | 0.00027469
1245 | 0.00011668 | 0.00012004 | 3.3011 | 3.1152 | 3.4273 | 5.1403 | 4.6778 | 5.4742 | 3.4273 | 9.54 | 0 | 0.00025626
1246 | 0.00010898 | 0.00011825 | 3.3249 | 3.1155 | 3.4273 | 5.2018 | 4.6785 | 5.4742 | 3.4273 | 9.9 | 0 | 1.1579e-05
1247 | 0.00011668 | 0.0001194 | 3.3011 | 3.1157 | 3.4273 | 5.1403 | 4.6791 | 5.4742 | 3.4273 | 9.54 | 0 | 1.3882e-05
1248 | 0.00013334 | 0.00012577 | 3.2509 | 3.1159 | 3.4273 | 5.012 | 4.6795 | 5.4742 | 3.4273 | 8.76 | 0 | 1.5123e-05
1249 | 0.00012993 | 0.00012595 | 3.2611 | 3.116 | 3.4273 | 5.0378 | 4.6798 | 5.4742 | 3.4273 | 8.92 | 0 | 1.1815e-05
1250 | 0.00014018 | 0.00012924 | 3.2307 | 3.1161 | 3.4273 | 4.9612 | 4.6801 | 5.4742 | 3.4273 | 8.44 | 0 | 1.4178e-05
1251 | 0.00014104 | 0.00012492 | 3.2282 | 3.1162 | 3.4273 | 4.9549 | 4.6802 | 5.4742 | 3.4273 | 8.4 | 0 | 1.3114e-05
1252 | 0.0001513 | 0.00013234 | 3.1984 | 3.1163 | 3.4273 | 4.8808 | 4.6804 | 5.4742 | 3.4273 | 7.92 | 0 | 1.0161e-05
1253 | 0.00015343 | 0.00013252 | 3.1923 | 3.1164 | 3.4273 | 4.8656 | 4.6806 | 5.4742 | 3.4273 | 7.82 | 0 | 1.341e-05
1254 | 0.00016925 | 0.00013705 | 3.1477 | 3.1164 | 3.4273 | 4.7562 | 4.6807 | 5.4742 | 3.4273 | 7.08 | 0.0061111 | 1.2642e-05
1255 | 0.00014018 | 0.00012904 | 3.2307 | 3.1164 | 3.4273 | 4.9612 | 4.6806 | 5.4742 | 3.4273 | 8.44 | 0.045 | 0.00054165
1256 | 0.00012779 | 0.00012531 | 3.2675 | 3.1164 | 3.4273 | 5.0541 | 4.6807 | 5.4742 | 3.4273 | 9.02 | 0.093889 | 0.00012931
1257 | 0.00010471 | 0.00011865 | 3.3382 | 3.1165 | 3.4273 | 5.2366 | 4.681 | 5.4742 | 3.4273 | 10.1 | 0.16556 | 0.00010379
1258 | 8.2913e-05 | 0.000112 | 3.4078 | 3.1167 | 3.4273 | 5.4216 | 4.6815 | 5.4742 | 3.4273 | 11.12 | 0.22944 | 0.00012677
1259 | 7.8212e-05 | 0.00011062 | 3.4232 | 3.1171 | 3.4273 | 5.4632 | 4.6824 | 5.4742 | 3.4273 | 11.34 | 0.19667 | 0.00013995
1260 | 4.1457e-05 | 9.9185e-05 | 3.5487 | 3.1175 | 3.4273 | 5.812 | 4.6834 | 5.4742 | 3.4273 | 13.06 | 0.15611 | 0.00024445
1261 | 2.5216e-05 | 9.4717e-05 | 3.6071 | 3.1181 | 3.4273 | 5.9807 | 4.6848 | 5.4742 | 3.4273 | 13.82 | 0.23944 | 0.00012187
1262 | 1.2394e-05 | 9.0442e-05 | 3.6546 | 3.1187 | 3.4273 | 6.121 | 4.6863 | 5.4742 | 3.4273 | 14.42 | 0.21889 | 0.00013345
1263 | 6.1259e-06 | 8.8592e-05 | 3.6782 | 3.1194 | 3.4273 | 6.192 | 4.6879 | 5.4742 | 3.4273 | 14.7133 | 0.10389 | 0.00011307
1264 | 2.0087e-05 | 9.2612e-05 | 3.6259 | 3.1201 | 3.4273 | 6.036 | 4.6897 | 5.4742 | 3.4273 | 14.06 | 0.035556 | 8.3531e-05
1265 | 3.932e-05 | 9.8284e-05 | 3.5563 | 3.1208 | 3.4273 | 5.8336 | 4.6914 | 5.4742 | 3.4273 | 13.16 | 0 | 7.2425e-05
1266 | 4.7013e-05 | 0.00010033 | 3.5291 | 3.1215 | 3.4273 | 5.7564 | 4.6929 | 5.4742 | 3.4273 | 12.8 | 0 | 0.00027641
1267 | 6.7955e-05 | 0.00010602 | 3.4573 | 3.1219 | 3.4273 | 5.5562 | 4.6939 | 5.4742 | 3.4273 | 11.82 | 0 | 0.0002552
1268 | 6.539e-05 | 0.00010717 | 3.466 | 3.1222 | 3.4273 | 5.58 | 4.6947 | 5.4742 | 3.4273 | 11.94 | 0 | 0.00027334
1269 | 5.9407e-05 | 0.00010422 | 3.4863 | 3.1224 | 3.4273 | 5.6362 | 4.6952 | 5.4742 | 3.4273 | 12.22 | 0 | 0.0002412
1270 | 8.2913e-05 | 0.00011215 | 3.4078 | 3.1226 | 3.4273 | 5.4216 | 4.6956 | 5.4742 | 3.4273 | 11.12 | 0 | 1.0515e-05
1271 | 7.8212e-05 | 0.00011074 | 3.4232 | 3.1227 | 3.4273 | 5.4632 | 4.6959 | 5.4742 | 3.4273 | 11.34 | 0 | 1.1874e-05
1272 | 8.2913e-05 | 0.00011238 | 3.4078 | 3.1228 | 3.4273 | 5.4216 | 4.6961 | 5.4742 | 3.4273 | 11.12 | 0 | 2.1798e-05
1273 | 0.00010471 | 0.00011867 | 3.3382 | 3.1228 | 3.4273 | 5.2366 | 4.6961 | 5.4742 | 3.4273 | 10.1 | 0 | 2.8887e-05
1274 | 0.00012779 | 0.00012405 | 3.2675 | 3.1228 | 3.4273 | 5.0541 | 4.6961 | 5.4742 | 3.4273 | 9.02 | 0 | 2.9537e-05
1275 | 0.00012437 | 0.00012345 | 3.2777 | 3.1227 | 3.4273 | 5.0803 | 4.6959 | 5.4742 | 3.4273 | 9.18 | 0 | 2.4929e-05
1276 | 0.00012993 | 0.00012605 | 3.2611 | 3.1226 | 3.4273 | 5.0378 | 4.6957 | 5.4742 | 3.4273 | 8.92 | 0 | 2.4339e-05
1277 | 0.00015001 | 0.00013007 | 3.2021 | 3.1225 | 3.4273 | 4.8899 | 4.6954 | 5.4742 | 3.4273 | 7.98 | 0 | 1.9849e-05
1278 | 0.00015343 | 0.00013246 | 3.1923 | 3.1224 | 3.4273 | 4.8656 | 4.6952 | 5.4742 | 3.4273 | 7.82 | 0 | 2.5106e-05
1279 | 0.0001748 | 0.00013946 | 3.1323 | 3.1223 | 3.4273 | 4.719 | 4.6949 | 5.4742 | 3.4273 | 6.82 | 0.024444 | 0.00051589
1280 | 0.00014617 | 0.00013099 | 3.2133 | 3.1222 | 3.4273 | 4.9176 | 4.6948 | 5.4742 | 3.4273 | 8.16 | 0.057222 | 0.00051938
1281 | 0.00012223 | 0.00012396 | 3.2842 | 3.1224 | 3.4273 | 5.0968 | 4.6951 | 5.4742 | 3.4273 | 9.28 | 0.15333 | 0.00014834
1282 | 8.7614e-05 | 0.00011318 | 3.3926 | 3.1226 | 3.4273 | 5.3806 | 4.6956 | 5.4742 | 3.4273 | 10.9 | 0.30778 | 0.0001289
1283 | 8.7614e-05 | 0.00011321 | 3.3926 | 3.1229 | 3.4273 | 5.3806 | 4.6963 | 5.4742 | 3.4273 | 10.9 | 0.36667 | 0.00011856
1284 | 4.1457e-05 | 9.9248e-05 | 3.5487 | 3.1232 | 3.4273 | 5.812 | 4.6971 | 5.4742 | 3.4273 | 13.06 | 0.31056 | 0.00010178
1285 | 5.9407e-05 | 0.00010473 | 3.4863 | 3.1236 | 3.4273 | 5.6362 | 4.698 | 5.4742 | 3.4273 | 12.22 | 0.24722 | 9.9835e-05
1286 | 5.2569e-05 | 0.0001023 | 3.5098 | 3.124 | 3.4273 | 5.7019 | 4.6989 | 5.4742 | 3.4273 | 12.54 | 0.34333 | 8.424e-05
1287 | 5.2569e-05 | 0.00010082 | 3.5098 | 3.1244 | 3.4273 | 5.7019 | 4.7 | 5.4742 | 3.4273 | 12.54 | 0.19667 | 0.00027664
1288 | 6.7955e-05 | 0.00010417 | 3.4573 | 3.1249 | 3.4273 | 5.5562 | 4.701 | 5.4742 | 3.4273 | 11.82 | 0.057222 | 0.00030358
1289 | 9.6162e-05 | 0.0001142 | 3.3652 | 3.1252 | 3.4273 | 5.3076 | 4.702 | 5.4742 | 3.4273 | 10.5 | 0.0016667 | 4.3183e-05
1290 | 0.00012993 | 0.00012488 | 3.2611 | 3.1256 | 3.4273 | 5.0378 | 4.7028 | 5.4742 | 3.4273 | 8.92 | 0 | 3.8753e-05
1291 | 0.00014396 | 0.00012978 | 3.2197 | 3.1259 | 3.4273 | 4.9335 | 4.7034 | 5.4742 | 3.4273 | 8.2631 | 0 | 3.8516e-05
1292 | 0.00016241 | 0.000135 | 3.1668 | 3.126 | 3.4273 | 4.8029 | 4.7038 | 5.4742 | 3.4273 | 7.4 | 0 | 0.00017267
1293 | 0.00017053 | 0.0001379 | 3.1441 | 3.1261 | 3.4273 | 4.7476 | 4.7041 | 5.4742 | 3.4273 | 7.02 | 0 | 0.00017728
1294 | 0.00018249 | 0.00014204 | 3.1112 | 3.1262 | 3.4273 | 4.6683 | 4.7044 | 5.4742 | 3.4273 | 6.46 | 0 | 0.00017829
1295 | 0.00016925 | 0.00013706 | 3.1477 | 3.1263 | 3.4273 | 4.7562 | 4.7045 | 5.4742 | 3.4273 | 7.08 | 0 | 2.4575e-05
1296 | 0.00016625 | 0.00013621 | 3.156 | 3.1263 | 3.4273 | 4.7765 | 4.7046 | 5.4742 | 3.4273 | 7.22 | 0 | 2.7765e-05
1297 | 0.00015728 | 0.00013422 | 3.1813 | 3.1264 | 3.4273 | 4.8385 | 4.7047 | 5.4742 | 3.4273 | 7.64 | 0 | 2.3157e-05
1298 | 0.00015471 | 0.00013277 | 3.1886 | 3.1264 | 3.4273 | 4.8565 | 4.7048 | 5.4742 | 3.4273 | 7.76 | 0 | 2.7233e-05
1299 | 0.00015471 | 0.00013322 | 3.1886 | 3.1265 | 3.4273 | 4.8565 | 4.7049 | 5.4742 | 3.4273 | 7.76 | 0 | 1.9849e-05
1300 | 0.00014018 | 0.00012934 | 3.2307 | 3.1265 | 3.4273 | 4.9612 | 4.7051 | 5.4742 | 3.4273 | 8.44 | 0 | 2.3216e-05
1301 | 0.00013334 | 0.00012621 | 3.2509 | 3.1265 | 3.4273 | 5.012 | 4.7051 | 5.4742 | 3.4273 | 8.76 | 0 | 2.6465e-05
1302 | 0.00013719 | 0.00012732 | 3.2395 | 3.1265 | 3.4273 | 4.9833 | 4.7051 | 5.4742 | 3.4273 | 8.58 | 0.0016667 | 1.9672e-05
1303 | 0.00013505 | 0.00012764 | 3.2458 | 3.1267 | 3.4273 | 4.9992 | 4.7054 | 5.4742 | 3.4273 | 8.68 | 0.033889 | 0.00053822
1304 | 0.0001201 | 0.00012324 | 3.2907 | 3.1268 | 3.4273 | 5.1135 | 4.7058 | 5.4742 | 3.4273 | 9.38 | 0.099444 | 0.00052145
1305 | 0.00010898 | 0.00011997 | 3.3249 | 3.127 | 3.4273 | 5.2018 | 4.7062 | 5.4742 | 3.4273 | 9.9 | 0.22722 | 0.00013103
1306 | 9.4025e-05 | 0.00011514 | 3.372 | 3.1271 | 3.4273 | 5.3257 | 4.7064 | 5.4742 | 3.4273 | 10.6 | 0.25444 | 0.00014012
1307 | 6.7527e-05 | 0.00010659 | 3.4588 | 3.1272 | 3.4273 | 5.5602 | 4.7066 | 5.4742 | 3.4273 | 11.84 | 0.2 | 0.000125
1308 | 5.2569e-05 | 0.00010255 | 3.5098 | 3.1272 | 3.4273 | 5.7019 | 4.7067 | 5.4742 | 3.4273 | 12.54 | 0.16889 | 8.8966e-05
1309 | 4.7013e-05 | 0.00010055 | 3.5291 | 3.1272 | 3.4273 | 5.7564 | 4.7067 | 5.4742 | 3.4273 | 12.8 | 0.125 | 8.3354e-05
1310 | 4.9577e-05 | 0.00010131 | 3.5202 | 3.1272 | 3.4273 | 5.7311 | 4.7066 | 5.4742 | 3.4273 | 12.68 | 0.09 | 8.164e-05
1311 | 4.915e-05 | 0.00010007 | 3.5217 | 3.1271 | 3.4273 | 5.7353 | 4.7065 | 5.4742 | 3.4273 | 12.7 | 0.038333 | 0.00028296
1312 | 5.5133e-05 | 0.00010044 | 3.5009 | 3.1271 | 3.4273 | 5.6771 | 4.7065 | 5.4742 | 3.4273 | 12.42 | 0.013333 | 0.00027416
1313 | 6.539e-05 | 0.00010487 | 3.466 | 3.1272 | 3.4273 | 5.58 | 4.7067 | 5.4742 | 3.4273 | 11.94 | 0 | 3.763e-05
1314 | 6.7527e-05 | 0.00010686 | 3.4588 | 3.1273 | 3.4273 | 5.5602 | 4.707 | 5.4742 | 3.4273 | 11.84 | 0 | 4.5428e-05
1315 | 8.2913e-05 | 0.00011272 | 3.4078 | 3.1275 | 3.4273 | 5.4216 | 4.7074 | 5.4742 | 3.4273 | 11.12 | 0 | 4.9268e-05
1316 | 8.2913e-05 | 0.00011272 | 3.4078 | 3.1277 | 3.4273 | 5.4216 | 4.7078 | 5.4742 | 3.4273 | 11.12 | 0 | 0.00017894
1317 | 9.1888e-05 | 0.00011417 | 3.3788 | 3.1278 | 3.4273 | 5.3439 | 4.7082 | 5.4742 | 3.4273 | 10.7 | 0 | 0.00018301
1318 | 0.0001201 | 0.00011865 | 3.2907 | 3.128 | 3.4273 | 5.1135 | 4.7087 | 5.4742 | 3.4273 | 9.38 | 0 | 0.00018124
1319 | 0.00012993 | 0.00012594 | 3.2611 | 3.1282 | 3.4273 | 5.0378 | 4.7091 | 5.4742 | 3.4273 | 8.92 | 0 | 2.3748e-05
1320 | 0.00013206 | 0.00012616 | 3.2547 | 3.1283 | 3.4273 | 5.0216 | 4.7095 | 5.4742 | 3.4273 | 8.82 | 0 | 1.465e-05
1321 | 0.00014018 | 0.00012685 | 3.2307 | 3.1285 | 3.4273 | 4.9612 | 4.7097 | 5.4742 | 3.4273 | 8.44 | 0 | 1.1933e-05
1322 | 0.00012608 | 0.00012495 | 3.2726 | 3.1286 | 3.4273 | 5.0672 | 4.7101 | 5.4742 | 3.4273 | 9.1 | 0 | 6.7344e-06
1323 | 0.00014018 | 0.00012948 | 3.2307 | 3.1288 | 3.4273 | 4.9612 | 4.7105 | 5.4742 | 3.4273 | 8.44 | 0 | 1.3941e-05
1324 | 0.00016625 | 0.00013638 | 3.156 | 3.129 | 3.4273 | 4.7765 | 4.711 | 5.4742 | 3.4273 | 7.22 | 0 | 1.0397e-05
1325 | 0.00016625 | 0.00013672 | 3.156 | 3.1292 | 3.4273 | 4.7765 | 4.7115 | 5.4742 | 3.4273 | 7.22 | 0 | 9.1565e-06
1326 | 0.00016882 | 0.0001373 | 3.1489 | 3.1293 | 3.4273 | 4.7591 | 4.7119 | 5.4742 | 3.4273 | 7.1 | 0.0016667 | 1.0515e-05
1327 | 0.00016241 | 0.00013579 | 3.1668 | 3.1296 | 3.4273 | 4.8029 | 4.7124 | 5.4742 | 3.4273 | 7.4 | 0.06 | 0.00053757
1328 | 0.00014104 | 0.00012943 | 3.2282 | 3.1297 | 3.4273 | 4.9549 | 4.7128 | 5.4742 | 3.4273 | 8.4 | 0.18944 | 0.00013044
1329 | 0.00012993 | 0.00012623 | 3.2611 | 3.13 | 3.4273 | 5.0378 | 4.7134 | 5.4742 | 3.4273 | 8.92 | 0.31056 | 0.00010675
1330 | 0.00010215 | 0.00011744 | 3.3462 | 3.1302 | 3.4273 | 5.2577 | 4.714 | 5.4742 | 3.4273 | 10.22 | 0.39222 | 0.0001494
1331 | 9.6162e-05 | 0.00011521 | 3.3652 | 3.1305 | 3.4273 | 5.3076 | 4.7146 | 5.4742 | 3.4273 | 10.5 | 0.47611 | 0.00012996
1332 | 0.00010001 | 0.00011635 | 3.353 | 3.1307 | 3.4273 | 5.2754 | 4.7151 | 5.4742 | 3.4273 | 10.32 | 0.17778 | 0.00024912
1333 | 8.9751e-05 | 0.00011322 | 3.3857 | 3.1309 | 3.4273 | 5.3622 | 4.7157 | 5.4742 | 3.4273 | 10.8 | 0.17778 | 0.00013398
1334 | 6.2399e-05 | 0.00010529 | 3.4761 | 3.1311 | 3.4273 | 5.608 | 4.7162 | 5.4742 | 3.4273 | 12.08 | 0.28778 | 0.00013203
1335 | 7.0092e-05 | 0.00010621 | 3.4502 | 3.1313 | 3.4273 | 5.5366 | 4.7166 | 5.4742 | 3.4273 | 11.72 | 0.14667 | 0.00012984
1336 | 9.6162e-05 | 0.00011245 | 3.3652 | 3.1315 | 3.4273 | 5.3076 | 4.717 | 5.4742 | 3.4273 | 10.5 | 0.045556 | 7.8273e-05
1337 | 0.0001201 | 0.00012118 | 3.2907 | 3.1317 | 3.4273 | 5.1135 | 4.7175 | 5.4742 | 3.4273 | 9.38 | 0.0016667 | 8.1168e-05
1338 | 0.00012437 | 0.00012343 | 3.2777 | 3.1319 | 3.4273 | 5.0803 | 4.7179 | 5.4742 | 3.4273 | 9.18 | 0 | 0.00026134
1339 | 0.0001436 | 0.00012836 | 3.2207 | 3.132 | 3.4273 | 4.9362 | 4.7182 | 5.4742 | 3.4273 | 8.28 | 0 | 0.00026046
1340 | 0.00016241 | 0.00013503 | 3.1668 | 3.132 | 3.4273 | 4.8029 | 4.7184 | 5.4742 | 3.4273 | 7.4 | 0 | 0.00025437
1341 | 0.00016326 | 0.00013496 | 3.1644 | 3.1321 | 3.4273 | 4.797 | 4.7185 | 5.4742 | 3.4273 | 7.36 | 0 | 0.00025219
1342 | 0.00017651 | 0.00013988 | 3.1276 | 3.1321 | 3.4273 | 4.7076 | 4.7185 | 5.4742 | 3.4273 | 6.74 | 0 | 1.211e-05
1343 | 0.00017437 | 0.0001366 | 3.1335 | 3.1321 | 3.4273 | 4.7218 | 4.7185 | 5.4742 | 3.4273 | 6.84 | 0 | 1.1756e-05
1344 | 0.00022737 | 0.00015359 | 2.395 | 3.1321 | 3.4273 | 3.5146 | 4.7184 | 5.4742 | 3.4273 | 4.36 | 0 | 1.1342e-05
1345 | 0.00022993 | 0.00015606 | 2.3899 | 3.1321 | 3.4273 | 3.5028 | 4.7184 | 5.4742 | 3.4273 | 4.24 | 0 | 1.5714e-05
1346 | 0.00021925 | 0.0001527 | 2.4115 | 3.132 | 3.4273 | 3.5525 | 4.7183 | 5.4742 | 3.4273 | 4.74 | 0 | 1.1992e-05
1347 | 0.00020643 | 0.00014803 | 3.0475 | 3.1319 | 3.4273 | 4.5175 | 4.718 | 5.4742 | 3.4273 | 5.34 | 0 | 1.1401e-05
1348 | 0.00022096 | 0.00015201 | 2.408 | 3.1318 | 3.4273 | 3.5444 | 4.7177 | 5.4742 | 3.4273 | 4.66 | 0 | 1.2169e-05
1349 | 0.00021882 | 0.00015235 | 2.4124 | 3.1317 | 3.4273 | 3.5545 | 4.7175 | 5.4742 | 3.4273 | 4.76 | 0 | 9.6882e-06
1350 | 0.00022352 | 0.00015373 | 2.4028 | 3.1317 | 3.4273 | 3.5324 | 4.7175 | 5.4742 | 3.4273 | 4.54 | 0 | 1.2819e-05
1351 | 0.00021412 | 0.00015124 | 2.422 | 3.1317 | 3.4273 | 3.5768 | 4.7175 | 5.4742 | 3.4273 | 4.98 | 0.010556 | 0.00058088
1352 | 0.000206 | 0.00014881 | 3.0486 | 3.1317 | 3.4273 | 4.5201 | 4.7175 | 5.4742 | 3.4273 | 5.36 | 0.024444 | 0.00013286
1353 | 0.00018762 | 0.00014287 | 3.0973 | 3.1318 | 3.4273 | 4.6351 | 4.7178 | 5.4742 | 3.4273 | 6.22 | 0.078889 | 0.00011236
1354 | 0.00017865 | 0.00014025 | 3.1217 | 3.132 | 3.4273 | 4.6935 | 4.7184 | 5.4742 | 3.4273 | 6.64 | 0.11 | 0.00012341
1355 | 0.00017865 | 0.00014064 | 3.1217 | 3.1323 | 3.4273 | 4.6935 | 4.7191 | 5.4742 | 3.4273 | 6.64 | 0.17444 | 0.00012104
1356 | 0.00015942 | 0.00013486 | 3.1753 | 3.1326 | 3.4273 | 4.8236 | 4.7198 | 5.4742 | 3.4273 | 7.54 | 0.17778 | 0.00026052
1357 | 0.00016241 | 0.00013579 | 3.1668 | 3.1329 | 3.4273 | 4.8029 | 4.7205 | 5.4742 | 3.4273 | 7.4 | 0.125 | 0.00010368
1358 | 0.00015942 | 0.00013488 | 3.1753 | 3.1332 | 3.4273 | 4.8236 | 4.7212 | 5.4742 | 3.4273 | 7.54 | 0.071111 | 0.000124
1359 | 0.00016241 | 0.00013512 | 3.1668 | 3.1335 | 3.4273 | 4.8029 | 4.722 | 5.4742 | 3.4273 | 7.4 | 0.035556 | 0.00011638
1360 | 0.00016198 | 0.00013516 | 3.168 | 3.1338 | 3.4273 | 4.8059 | 4.7226 | 5.4742 | 3.4273 | 7.42 | 0.019444 | 7.9218e-05
1361 | 0.00017053 | 0.00013787 | 3.1441 | 3.1341 | 3.4273 | 4.7476 | 4.7232 | 5.4742 | 3.4273 | 7.02 | 0.0016667 | 8.2586e-05
1362 | 0.00018249 | 0.00014123 | 3.1112 | 3.1343 | 3.4273 | 4.6683 | 4.7237 | 5.4742 | 3.4273 | 6.46 | 0 | 0.00024587
1363 | 0.00019745 | 0.00014072 | 3.0711 | 3.1344 | 3.4273 | 4.5729 | 4.7241 | 5.4742 | 3.4273 | 5.76 | 0 | 0.00024823
1364 | 0.00020899 | 0.0001494 | 3.0408 | 3.1345 | 3.4273 | 4.5019 | 4.7244 | 5.4742 | 3.4273 | 5.22 | 0 | 0.00026288
1365 | 0.00022523 | 0.00015386 | 2.3994 | 3.1347 | 3.4273 | 3.5245 | 4.7247 | 5.4742 | 3.4273 | 4.46 | 0 | 0.00025993
1366 | 0.00022737 | 0.00015503 | 2.395 | 3.1347 | 3.4273 | 3.5146 | 4.7249 | 5.4742 | 3.4273 | 4.36 | 0 | 1.6068e-05
1367 | 0.00022352 | 0.00015404 | 2.4028 | 3.1348 | 3.4273 | 3.5324 | 4.725 | 5.4742 | 3.4273 | 4.54 | 0 | 1.5359e-05
1368 | 0.00022737 | 0.0001547 | 2.395 | 3.1347 | 3.4273 | 3.5146 | 4.7249 | 5.4742 | 3.4273 | 4.36 | 0 | 1.7131e-05
1369 | 0.00023164 | 0.00015623 | 2.3865 | 3.1347 | 3.4273 | 3.495 | 4.7248 | 5.4742 | 3.4273 | 4.16 | 0 | 1.2051e-05
1370 | 0.00021711 | 0.00015229 | 2.4159 | 3.1346 | 3.4273 | 3.5626 | 4.7246 | 5.4742 | 3.4273 | 4.84 | 0 | 1.4591e-05
1371 | 0.00020899 | 0.00014897 | 3.0408 | 3.1345 | 3.4273 | 4.5019 | 4.7243 | 5.4742 | 3.4273 | 5.22 | 0 | 1.1165e-05
1372 | 0.00020686 | 0.00014895 | 3.0464 | 3.1343 | 3.4273 | 4.5149 | 4.7239 | 5.4742 | 3.4273 | 5.32 | 0 | 9.9245e-06
1373 | 0.00021113 | 0.00015026 | 3.0353 | 3.1342 | 3.4273 | 4.489 | 4.7235 | 5.4742 | 3.4273 | 5.12 | 0 | 1.3705e-05
1374 | 0.00022096 | 0.00015106 | 2.408 | 3.134 | 3.4273 | 3.5444 | 4.7231 | 5.4742 | 3.4273 | 4.66 | 0.0016667 | 1.0102e-05
1375 | 0.00022096 | 0.00015323 | 2.408 | 3.1339 | 3.4273 | 3.5444 | 4.7228 | 5.4742 | 3.4273 | 4.66 | 0.016111 | 0.00054945
1376 | 0.00020899 | 0.00014912 | 3.0408 | 3.1338 | 3.4273 | 4.5019 | 4.7227 | 5.4742 | 3.4273 | 5.22 | 0.049444 | 0.00012961
1377 | 0.00019489 | 0.00014563 | 3.0779 | 3.1339 | 3.4273 | 4.589 | 4.7229 | 5.4742 | 3.4273 | 5.88 | 0.15389 | 0.00013008
1378 | 0.00017865 | 0.00014064 | 3.1217 | 3.1341 | 3.4273 | 4.6935 | 4.7234 | 5.4742 | 3.4273 | 6.64 | 0.20611 | 0.00012984
1379 | 0.00017266 | 0.00013643 | 3.1382 | 3.1344 | 3.4273 | 4.7332 | 4.724 | 5.4742 | 3.4273 | 6.92 | 0.24722 | 0.00012228
1380 | 0.0001701 | 0.00013815 | 3.1453 | 3.1347 | 3.4273 | 4.7505 | 4.7247 | 5.4742 | 3.4273 | 7.04 | 0.26889 | 0.00025892
1381 | 0.00015087 | 0.00013246 | 3.1997 | 3.1349 | 3.4273 | 4.8838 | 4.7253 | 5.4742 | 3.4273 | 7.94 | 0.36667 | 0.00013303
1382 | 0.00016198 | 0.00013566 | 3.168 | 3.1352 | 3.4273 | 4.8059 | 4.7259 | 5.4742 | 3.4273 | 7.42 | 0.16889 | 0.00012506
1383 | 0.00016839 | 0.0001372 | 3.1501 | 3.1354 | 3.4273 | 4.762 | 4.7266 | 5.4742 | 3.4273 | 7.12 | 0.076111 | 0.00013699
1384 | 0.00018549 | 0.0001419 | 3.1031 | 3.1357 | 3.4273 | 4.6489 | 4.7272 | 5.4742 | 3.4273 | 6.32 | 0.086667 | 7.5969e-05
1385 | 0.00018549 | 0.0001424 | 3.1031 | 3.136 | 3.4273 | 4.6489 | 4.7279 | 5.4742 | 3.4273 | 6.32 | 0.0033333 | 7.3193e-05
1386 | 0.00022096 | 0.00015299 | 2.408 | 3.1363 | 3.4273 | 3.5444 | 4.7286 | 5.4742 | 3.4273 | 4.66 | 0 | 0.00024699
1387 | 0.00023506 | 0.00015734 | 2.3796 | 3.1365 | 3.4273 | 3.4794 | 4.7292 | 5.4742 | 3.4273 | 4 | 0 | 0.00024291
1388 | 0.00024447 | 0.00016064 | 2.3611 | 3.1368 | 3.4273 | 3.4374 | 4.7298 | 5.4742 | 3.4273 | 3.56 | 0 | 0.00024179
1389 | 0.00025857 | 0.00016453 | 2.3338 | 3.137 | 3.4273 | 3.3763 | 4.7303 | 5.4742 | 3.4273 | 2.9 | 0 | 0.00025886
1390 | 0.00027438 | 0.00016871 | 2.3039 | 3.1372 | 3.4273 | 3.3103 | 4.7308 | 5.4742 | 3.4273 | 2.16 | 0 | 1.1047e-05
1391 | 0.0002825 | 0.00017159 | 2.2889 | 3.1374 | 3.4273 | 3.2773 | 4.7313 | 5.4742 | 3.4273 | 1.78 | 0 | 1.7131e-05
1392 | 0.0002949 | 0.00017581 | 2.2663 | 3.1376 | 3.4273 | 3.2284 | 4.7319 | 5.4742 | 3.4273 | 1.2 | 0 | 1.4414e-05
1393 | 0.00029233 | 0.00017469 | 2.271 | 3.1379 | 3.4273 | 3.2384 | 4.7325 | 5.4742 | 3.4273 | 1.32 | 0 | 1.465e-05
1394 | 0.00028421 | 0.00017263 | 2.2858 | 3.1381 | 3.4273 | 3.2705 | 4.7331 | 5.4742 | 3.4273 | 1.7 | 0 | 1.3528e-05
1395 | 0.00027951 | 0.00016929 | 2.2944 | 3.1384 | 3.4273 | 3.2894 | 4.7337 | 5.4742 | 3.4273 | 1.92 | 0 | 1.2346e-05
1396 | 0.0002637 | 0.00016632 | 2.324 | 3.1386 | 3.4273 | 3.3546 | 4.7342 | 5.4742 | 3.4273 | 2.66 | 0 | 1.1224e-05
1397 | 0.00026925 | 0.00016628 | 2.3135 | 3.1389 | 3.4273 | 3.3314 | 4.7349 | 5.4742 | 3.4273 | 2.4 | 0 | 1.2819e-05
1398 | 0.00027652 | 0.00017017 | 2.3 | 3.1392 | 3.4273 | 3.3015 | 4.7356 | 5.4742 | 3.4273 | 2.06 | 0.0033333 | 1.0338e-05
1399 | 0.00026156 | 0.00016526 | 2.3281 | 3.1395 | 3.4273 | 3.3636 | 4.7363 | 5.4742 | 3.4273 | 2.76 | 0.016111 | 0.00055837
1400 | 0.0002513 | 0.00016193 | 2.3478 | 3.1398 | 3.4273 | 3.4075 | 4.737 | 5.4742 | 3.4273 | 3.24 | 0.035556 | 0.00013428
1401 | 0.00023293 | 0.00015667 | 2.3839 | 3.1401 | 3.4273 | 3.4891 | 4.7378 | 5.4742 | 3.4273 | 4.1 | 0.097222 | 0.00011212
1402 | 0.0002231 | 0.00015394 | 2.4037 | 3.1404 | 3.4273 | 3.5344 | 4.7386 | 5.4742 | 3.4273 | 4.56 | 0.081667 | 0.00013073
1403 | 0.0002107 | 0.00015033 | 3.0364 | 3.1408 | 3.4273 | 4.4915 | 4.7395 | 5.4742 | 3.4273 | 5.14 | 0.076111 | 0.0001188
1404 | 0.00021198 | 0.00015073 | 3.033 | 3.1411 | 3.4273 | 4.4838 | 4.7404 | 5.4742 | 3.4273 | 5.08 | 0.079444 | 0.00024333
1405 | 0.00020301 | 0.00014719 | 3.0564 | 3.1415 | 3.4273 | 4.5384 | 4.7413 | 5.4742 | 3.4273 | 5.5 | 0.13667 | 0.00012264
1406 | 0.0002107 | 0.00015032 | 3.0364 | 3.1419 | 3.4273 | 4.4915 | 4.7422 | 5.4742 | 3.4273 | 5.14 | 0.22944 | 0.00012482
1407 | 0.00021711 | 0.00015154 | 2.4159 | 3.1423 | 3.4273 | 3.5626 | 4.7432 | 5.4742 | 3.4273 | 4.84 | 0.024444 | 0.00013233
1408 | 0.00021711 | 0.00015189 | 2.4159 | 3.1427 | 3.4273 | 3.5626 | 4.7442 | 5.4742 | 3.4273 | 4.84 | 0.010556 | 8.1286e-05
1409 | 0.00022737 | 0.00015512 | 2.395 | 3.1431 | 3.4273 | 3.5146 | 4.745 | 5.4742 | 3.4273 | 4.36 | 0.0016667 | 7.7092e-05
1410 | 0.00023506 | 0.00015758 | 2.3796 | 3.1434 | 3.4273 | 3.4794 | 4.7458 | 5.4742 | 3.4273 | 4 | 0 | 0.0002575
1411 | 0.00023934 | 0.00015836 | 2.3712 | 3.1436 | 3.4273 | 3.4602 | 4.7462 | 5.4742 | 3.4273 | 3.8 | 0 | 0.00024285
1412 | 0.00024105 | 0.00015984 | 2.3678 | 3.1437 | 3.4273 | 3.4526 | 4.7465 | 5.4742 | 3.4273 | 3.72 | 0 | 0.00024965
1413 | 0.0002372 | 0.00015698 | 2.3754 | 3.1437 | 3.4273 | 3.4698 | 4.7467 | 5.4742 | 3.4273 | 3.9 | 0 | 0.00026046
1414 | 0.00023506 | 0.0001575 | 2.3796 | 3.1438 | 3.4273 | 3.4794 | 4.7468 | 5.4742 | 3.4273 | 4 | 0 | 1.3705e-05
1415 | 0.0002372 | 0.00015798 | 2.3754 | 3.1439 | 3.4273 | 3.4698 | 4.747 | 5.4742 | 3.4273 | 3.9 | 0 | 1.1519e-05
1416 | 0.00023293 | 0.00015606 | 2.3839 | 3.1439 | 3.4273 | 3.4891 | 4.747 | 5.4742 | 3.4273 | 4.1 | 0 | 1.2169e-05
1417 | 0.00023506 | 0.00015655 | 2.3796 | 3.1439 | 3.4273 | 3.4794 | 4.747 | 5.4742 | 3.4273 | 4 | 0 | 1.4828e-05
1418 | 0.00024105 | 0.0001578 | 2.3678 | 3.1438 | 3.4273 | 3.4526 | 4.7468 | 5.4742 | 3.4273 | 3.72 | 0 | 1.2406e-05
1419 | 0.00025643 | 0.00016177 | 2.3379 | 3.1437 | 3.4273 | 3.3854 | 4.7466 | 5.4742 | 3.4273 | 3 | 0 | 1.1638e-05
1420 | 0.00025643 | 0.00016078 | 2.3379 | 3.1435 | 3.4273 | 3.3854 | 4.746 | 5.4742 | 3.4273 | 3 | 0 | 1.3587e-05
1421 | 0.00025857 | 0.00016173 | 2.3338 | 3.1433 | 3.4273 | 3.3763 | 4.7455 | 5.4742 | 3.4273 | 2.9 | 0 | 1.2051e-05
1422 | 0.00024746 | 0.00015784 | 2.3552 | 3.1431 | 3.4273 | 3.4243 | 4.7451 | 5.4742 | 3.4273 | 3.42 | 0.0016667 | 7.7978e-06
1423 | 0.00024532 | 0.00016018 | 2.3594 | 3.1429 | 3.4273 | 3.4337 | 4.7445 | 5.4742 | 3.4273 | 3.52 | 0.029444 | 0.00055394
1424 | 0.00022993 | 0.00015552 | 2.3899 | 3.1428 | 3.4273 | 3.5028 | 4.7443 | 5.4742 | 3.4273 | 4.24 | 0.057222 | 0.00013953
1425 | 0.0002107 | 0.00015033 | 3.0364 | 3.1428 | 3.4273 | 4.4915 | 4.7443 | 5.4742 | 3.4273 | 5.14 | 0.16889 | 9.2864e-05
1426 | 0.00020301 | 0.00014751 | 3.0564 | 3.1429 | 3.4273 | 4.5384 | 4.7447 | 5.4742 | 3.4273 | 5.5 | 0.22111 | 0.00014006
1427 | 0.00019489 | 0.00014529 | 3.0779 | 3.1431 | 3.4273 | 4.589 | 4.7452 | 5.4742 | 3.4273 | 5.88 | 0.17444 | 0.00013894
1428 | 0.00019275 | 0.00014507 | 3.0836 | 3.1434 | 3.4273 | 4.6024 | 4.7458 | 5.4742 | 3.4273 | 5.98 | 0.28278 | 0.00024268
1429 | 0.00017822 | 0.0001405 | 3.1229 | 3.1437 | 3.4273 | 4.6963 | 4.7466 | 5.4742 | 3.4273 | 6.66 | 0.36722 | 0.00012494
1430 | 0.00016625 | 0.0001371 | 3.156 | 3.1441 | 3.4273 | 4.7765 | 4.7474 | 5.4742 | 3.4273 | 7.22 | 0.36333 | 0.00012488
1431 | 0.00016198 | 0.00013564 | 3.168 | 3.1443 | 3.4273 | 4.8059 | 4.7481 | 5.4742 | 3.4273 | 7.42 | 0.2 | 0.00013203
1432 | 0.00017437 | 0.00013932 | 3.1335 | 3.1446 | 3.4273 | 4.7218 | 4.7489 | 5.4742 | 3.4273 | 6.84 | 0.086667 | 8.6839e-05
1433 | 0.000206 | 0.0001488 | 3.0486 | 3.1449 | 3.4273 | 4.5201 | 4.7495 | 5.4742 | 3.4273 | 5.36 | 0.0033333 | 7.0357e-05
1434 | 0.00023506 | 0.0001576 | 2.3796 | 3.1452 | 3.4273 | 3.4794 | 4.7502 | 5.4742 | 3.4273 | 4 | 0 | 0.00024185
1435 | 0.00026583 | 0.00016728 | 2.32 | 3.1455 | 3.4273 | 3.3456 | 4.7509 | 5.4742 | 3.4273 | 2.56 | 0 | 0.00025396
1436 | 0.00028977 | 0.00017341 | 2.2756 | 3.1457 | 3.4273 | 3.2484 | 4.7515 | 5.4742 | 3.4273 | 1.44 | 0 | 0.00025313
1437 | 0.00030174 | 0.0001766 | 2.2541 | 3.146 | 3.4273 | 3.2019 | 4.7522 | 5.4742 | 3.4273 | 0.88 | 0 | 0.00025012
1438 | 0.0003043 | 0.00017721 | 2.2495 | 3.1463 | 3.4273 | 3.1922 | 4.7528 | 5.4742 | 3.4273 | 0.76 | 0 | 1.406e-05
1439 | 0.00032267 | 0.00018261 | 2.176 | 3.1465 | 3.4273 | 3.0373 | 4.7534 | 5.4742 | 3.4273 | -1.24 | 0 | 1.4709e-05
1440 | 0.0003137 | 0.00017837 | 2.2329 | 3.1467 | 3.4273 | 3.1568 | 4.754 | 5.4742 | 3.4273 | 0.32 | 0 | 2.4398e-05
1441 | 0.000309 | 0.00017681 | 2.2412 | 3.147 | 3.4273 | 3.1744 | 4.7546 | 5.4742 | 3.4273 | 0.54 | 0 | 2.6524e-05
1442 | 0.00029746 | 0.00017269 | 2.2617 | 3.1472 | 3.4273 | 3.2184 | 4.7551 | 5.4742 | 3.4273 | 1.08 | 0 | 2.1857e-05
1443 | 0.00030174 | 0.00017447 | 2.2541 | 3.1474 | 3.4273 | 3.2019 | 4.7555 | 5.4742 | 3.4273 | 0.88 | 0 | 3.0837e-05
1444 | 0.00030644 | 0.00017446 | 2.2457 | 3.1475 | 3.4273 | 3.184 | 4.7558 | 5.4742 | 3.4273 | 0.66 | 0 | 2.4043e-05
1445 | 0.0003043 | 0.00017432 | 2.2495 | 3.1476 | 3.4273 | 3.1922 | 4.7561 | 5.4742 | 3.4273 | 0.76 | 0 | 2.4752e-05
1446 | 0.000309 | 0.00017262 | 2.2412 | 3.1477 | 3.4273 | 3.1744 | 4.7562 | 5.4742 | 3.4273 | 0.54 | 0.0016667 | 2.3393e-05
1447 | 0.000309 | 0.00017826 | 2.2412 | 3.1477 | 3.4273 | 3.1744 | 4.7564 | 5.4742 | 3.4273 | 0.54 | 0.032222 | 0.0005195
1448 | 0.0003137 | 0.00018084 | 2.2329 | 3.1479 | 3.4273 | 3.1568 | 4.7567 | 5.4742 | 3.4273 | 0.32 | 0.068333 | 0.00053013
1449 | 0.00029105 | 0.00017456 | 2.2733 | 3.148 | 3.4273 | 3.2434 | 4.757 | 5.4742 | 3.4273 | 1.38 | 0.15 | 0.00013788
1450 | 0.00025002 | 0.00016143 | 2.3503 | 3.1482 | 3.4273 | 3.4131 | 4.7575 | 5.4742 | 3.4273 | 3.3 | 0.35056 | 0.00013953
1451 | 0.00019574 | 0.00014588 | 3.0756 | 3.1484 | 3.4273 | 4.5836 | 4.7581 | 5.4742 | 3.4273 | 5.84 | 0.52722 | 0.00013197
1452 | 0.0001701 | 0.0001381 | 3.1453 | 3.1487 | 3.4273 | 4.7505 | 4.7587 | 5.4742 | 3.4273 | 7.04 | 0.49611 | 9.4105e-05
1453 | 0.00015942 | 0.00013482 | 3.1753 | 3.149 | 3.4273 | 4.8236 | 4.7594 | 5.4742 | 3.4273 | 7.54 | 0.42611 | 9.2451e-05
1454 | 0.00015728 | 0.0001339 | 3.1813 | 3.1493 | 3.4273 | 4.8385 | 4.7601 | 5.4742 | 3.4273 | 7.64 | 0.28413 | 8.6012e-05
1455 | 0.00014617 | 0.00013001 | 3.2133 | 3.1496 | 3.4273 | 4.9176 | 4.7608 | 5.4742 | 3.4273 | 8.16 | 0.23944 | 0.00028663
1456 | 0.00015471 | 0.00013212 | 3.1886 | 3.1498 | 3.4273 | 4.8565 | 4.7614 | 5.4742 | 3.4273 | 7.76 | 0.097222 | 0.00030051
1457 | 0.00018549 | 0.00014161 | 3.1031 | 3.1501 | 3.4273 | 4.6489 | 4.7621 | 5.4742 | 3.4273 | 6.32 | 0.0061111 | 4.9859e-05
1458 | 0.00022523 | 0.00015408 | 2.3994 | 3.1504 | 3.4273 | 3.5245 | 4.7627 | 5.4742 | 3.4273 | 4.46 | 0 | 4.4187e-05
1459 | 0.00025002 | 0.00016175 | 2.3503 | 3.1506 | 3.4273 | 3.4131 | 4.7632 | 5.4742 | 3.4273 | 3.3 | 0 | 4.3183e-05
1460 | 0.00026583 | 0.00016661 | 2.32 | 3.1507 | 3.4273 | 3.3456 | 4.7636 | 5.4742 | 3.4273 | 2.56 | 0 | 0.00017628
1461 | 0.0002637 | 0.00016591 | 2.324 | 3.1509 | 3.4273 | 3.3546 | 4.7639 | 5.4742 | 3.4273 | 2.66 | 0 | 0.00019483
1462 | 0.00028592 | 0.00017238 | 2.2826 | 3.151 | 3.4273 | 3.2637 | 4.7644 | 5.4742 | 3.4273 | 1.62 | 0 | 0.00017616
1463 | 0.00028977 | 0.00017429 | 2.2756 | 3.1512 | 3.4273 | 3.2484 | 4.7648 | 5.4742 | 3.4273 | 1.44 | 0 | 2.2684e-05
1464 | 0.00032267 | 0.0001835 | 2.2107 | 3.1513 | 3.4273 | 3.1097 | 4.7651 | 5.4742 | 3.4273 | -0.28 | 0 | 2.2862e-05
1465 | 0.0003137 | 0.00018091 | 2.2329 | 3.1515 | 3.4273 | 3.1568 | 4.7654 | 5.4742 | 3.4273 | 0.32 | 0 | 2.617e-05
1466 | 0.00032267 | 0.00018301 | 2.1932 | 3.1516 | 3.4273 | 3.0731 | 4.7657 | 5.4742 | 3.4273 | -0.76 | 0 | 2.3925e-05
1467 | 0.00032267 | 0.00018175 | 2.1494 | 3.1515 | 3.4273 | 2.9824 | 4.7656 | 5.4742 | 3.4273 | -2 | 0 | 1.8608e-05
1468 | 0.00032267 | 0.00018089 | 2.164 | 3.1515 | 3.4273 | 3.0125 | 4.7654 | 5.4742 | 3.4273 | -1.58 | 0 | 2.552e-05
1469 | 0.00032267 | 0.00018133 | 2.1357 | 3.1514 | 3.4273 | 2.9545 | 4.7652 | 5.4742 | 3.4273 | -2.3965 | 0 | 2.0558e-05
1470 | 0.00032267 | 0.00018107 | 2.15 | 3.1513 | 3.4273 | 2.9838 | 4.765 | 5.4742 | 3.4273 | -1.98 | 0.0061111 | 2.7292e-05
1471 | 0.00032267 | 0.00018353 | 2.1113 | 3.1511 | 3.4273 | 2.9052 | 4.7646 | 5.4742 | 3.4273 | -3.1165 | 0.105 | 0.00051465
1472 | 0.00029105 | 0.00017452 | 2.2733 | 3.1511 | 3.4273 | 3.2434 | 4.7646 | 5.4742 | 3.4273 | 1.38 | 0.24944 | 0.00053604
1473 | 0.0002372 | 0.00015779 | 2.3754 | 3.1513 | 3.4273 | 3.4698 | 4.7649 | 5.4742 | 3.4273 | 3.9 | 0.37778 | 0.00014101
1474 | 0.00019745 | 0.00014621 | 3.0711 | 3.1515 | 3.4273 | 4.5729 | 4.7656 | 5.4742 | 3.4273 | 5.76 | 0.46833 | 0.000138
1475 | 0.00016839 | 0.00013748 | 3.1501 | 3.1518 | 3.4273 | 4.762 | 4.7663 | 5.4742 | 3.4273 | 7.12 | 0.52278 | 0.00011531
1476 | 0.0001436 | 0.00012984 | 3.2207 | 3.1522 | 3.4273 | 4.9362 | 4.7671 | 5.4742 | 3.4273 | 8.28 | 0.51167 | 9.1329e-05
1477 | 0.00013719 | 0.00012756 | 3.2395 | 3.1525 | 3.4273 | 4.9833 | 4.7679 | 5.4742 | 3.4273 | 8.58 | 0.45389 | 9.4046e-05
1478 | 0.00011796 | 0.00012153 | 3.2972 | 3.1529 | 3.4273 | 5.1302 | 4.7689 | 5.4742 | 3.4273 | 9.48 | 0.375 | 9.5995e-05
1479 | 0.0001201 | 0.0001212 | 3.2907 | 3.1533 | 3.4273 | 5.1135 | 4.7698 | 5.4742 | 3.4273 | 9.38 | 0.24722 | 0.00028202
1480 | 0.00013334 | 0.00012497 | 3.2509 | 3.1537 | 3.4273 | 5.012 | 4.7708 | 5.4742 | 3.4273 | 8.76 | 0.09 | 0.00031492
1481 | 0.00016198 | 0.00013359 | 3.168 | 3.1541 | 3.4273 | 4.8059 | 4.7718 | 5.4742 | 3.4273 | 7.42 | 0.0083333 | 4.7614e-05
1482 | 0.00021626 | 0.00015047 | 2.4176 | 3.1544 | 3.4273 | 3.5666 | 4.7726 | 5.4742 | 3.4273 | 4.88 | 0 | 4.7614e-05
1483 | 0.0002372 | 0.00015687 | 2.3754 | 3.1547 | 3.4273 | 3.4698 | 4.7733 | 5.4742 | 3.4273 | 3.9 | 0 | 4.3833e-05
1484 | 0.00025857 | 0.00016343 | 2.3338 | 3.1551 | 3.4273 | 3.3763 | 4.7742 | 5.4742 | 3.4273 | 2.9 | 0 | 0.00015932
1485 | 0.00028122 | 0.00017109 | 2.2913 | 3.1554 | 3.4273 | 3.2825 | 4.7749 | 5.4742 | 3.4273 | 1.84 | 0 | 0.00017297
1486 | 0.00028592 | 0.00017207 | 2.2826 | 3.1556 | 3.4273 | 3.2637 | 4.7756 | 5.4742 | 3.4273 | 1.62 | 0 | 0.00016594
1487 | 0.000309 | 0.00017756 | 2.2412 | 3.156 | 3.4273 | 3.1744 | 4.7764 | 5.4742 | 3.4273 | 0.54 | 0 | 1.9317e-05
1488 | 0.0003043 | 0.00017695 | 2.2495 | 3.1562 | 3.4273 | 3.1922 | 4.777 | 5.4742 | 3.4273 | 0.76 | 0 | 1.2524e-05
1489 | 0.00032267 | 0.00017954 | 2.2048 | 3.1565 | 3.4273 | 3.0974 | 4.7778 | 5.4742 | 3.4273 | -0.44 | 0 | 8.802e-06
1490 | 0.00032267 | 0.0001837 | 2.1889 | 3.1568 | 3.4273 | 3.0641 | 4.7784 | 5.4742 | 3.4273 | -0.88 | 0 | 1.2228e-05
1491 | 0.00032267 | 0.00018357 | 2.1598 | 3.1571 | 3.4273 | 3.0038 | 4.7791 | 5.4742 | 3.4273 | -1.7 | 0 | 9.9245e-06
1492 | 0.00032267 | 0.0001827 | 2.1704 | 3.1575 | 3.4273 | 3.0256 | 4.78 | 5.4742 | 3.4273 | -1.4 | 0 | 1.1697e-05
1493 | 0.00032267 | 0.00018214 | 2.1824 | 3.1578 | 3.4273 | 3.0507 | 4.7809 | 5.4742 | 3.4273 | -1.06 | 0 | 1.022e-05
1494 | 0.00032267 | 0.00018149 | 2.1976 | 3.1581 | 3.4273 | 3.0822 | 4.7816 | 5.4742 | 3.4273 | -0.64 | 0.0061111 | 1.1047e-05
1495 | 0.00032267 | 0.00018367 | 2.1889 | 3.1585 | 3.4273 | 3.0641 | 4.7827 | 5.4742 | 3.4273 | -0.88 | 0.099444 | 0.00057461
1496 | 0.00027866 | 0.00017076 | 2.296 | 3.1591 | 3.4273 | 3.2928 | 4.7842 | 5.4742 | 3.4273 | 1.96 | 0.24278 | 0.00013752
1497 | 0.00020686 | 0.00014846 | 3.0464 | 3.1597 | 3.4273 | 4.5149 | 4.7856 | 5.4742 | 3.4273 | 5.32 | 0.38333 | 9.505e-05
1498 | 0.00015942 | 0.00013473 | 3.1753 | 3.1604 | 3.4273 | 4.8236 | 4.7871 | 5.4742 | 3.4273 | 7.54 | 0.46833 | 0.00013398
1499 | 0.00013719 | 0.00012808 | 3.2395 | 3.1609 | 3.4273 | 4.9833 | 4.7885 | 5.4742 | 3.4273 | 8.58 | 0.51889 | 0.00013215
1500 | 0.00011668 | 0.00012203 | 3.3011 | 3.1615 | 3.4273 | 5.1403 | 4.7899 | 5.4742 | 3.4273 | 9.54 | 0.53056 | 0.00024693
1501 | 9.1888e-05 | 0.0001146 | 3.3788 | 3.1622 | 3.4273 | 5.3439 | 4.7915 | 5.4742 | 3.4273 | 10.7 | 0.46667 | 0.00013079
1502 | 9.4025e-05 | 0.00011495 | 3.372 | 3.1628 | 3.4273 | 5.3257 | 4.7931 | 5.4742 | 3.4273 | 10.6 | 0.37056 | 0.00012494
1503 | 9.4025e-05 | 0.00011504 | 3.372 | 3.1635 | 3.4273 | 5.3257 | 4.7948 | 5.4742 | 3.4273 | 10.6 | 0.23944 | 0.00012807
1504 | 0.00011283 | 0.00012058 | 3.3129 | 3.1643 | 3.4273 | 5.1709 | 4.7967 | 5.4742 | 3.4273 | 9.72 | 0.10111 | 8.3826e-05
1505 | 0.00013505 | 0.00012718 | 3.2458 | 3.1651 | 3.4273 | 4.9992 | 4.7987 | 5.4742 | 3.4273 | 8.68 | 0.0083333 | 6.8526e-05
1506 | 0.00015728 | 0.00013415 | 3.1813 | 3.1659 | 3.4273 | 4.8385 | 4.8006 | 5.4742 | 3.4273 | 7.64 | 0 | 0.00025904
1507 | 0.00018249 | 0.00013966 | 3.1112 | 3.1666 | 3.4273 | 4.6683 | 4.8024 | 5.4742 | 3.4273 | 6.46 | 0 | 0.00025756
1508 | 0.00021412 | 0.00015134 | 2.422 | 3.1672 | 3.4273 | 3.5768 | 4.8038 | 5.4742 | 3.4273 | 4.98 | 0 | 0.00024681
1509 | 0.00027353 | 0.00016887 | 2.3055 | 3.1677 | 3.4273 | 3.3138 | 4.8052 | 5.4742 | 3.4273 | 2.2 | 0 | 0.00025036
1510 | 0.00028122 | 0.00017041 | 2.2913 | 3.1683 | 3.4273 | 3.2825 | 4.8065 | 5.4742 | 3.4273 | 1.84 | 0 | 1.4769e-05
1511 | 0.00031498 | 0.00018075 | 2.2307 | 3.1688 | 3.4273 | 3.152 | 4.8078 | 5.4742 | 3.4273 | 0.26 | 0 | 1.4355e-05
1512 | 0.00030174 | 0.00017763 | 2.2541 | 3.1694 | 3.4273 | 3.2019 | 4.8092 | 5.4742 | 3.4273 | 0.88 | 0 | 1.7013e-05
1513 | 0.000309 | 0.00017922 | 2.2412 | 3.17 | 3.4273 | 3.1744 | 4.8107 | 5.4742 | 3.4273 | 0.54 | 0 | 1.5418e-05
1514 | 0.0002949 | 0.00017402 | 2.2663 | 3.1706 | 3.4273 | 3.2284 | 4.8121 | 5.4742 | 3.4273 | 1.2 | 0 | 1.0279e-05
1515 | 0.00029233 | 0.00017432 | 2.271 | 3.1713 | 3.4273 | 3.2384 | 4.8138 | 5.4742 | 3.4273 | 1.32 | 0 | 1.2346e-05
1516 | 0.0003137 | 0.00018004 | 2.2329 | 3.1719 | 3.4273 | 3.1568 | 4.8153 | 5.4742 | 3.4273 | 0.32 | 0 | 8.802e-06
1517 | 0.00032267 | 0.00018352 | 2.1889 | 3.1725 | 3.4273 | 3.0641 | 4.8168 | 5.4742 | 3.4273 | -0.88 | 0 | 1.1342e-05
1518 | 0.00032267 | 0.00018378 | 2.2019 | 3.1731 | 3.4273 | 3.0913 | 4.8184 | 5.4742 | 3.4273 | -0.52 | 0.010556 | 1.4828e-05
1519 | 0.00029746 | 0.00017596 | 2.2617 | 3.1738 | 3.4273 | 3.2184 | 4.82 | 5.4742 | 3.4273 | 1.08 | 0.11889 | 0.0005605
1520 | 0.00022993 | 0.00015564 | 2.3899 | 3.1746 | 3.4273 | 3.5028 | 4.822 | 5.4742 | 3.4273 | 4.24 | 0.265 | 0.00012388
1521 | 0.00014018 | 0.00012898 | 3.2307 | 3.1755 | 3.4273 | 4.9612 | 4.8242 | 5.4742 | 3.4273 | 8.44 | 0.405 | 0.00011667
1522 | 9.4025e-05 | 0.00011485 | 3.372 | 3.1764 | 3.4273 | 5.3257 | 4.8265 | 5.4742 | 3.4273 | 10.6 | 0.46889 | 0.00012795
1523 | 5.2569e-05 | 0.00010237 | 3.5098 | 3.1773 | 3.4273 | 5.7019 | 4.8286 | 5.4742 | 3.4273 | 12.54 | 0.53056 | 0.00011649
1524 | 1.2394e-05 | 8.9889e-05 | 3.6546 | 3.1782 | 3.4273 | 6.121 | 4.8307 | 5.4742 | 3.4273 | 14.42 | 0.53056 | 0.00025473
1525 | 1.7095e-06 | 8.7332e-05 | 3.6951 | 3.1791 | 3.4273 | 6.243 | 4.8329 | 5.4742 | 3.4273 | 14.92 | 0.47611 | 0.00013244
1526 | 0 | 8.6608e-05 | 3.7449 | 3.1799 | 3.4273 | 6.396 | 4.8351 | 5.4742 | 3.4273 | 15.52 | 0.37167 | 0.00012346
1527 | 0 | 8.6207e-05 | 3.817 | 3.1808 | 3.4273 | 6.6233 | 4.8373 | 5.4742 | 3.4273 | 16.36 | 0.25444 | 0.00011921
1528 | 0 | 8.6386e-05 | 3.7738 | 3.1817 | 3.4273 | 6.4861 | 4.8395 | 5.4742 | 3.4273 | 15.86 | 0.11333 | 7.0475e-05
1529 | 1.1967e-05 | 8.9896e-05 | 3.6562 | 3.1826 | 3.4273 | 6.1258 | 4.8418 | 5.4742 | 3.4273 | 14.44 | 0.010556 | 6.7404e-05
1530 | 0.00011454 | 0.00012076 | 3.3077 | 3.1835 | 3.4273 | 5.1573 | 4.844 | 5.4742 | 3.4273 | 9.64 | 0 | 0.00024598
1531 | 0.00013676 | 0.00012785 | 3.2408 | 3.1843 | 3.4273 | 4.9865 | 4.8459 | 5.4742 | 3.4273 | 8.6 | 0 | 0.00023458
1532 | 0.00017266 | 0.00013876 | 3.1382 | 3.1851 | 3.4273 | 4.7332 | 4.8477 | 5.4742 | 3.4273 | 6.92 | 0 | 0.00022767
1533 | 0.00017822 | 0.00013981 | 3.1229 | 3.1858 | 3.4273 | 4.6963 | 4.8495 | 5.4742 | 3.4273 | 6.66 | 0 | 0.00025603
1534 | 0.00018891 | 0.00014285 | 3.0939 | 3.1864 | 3.4273 | 4.6269 | 4.8511 | 5.4742 | 3.4273 | 6.16 | 0 | 1.341e-05
1535 | 0.00019061 | 0.00014418 | 3.0893 | 3.1871 | 3.4273 | 4.616 | 4.8527 | 5.4742 | 3.4273 | 6.08 | 0 | 1.0811e-05
1536 | 0.00021412 | 0.00015098 | 2.422 | 3.1878 | 3.4273 | 3.5768 | 4.8544 | 5.4742 | 3.4273 | 4.98 | 0 | 1.0043e-05
1537 | 0.00028421 | 0.00017245 | 2.2858 | 3.1884 | 3.4273 | 3.2705 | 4.8559 | 5.4742 | 3.4273 | 1.7 | 0 | 1.2819e-05
1538 | 0.00028592 | 0.00017294 | 2.2826 | 3.189 | 3.4273 | 3.2637 | 4.8574 | 5.4742 | 3.4273 | 1.62 | 0 | 9.3928e-06
1539 | 0.00029105 | 0.00017448 | 2.2733 | 3.1897 | 3.4273 | 3.2434 | 4.8592 | 5.4742 | 3.4273 | 1.38 | 0 | 6.7344e-06
1540 | 0.00025857 | 0.00016436 | 2.3338 | 3.1904 | 3.4273 | 3.3763 | 4.861 | 5.4742 | 3.4273 | 2.9 | 0 | 1.341e-05
1541 | 0.00023891 | 0.00015885 | 2.372 | 3.1912 | 3.4273 | 3.4621 | 4.8628 | 5.4742 | 3.4273 | 3.82 | 0 | 7.6206e-06
1542 | 0.00024105 | 0.00015931 | 2.3678 | 3.1919 | 3.4273 | 3.4526 | 4.8645 | 5.4742 | 3.4273 | 3.72 | 0.013333 | 1.2642e-05
1543 | 0.00023677 | 0.00015755 | 2.3762 | 3.1926 | 3.4273 | 3.4717 | 4.8662 | 5.4742 | 3.4273 | 3.92 | 0.11611 | 0.00051519
1544 | 0.00016625 | 0.00013659 | 3.156 | 3.1933 | 3.4273 | 4.7765 | 4.868 | 5.4742 | 3.4273 | 7.22 | 0.25444 | 0.00013303
1545 | 9.7872e-05 | 0.00011626 | 3.3597 | 3.1941 | 3.4273 | 5.2933 | 4.8699 | 5.4742 | 3.4273 | 10.42 | 0.38008 | 0.00010427
1546 | 3.3764e-05 | 9.6556e-05 | 3.5761 | 3.1949 | 3.4273 | 5.8907 | 4.8721 | 5.4742 | 3.4273 | 13.42 | 0.47278 | 0.00012553
1547 | 0 | 8.6052e-05 | 3.7332 | 3.1958 | 3.4273 | 6.3597 | 4.8742 | 5.4742 | 3.4273 | 15.38 | 0.52778 | 0.0001224
1548 | 0 | 8.6269e-05 | 3.817 | 3.1966 | 3.4273 | 6.6233 | 4.8763 | 5.4742 | 3.4273 | 16.36 | 0.52278 | 0.00025473
1549 | 0 | 8.658e-05 | 3.872 | 3.1975 | 3.4273 | 6.8017 | 4.8785 | 5.4742 | 3.4273 | 16.98 | 0.46944 | 0.00012092
1550 | 0 | 8.6455e-05 | 3.8901 | 3.1984 | 3.4273 | 6.8613 | 4.8806 | 5.4742 | 3.4273 | 17.18 | 0.375 | 0.00012175
1551 | 0 | 8.5972e-05 | 3.9176 | 3.1992 | 3.4273 | 6.9527 | 4.8827 | 5.4742 | 3.4273 | 17.48 | 0.24944 | 0.00012736
1552 | 0 | 8.5744e-05 | 3.8811 | 3.2001 | 3.4273 | 6.8314 | 4.8849 | 5.4742 | 3.4273 | 17.08 | 0.10778 | 8.1936e-05
1553 | 0 | 8.6304e-05 | 3.7332 | 3.201 | 3.4273 | 6.3597 | 4.8871 | 5.4742 | 3.4273 | 15.38 | 0.011111 | 8.1699e-05
1554 | 6.2399e-05 | 0.00010515 | 3.4761 | 3.2019 | 3.4273 | 5.608 | 4.8893 | 5.4742 | 3.4273 | 12.08 | 0 | 0.00025319
1555 | 0.00010898 | 0.00011904 | 3.3249 | 3.2027 | 3.4273 | 5.2018 | 4.8913 | 5.4742 | 3.4273 | 9.9 | 0 | 0.00024185
1556 | 0.00013206 | 0.00012692 | 3.2547 | 3.2034 | 3.4273 | 5.0216 | 4.893 | 5.4742 | 3.4273 | 8.82 | 0 | 0.00024593
1557 | 0.00012437 | 0.00012222 | 3.2777 | 3.2041 | 3.4273 | 5.0803 | 4.8947 | 5.4742 | 3.4273 | 9.18 | 0 | 0.00025272
1558 | 0.00015471 | 0.00013285 | 3.1886 | 3.2048 | 3.4273 | 4.8565 | 4.8965 | 5.4742 | 3.4273 | 7.76 | 0 | 1.4473e-05
1559 | 0.00016625 | 0.00013696 | 3.156 | 3.2054 | 3.4273 | 4.7765 | 4.8981 | 5.4742 | 3.4273 | 7.22 | 0 | 1.1283e-05
1560 | 0.0001436 | 0.00013005 | 3.2207 | 3.206 | 3.4273 | 4.9362 | 4.8995 | 5.4742 | 3.4273 | 8.28 | 0 | 1.6009e-05
1561 | 0.00017395 | 0.00013915 | 3.1346 | 3.2066 | 3.4273 | 4.7247 | 4.901 | 5.4742 | 3.4273 | 6.86 | 0 | 1.5418e-05
1562 | 0.00015728 | 0.00013374 | 3.1813 | 3.2072 | 3.4273 | 4.8385 | 4.9025 | 5.4742 | 3.4273 | 7.64 | 0 | 1.2937e-05
1563 | 0.00016839 | 0.00013667 | 3.1501 | 3.2078 | 3.4273 | 4.762 | 4.9041 | 5.4742 | 3.4273 | 7.12 | 0 | 1.1579e-05
1564 | 0.00018078 | 0.00013984 | 3.1159 | 3.2084 | 3.4273 | 4.6795 | 4.9054 | 5.4742 | 3.4273 | 6.54 | 0 | 1.022e-05
1565 | 0.00018762 | 0.0001419 | 3.0973 | 3.209 | 3.4273 | 4.6351 | 4.9069 | 5.4742 | 3.4273 | 6.22 | 0 | 8.2704e-06
1566 | 0.00018891 | 0.00014209 | 3.0939 | 3.2094 | 3.4273 | 4.6269 | 4.9081 | 5.4742 | 3.4273 | 6.16 | 0.0083333 | 1.5359e-05
1567 | 0.00016625 | 0.00013602 | 3.156 | 3.21 | 3.4273 | 4.7765 | 4.9094 | 5.4742 | 3.4273 | 7.22 | 0.10833 | 0.00057757
1568 | 0.00012437 | 0.00012422 | 3.2777 | 3.2106 | 3.4273 | 5.0803 | 4.911 | 5.4742 | 3.4273 | 9.18 | 0.25 | 0.00013114
1569 | 5.2569e-05 | 0.00010251 | 3.5098 | 3.2112 | 3.4273 | 5.7019 | 4.9125 | 5.4742 | 3.4273 | 12.54 | 0.37278 | 0.00010184
1570 | 1.0257e-05 | 8.9469e-05 | 3.6626 | 3.2118 | 3.4273 | 6.145 | 4.9138 | 5.4742 | 3.4273 | 14.52 | 0.35389 | 0.00012967
1571 | 0 | 8.6699e-05 | 3.7996 | 3.2123 | 3.4273 | 6.5677 | 4.9152 | 5.4742 | 3.4273 | 16.16 | 0.41889 | 0.00011756
1572 | 0 | 8.6513e-05 | 3.8577 | 3.2128 | 3.4273 | 6.7547 | 4.9165 | 5.4742 | 3.4273 | 16.82 | 0.245 | 0.00023978
1573 | 0 | 8.478e-05 | 3.9812 | 3.2134 | 3.4273 | 7.1692 | 4.9179 | 5.4742 | 3.4273 | 18.16 | 0.31444 | 0.00011974
1574 | 0 | 8.6486e-05 | 3.9812 | 3.214 | 3.4273 | 7.1692 | 4.9193 | 5.4742 | 3.4273 | 18.16 | 0.30167 | 0.0001367
1575 | 0 | 8.6102e-05 | 3.9908 | 3.2145 | 3.4273 | 7.2022 | 4.9207 | 5.4742 | 3.4273 | 18.26 | 0.17167 | 0.000138
1576 | 0 | 8.5897e-05 | 3.8974 | 3.2151 | 3.4273 | 6.8854 | 4.9221 | 5.4742 | 3.4273 | 17.26 | 0.10111 | 8.5185e-05
1577 | 4.2739e-06 | 8.7862e-05 | 3.6853 | 3.2156 | 3.4273 | 6.2133 | 4.9234 | 5.4742 | 3.4273 | 14.8 | 0.0083333 | 8.8907e-05
1578 | 4.915e-05 | 0.00010109 | 3.5217 | 3.216 | 3.4273 | 5.7353 | 4.9245 | 5.4742 | 3.4273 | 12.7 | 0 | 0.00024687
1579 | 8.5477e-05 | 0.0001116 | 3.3995 | 3.2163 | 3.4273 | 5.3991 | 4.9252 | 5.4742 | 3.4273 | 11 | 0 | 0.00024439
1580 | 0.00011668 | 0.00012198 | 3.3011 | 3.2167 | 3.4273 | 5.1403 | 4.9261 | 5.4742 | 3.4273 | 9.54 | 0 | 0.00025739
1581 | 0.00013676 | 0.00012759 | 3.2408 | 3.2169 | 3.4273 | 4.9865 | 4.9268 | 5.4742 | 3.4273 | 8.6 | 0 | 0.00024138
1582 | 0.00018848 | 0.00014368 | 3.095 | 3.2172 | 3.4273 | 4.6297 | 4.9275 | 5.4742 | 3.4273 | 6.18 | 0 | 9.2156e-06
1583 | 0.00018762 | 0.00014294 | 3.0973 | 3.2175 | 3.4273 | 4.6351 | 4.9281 | 5.4742 | 3.4273 | 6.22 | 0 | 1.2169e-05
1584 | 0.00021198 | 0.00015047 | 3.033 | 3.2176 | 3.4273 | 4.4838 | 4.9285 | 5.4742 | 3.4273 | 5.08 | 0 | 1.5832e-05
1585 | 0.0002231 | 0.00015381 | 2.4037 | 3.2178 | 3.4273 | 3.5344 | 4.9289 | 5.4742 | 3.4273 | 4.56 | 0 | 1.022e-05
1586 | 0.00023164 | 0.00015554 | 2.3865 | 3.2179 | 3.4273 | 3.495 | 4.9293 | 5.4742 | 3.4273 | 4.16 | 0 | 1.4001e-05
1587 | 0.00025002 | 0.00016175 | 2.3503 | 3.218 | 3.4273 | 3.4131 | 4.9295 | 5.4742 | 3.4273 | 3.3 | 0 | 1.2406e-05
1588 | 0.0002637 | 0.00016533 | 2.324 | 3.2181 | 3.4273 | 3.3546 | 4.9298 | 5.4742 | 3.4273 | 2.66 | 0 | 1.5891e-05
1589 | 0.00027353 | 0.00016874 | 2.3055 | 3.2181 | 3.4273 | 3.3138 | 4.9298 | 5.4742 | 3.4273 | 2.2 | 0 | 1.211e-05
1590 | 0.00027652 | 0.00016963 | 2.3 | 3.2181 | 3.4273 | 3.3015 | 4.9296 | 5.4742 | 3.4273 | 2.06 | 0.016111 | 1.1815e-05
1591 | 0.00027096 | 0.00016783 | 2.3103 | 3.218 | 3.4273 | 3.3243 | 4.9294 | 5.4742 | 3.4273 | 2.32 | 0.11667 | 0.00054584
1592 | 0.0002107 | 0.00014991 | 3.0364 | 3.2181 | 3.4273 | 4.4915 | 4.9296 | 5.4742 | 3.4273 | 5.14 | 0.25056 | 0.00013067
1593 | 0.00014317 | 0.0001298 | 3.222 | 3.2182 | 3.4273 | 4.9393 | 4.9298 | 5.4742 | 3.4273 | 8.3 | 0.37556 | 0.00010072
1594 | 6.7527e-05 | 0.00010709 | 3.4588 | 3.2183 | 3.4273 | 5.5602 | 4.93 | 5.4742 | 3.4273 | 11.84 | 0.46667 | 0.00012855
1595 | 0 | 8.6749e-05 | 3.7349 | 3.2184 | 3.4273 | 6.3648 | 4.9303 | 5.4742 | 3.4273 | 15.4 | 0.51889 | 0.00012098
1596 | 0 | 8.5661e-05 | 3.8666 | 3.2185 | 3.4273 | 6.784 | 4.9307 | 5.4742 | 3.4273 | 16.92 | 0.51167 | 0.00024935
1597 | 0 | 8.6607e-05 | 3.9065 | 3.2187 | 3.4273 | 6.9159 | 4.931 | 5.4742 | 3.4273 | 17.36 | 0.45722 | 0.00011579
1598 | 0 | 8.6881e-05 | 3.925 | 3.2188 | 3.4273 | 6.9775 | 4.9313 | 5.4742 | 3.4273 | 17.56 | 0.35389 | 0.00012388
1599 | 0 | 8.664e-05 | 3.8974 | 3.2188 | 3.4273 | 6.8854 | 4.9314 | 5.4742 | 3.4273 | 17.26 | 0.22333 | 0.00012423
1600 | 0 | 8.6614e-05 | 3.817 | 3.2189 | 3.4273 | 6.6233 | 4.9316 | 5.4742 | 3.4273 | 16.36 | 0.105 | 6.9471e-05
1601 | 3.3336e-05 | 9.6022e-05 | 3.5776 | 3.2189 | 3.4273 | 5.8951 | 4.9317 | 5.4742 | 3.4273 | 13.44 | 0.011111 | 8.7666e-05
1602 | 7.0092e-05 | 0.00010712 | 3.4502 | 3.219 | 3.4273 | 5.5366 | 4.9319 | 5.4742 | 3.4273 | 11.72 | 0 | 0.00026489
1603 | 0.00010001 | 0.00011642 | 3.353 | 3.2191 | 3.4273 | 5.2754 | 4.9321 | 5.4742 | 3.4273 | 10.32 | 0 | 0.00021515
1604 | 0.00012608 | 0.00012216 | 3.2726 | 3.2191 | 3.4273 | 5.0672 | 4.9322 | 5.4742 | 3.4273 | 9.1 | 0 | 0.00023895
1605 | 0.00013634 | 0.00012767 | 3.242 | 3.2191 | 3.4273 | 4.9896 | 4.9321 | 5.4742 | 3.4273 | 8.62 | 0 | 0.00024492
1606 | 0.00014574 | 0.00012973 | 3.2145 | 3.219 | 3.4273 | 4.9206 | 4.9319 | 5.4742 | 3.4273 | 8.18 | 0 | 1.6364e-05
1607 | 0.00018549 | 0.00014242 | 3.1031 | 3.2188 | 3.4273 | 4.6489 | 4.9314 | 5.4742 | 3.4273 | 6.32 | 0 | 9.0974e-06
1608 | 0.00019574 | 0.00014559 | 3.0756 | 3.2186 | 3.4273 | 4.5836 | 4.9308 | 5.4742 | 3.4273 | 5.84 | 0 | 2.4398e-05
1609 | 0.00020557 | 0.00014837 | 3.0497 | 3.2183 | 3.4273 | 4.5227 | 4.9303 | 5.4742 | 3.4273 | 5.38 | 0 | 2.0499e-05
1610 | 0.00022951 | 0.00015536 | 2.3907 | 3.2181 | 3.4273 | 3.5048 | 4.9296 | 5.4742 | 3.4273 | 4.26 | 0 | 1.7663e-05
1611 | 0.00022523 | 0.00015403 | 2.3994 | 3.2178 | 3.4273 | 3.5245 | 4.9289 | 5.4742 | 3.4273 | 4.46 | 0 | 2.2862e-05
1612 | 0.00023677 | 0.00015521 | 2.3762 | 3.2175 | 3.4273 | 3.4717 | 4.9282 | 5.4742 | 3.4273 | 3.92 | 0 | 2.6229e-05
1613 | 0.00025857 | 0.00016373 | 2.3338 | 3.2173 | 3.4273 | 3.3763 | 4.9277 | 5.4742 | 3.4273 | 2.9 | 0 | 2.8296e-05
1614 | 0.00026327 | 0.00016257 | 2.3248 | 3.217 | 3.4273 | 3.3564 | 4.9269 | 5.4742 | 3.4273 | 2.68 | 0.016111 | 2.5756e-05
1615 | 0.00024404 | 0.00015932 | 2.3619 | 3.2168 | 3.4273 | 3.4393 | 4.9264 | 5.4742 | 3.4273 | 3.58 | 0.11 | 0.00050183
1616 | 0.00021198 | 0.00015037 | 3.033 | 3.2167 | 3.4273 | 4.4838 | 4.9261 | 5.4742 | 3.4273 | 5.08 | 0.24278 | 0.00054667
1617 | 0.00016326 | 0.00013584 | 3.1644 | 3.2167 | 3.4273 | 4.797 | 4.9261 | 5.4742 | 3.4273 | 7.36 | 0.3613 | 0.00013534
1618 | 0.00011112 | 0.00012016 | 3.3182 | 3.2167 | 3.4273 | 5.1846 | 4.9263 | 5.4742 | 3.4273 | 9.8 | 0.45778 | 0.00014615
1619 | 7.3938e-05 | 0.00010891 | 3.4374 | 3.2169 | 3.4273 | 5.5016 | 4.9266 | 5.4742 | 3.4273 | 11.54 | 0.50667 | 0.00012098
1620 | 2.3079e-05 | 9.3805e-05 | 3.6149 | 3.217 | 3.4273 | 6.0036 | 4.927 | 5.4742 | 3.4273 | 13.92 | 0.50667 | 9.8181e-05
1621 | 0 | 8.4809e-05 | 3.7215 | 3.2171 | 3.4273 | 6.3237 | 4.927 | 5.4742 | 3.4273 | 15.24 | 0.45444 | 8.5776e-05
1622 | 0 | 8.6735e-05 | 3.7738 | 3.2171 | 3.4273 | 6.4861 | 4.9272 | 5.4742 | 3.4273 | 15.86 | 0.36778 | 8.9793e-05
1623 | 0 | 8.6681e-05 | 3.8577 | 3.2172 | 3.4273 | 6.7547 | 4.9273 | 5.4742 | 3.4273 | 16.82 | 0.245 | 0.00029998
1624 | 0 | 8.6633e-05 | 3.7996 | 3.2172 | 3.4273 | 6.5677 | 4.9274 | 5.4742 | 3.4273 | 16.16 | 0.11 | 0.00029679
1625 | 2.0087e-05 | 9.2181e-05 | 3.6259 | 3.2172 | 3.4273 | 6.036 | 4.9275 | 5.4742 | 3.4273 | 14.06 | 0.013333 | 4.9032e-05
1626 | 0.00010898 | 0.00011942 | 3.3249 | 3.2173 | 3.4273 | 5.2018 | 4.9276 | 5.4742 | 3.4273 | 9.9 | 0 | 5.4053e-05
1627 | 0.00013805 | 0.00012668 | 3.237 | 3.2173 | 3.4273 | 4.977 | 4.9276 | 5.4742 | 3.4273 | 8.54 | 0 | 5.0213e-05
1628 | 0.00018249 | 0.00014173 | 3.1112 | 3.2172 | 3.4273 | 4.6683 | 4.9273 | 5.4742 | 3.4273 | 6.46 | 0 | 0.00018898
1629 | 0.00019275 | 0.00014421 | 3.0836 | 3.217 | 3.4273 | 4.6024 | 4.9269 | 5.4742 | 3.4273 | 5.98 | 0 | 0.00018851
1630 | 0.00021198 | 0.00014941 | 3.033 | 3.2168 | 3.4273 | 4.4838 | 4.9265 | 5.4742 | 3.4273 | 5.08 | 0 | 0.0001582
1631 | 0.00023293 | 0.00015626 | 2.3839 | 3.2167 | 3.4273 | 3.4891 | 4.9262 | 5.4742 | 3.4273 | 4.1 | 0 | 2.7883e-05
1632 | 0.00025472 | 0.00016287 | 2.3412 | 3.2165 | 3.4273 | 3.3927 | 4.9257 | 5.4742 | 3.4273 | 3.08 | 0 | 2.5106e-05
1633 | 0.00027652 | 0.0001691 | 2.3 | 3.2163 | 3.4273 | 3.3015 | 4.9252 | 5.4742 | 3.4273 | 2.06 | 0 | 1.9849e-05
1634 | 0.00029105 | 0.00017286 | 2.2733 | 3.2161 | 3.4273 | 3.2434 | 4.9247 | 5.4742 | 3.4273 | 1.38 | 0 | 2.3511e-05
1635 | 0.000309 | 0.00017833 | 2.2412 | 3.2159 | 3.4273 | 3.1744 | 4.9242 | 5.4742 | 3.4273 | 0.54 | 0 | 1.7722e-05
1636 | 0.00032267 | 0.00018212 | 2.2166 | 3.2157 | 3.4273 | 3.1221 | 4.9237 | 5.4742 | 3.4273 | -0.12 | 0 | 3.0659e-05
1637 | 0.00031755 | 0.00017969 | 2.2262 | 3.2156 | 3.4273 | 3.1425 | 4.9233 | 5.4742 | 3.4273 | 0.14 | 0 | 2.4161e-05
1638 | 0.00032267 | 0.00018121 | 2.1983 | 3.2154 | 3.4273 | 3.0837 | 4.923 | 5.4742 | 3.4273 | -0.62 | 0.016111 | 2.1267e-05
1639 | 0.00032267 | 0.00018331 | 2.2056 | 3.2153 | 3.4273 | 3.099 | 4.9227 | 5.4742 | 3.4273 | -0.42 | 0.12185 | 0.00051956
1640 | 0.00025301 | 0.00016271 | 2.3445 | 3.2152 | 3.4273 | 3.4001 | 4.9225 | 5.4742 | 3.4273 | 3.16 | 0.25722 | 0.00053828
1641 | 0.00019574 | 0.00014564 | 3.0756 | 3.2151 | 3.4273 | 4.5836 | 4.9221 | 5.4742 | 3.4273 | 5.84 | 0.37333 | 0.00013014
1642 | 0.00014574 | 0.00013057 | 3.2145 | 3.2149 | 3.4273 | 4.9206 | 4.9216 | 5.4742 | 3.4273 | 8.18 | 0.46944 | 0.00013262
1643 | 0.00011112 | 0.00012014 | 3.3182 | 3.2146 | 3.4273 | 5.1846 | 4.9209 | 5.4742 | 3.4273 | 9.8 | 0.52278 | 0.00012317
1644 | 7.0092e-05 | 0.00010776 | 3.4502 | 3.2143 | 3.4273 | 5.5366 | 4.9201 | 5.4742 | 3.4273 | 11.72 | 0.51889 | 8.9379e-05
1645 | 3.5473e-05 | 9.739e-05 | 3.57 | 3.2139 | 3.4273 | 5.873 | 4.9193 | 5.4742 | 3.4273 | 13.34 | 0.46944 | 9.1033e-05
1646 | 1.6668e-05 | 9.0943e-05 | 3.6386 | 3.2137 | 3.4273 | 6.0735 | 4.9187 | 5.4742 | 3.4273 | 14.22 | 0.38167 | 8.997e-05
1647 | 2.7353e-05 | 9.3841e-05 | 3.5993 | 3.2135 | 3.4273 | 5.958 | 4.9182 | 5.4742 | 3.4273 | 13.72 | 0.25722 | 0.0002988
1648 | 5.6842e-05 | 0.00010246 | 3.4951 | 3.2133 | 3.4273 | 5.6607 | 4.9178 | 5.4742 | 3.4273 | 12.34 | 0.11333 | 0.00028255
1649 | 0.00010001 | 0.00011579 | 3.353 | 3.2132 | 3.4273 | 5.2754 | 4.9174 | 5.4742 | 3.4273 | 10.32 | 0.019444 | 4.0525e-05
1650 | 0.00014018 | 0.00012784 | 3.2307 | 3.2131 | 3.4273 | 4.9612 | 4.9171 | 5.4742 | 3.4273 | 8.44 | 0 | 5.8011e-05
1651 | 0.00020258 | 0.00014776 | 3.0575 | 3.213 | 3.4273 | 4.541 | 4.9169 | 5.4742 | 3.4273 | 5.52 | 0 | 4.8559e-05
1652 | 0.00021412 | 0.00015125 | 2.422 | 3.213 | 3.4273 | 3.5768 | 4.9168 | 5.4742 | 3.4273 | 4.98 | 0 | 0.00017019
1653 | 0.00021882 | 0.00015231 | 2.4124 | 3.213 | 3.4273 | 3.5545 | 4.9168 | 5.4742 | 3.4273 | 4.76 | 0 | 0.00018425
1654 | 0.00025643 | 0.00016342 | 2.3379 | 3.213 | 3.4273 | 3.3854 | 4.9169 | 5.4742 | 3.4273 | 3 | 0 | 0.00017959
1655 | 0.00026754 | 0.00016722 | 2.3168 | 3.213 | 3.4273 | 3.3385 | 4.917 | 5.4742 | 3.4273 | 2.48 | 0 | 1.6127e-05
1656 | 0.00028122 | 0.00017132 | 2.2913 | 3.213 | 3.4273 | 3.2825 | 4.917 | 5.4742 | 3.4273 | 1.84 | 0 | 1.1401e-05
1657 | 0.00027438 | 0.00016924 | 2.3039 | 3.2131 | 3.4273 | 3.3103 | 4.9171 | 5.4742 | 3.4273 | 2.16 | 0 | 1.6127e-05
1658 | 0.00030174 | 0.00017655 | 2.2541 | 3.2131 | 3.4273 | 3.2019 | 4.9171 | 5.4742 | 3.4273 | 0.88 | 0 | 1.3882e-05
1659 | 0.00029746 | 0.00017607 | 2.2617 | 3.213 | 3.4273 | 3.2184 | 4.917 | 5.4742 | 3.4273 | 1.08 | 0 | 1.2051e-05
1660 | 0.00032267 | 0.0001794 | 2.1889 | 3.213 | 3.4273 | 3.0641 | 4.9169 | 5.4742 | 3.4273 | -0.88 | 0 | 1.4591e-05
1661 | 0.00032267 | 0.00018328 | 2.164 | 3.2129 | 3.4273 | 3.0125 | 4.9166 | 5.4742 | 3.4273 | -1.58 | 0 | 1.1342e-05
1662 | 0.00031456 | 0.00018081 | 2.2314 | 3.2127 | 3.4273 | 3.1536 | 4.9162 | 5.4742 | 3.4273 | 0.28 | 0.019444 | 1.211e-05
1663 | 0.00029746 | 0.00017554 | 2.2617 | 3.2126 | 3.4273 | 3.2184 | 4.9159 | 5.4742 | 3.4273 | 1.08 | 0.09 | 0.00054059
1664 | 0.00026925 | 0.00016669 | 2.3135 | 3.2125 | 3.4273 | 3.3314 | 4.9156 | 5.4742 | 3.4273 | 2.4 | 0.16019 | 0.00013091
1665 | 0.00025857 | 0.00016425 | 2.3338 | 3.2123 | 3.4273 | 3.3763 | 4.9152 | 5.4742 | 3.4273 | 2.9 | 0.28944 | 0.00011945
1666 | 0.00025643 | 0.00016307 | 2.3379 | 3.2122 | 3.4273 | 3.3854 | 4.9148 | 5.4742 | 3.4273 | 3 | 0.39833 | 0.00012654
1667 | 0.0002513 | 0.00016157 | 2.3478 | 3.212 | 3.4273 | 3.4075 | 4.9144 | 5.4742 | 3.4273 | 3.24 | 0.45111 | 0.00013498
1668 | 0.00025301 | 0.00016249 | 2.3445 | 3.2118 | 3.4273 | 3.4001 | 4.9139 | 5.4742 | 3.4273 | 3.16 | 0.49278 | 0.00025638
1669 | 0.00024532 | 0.00016029 | 2.3594 | 3.2116 | 3.4273 | 3.4337 | 4.9134 | 5.4742 | 3.4273 | 3.52 | 0.4 | 0.00012967
1670 | 0.00024105 | 0.0001582 | 2.3678 | 3.2114 | 3.4273 | 3.4526 | 4.9129 | 5.4742 | 3.4273 | 3.72 | 0.26889 | 0.0001237
1671 | 0.00022523 | 0.00015392 | 2.3994 | 3.2112 | 3.4273 | 3.5245 | 4.9124 | 5.4742 | 3.4273 | 4.46 | 0.17167 | 0.00011449
1672 | 0.00022096 | 0.0001526 | 2.408 | 3.211 | 3.4273 | 3.5444 | 4.912 | 5.4742 | 3.4273 | 4.66 | 0.038333 | 8.4417e-05
1673 | 0.00021412 | 0.00015062 | 2.422 | 3.2108 | 3.4273 | 3.5768 | 4.9115 | 5.4742 | 3.4273 | 4.98 | 0.0083333 | 7.7387e-05
1674 | 0.00020899 | 0.00014909 | 3.0408 | 3.2106 | 3.4273 | 4.5019 | 4.911 | 5.4742 | 3.4273 | 5.22 | 0 | 0.00024285
1675 | 0.00020686 | 0.00014817 | 3.0464 | 3.2104 | 3.4273 | 4.5149 | 4.9105 | 5.4742 | 3.4273 | 5.32 | 0 | 0.00025378
1676 | 0.00020899 | 0.00014865 | 3.0408 | 3.2102 | 3.4273 | 4.5019 | 4.91 | 5.4742 | 3.4273 | 5.22 | 0 | 0.00025579
1677 | 0.00021198 | 0.00014875 | 3.033 | 3.21 | 3.4273 | 4.4838 | 4.9094 | 5.4742 | 3.4273 | 5.08 | 0 | 0.00023074
1678 | 0.00022737 | 0.00015406 | 2.395 | 3.2097 | 3.4273 | 3.5146 | 4.9088 | 5.4742 | 3.4273 | 4.36 | 0 | 7.3843e-06
1679 | 0.00023891 | 0.00015738 | 2.372 | 3.2096 | 3.4273 | 3.4621 | 4.9084 | 5.4742 | 3.4273 | 3.82 | 0 | 1.3174e-05
1680 | 0.00025472 | 0.00016231 | 2.3412 | 3.2094 | 3.4273 | 3.3927 | 4.908 | 5.4742 | 3.4273 | 3.08 | 0 | 1.0043e-05
1681 | 0.00026327 | 0.0001645 | 2.3248 | 3.2093 | 3.4273 | 3.3564 | 4.9077 | 5.4742 | 3.4273 | 2.68 | 0 | 1.4178e-05
1682 | 0.00025472 | 0.00016278 | 2.3412 | 3.2092 | 3.4273 | 3.3927 | 4.9074 | 5.4742 | 3.4273 | 3.08 | 0 | 1.4414e-05
1683 | 0.00025002 | 0.00016178 | 2.3503 | 3.209 | 3.4273 | 3.4131 | 4.9069 | 5.4742 | 3.4273 | 3.3 | 0 | 8.6248e-06
1684 | 0.00025002 | 0.00016164 | 2.3503 | 3.2088 | 3.4273 | 3.4131 | 4.9065 | 5.4742 | 3.4273 | 3.3 | 0 | 1.1519e-05
1685 | 0.00024746 | 0.00015968 | 2.3552 | 3.2087 | 3.4273 | 3.4243 | 4.9062 | 5.4742 | 3.4273 | 3.42 | 0 | 1.0279e-05
1686 | 0.0002419 | 0.00015881 | 2.3661 | 3.2086 | 3.4273 | 3.4488 | 4.906 | 5.4742 | 3.4273 | 3.68 | 0.0061111 | 1.211e-05
1687 | 0.00024105 | 0.00015871 | 2.3678 | 3.2085 | 3.4273 | 3.4526 | 4.9057 | 5.4742 | 3.4273 | 3.72 | 0.029444 | 0.00055358
1688 | 0.00021027 | 0.00014926 | 3.0375 | 3.2084 | 3.4273 | 4.4941 | 4.9055 | 5.4742 | 3.4273 | 5.16 | 0.10111 | 0.00011968
1689 | 0.00020899 | 0.00014864 | 3.0408 | 3.2083 | 3.4273 | 4.5019 | 4.9052 | 5.4742 | 3.4273 | 5.22 | 0.24278 | 7.2248e-05
1690 | 0.00019275 | 0.00014442 | 3.0836 | 3.2082 | 3.4273 | 4.6024 | 4.9049 | 5.4742 | 3.4273 | 5.98 | 0.32944 | 0.0001273
1691 | 0.00019446 | 0.00014493 | 3.079 | 3.2081 | 3.4273 | 4.5916 | 4.9046 | 5.4742 | 3.4273 | 5.9 | 0.36389 | 0.00011903
1692 | 0.00018506 | 0.00014212 | 3.1043 | 3.208 | 3.4273 | 4.6517 | 4.9044 | 5.4742 | 3.4273 | 6.34 | 0.25444 | 0.00024782
1693 | 0.00019061 | 0.0001439 | 3.0893 | 3.2079 | 3.4273 | 4.616 | 4.9042 | 5.4742 | 3.4273 | 6.08 | 0.14722 | 0.00013339
1694 | 0.00018506 | 0.00014216 | 3.1043 | 3.2079 | 3.4273 | 4.6517 | 4.9043 | 5.4742 | 3.4273 | 6.34 | 0.105 | 0.00012601
1695 | 0.00018762 | 0.00014228 | 3.0973 | 3.2079 | 3.4273 | 4.6351 | 4.9043 | 5.4742 | 3.4273 | 6.22 | 0.10111 | 0.00013351
1696 | 0.00017822 | 0.00013987 | 3.1229 | 3.208 | 3.4273 | 4.6963 | 4.9045 | 5.4742 | 3.4273 | 6.66 | 0.045556 | 6.9412e-05
1697 | 0.00020215 | 0.00014721 | 3.0587 | 3.2082 | 3.4273 | 4.5437 | 4.9049 | 5.4742 | 3.4273 | 5.54 | 0.011111 | 7.8509e-05
1698 | 0.00022523 | 0.00015404 | 2.3994 | 3.2084 | 3.4273 | 3.5245 | 4.9054 | 5.4742 | 3.4273 | 4.46 | 0 | 0.00025343
1699 | 0.00025643 | 0.00016391 | 2.3379 | 3.2084 | 3.4273 | 3.3854 | 4.9055 | 5.4742 | 3.4273 | 3 | 0 | 0.00021999
1700 | 0.00026754 | 0.00016683 | 2.3168 | 3.2084 | 3.4273 | 3.3385 | 4.9055 | 5.4742 | 3.4273 | 2.48 | 0 | 0.00024085
1701 | 0.00027353 | 0.00016815 | 2.3055 | 3.2084 | 3.4273 | 3.3138 | 4.9055 | 5.4742 | 3.4273 | 2.2 | 0 | 0.00024752
1702 | 0.00028421 | 0.00017108 | 2.2858 | 3.2083 | 3.4273 | 3.2705 | 4.9053 | 5.4742 | 3.4273 | 1.7 | 0 | 1.1342e-05
1703 | 0.0002949 | 0.00017497 | 2.2663 | 3.2082 | 3.4273 | 3.2284 | 4.9051 | 5.4742 | 3.4273 | 1.2 | 0 | 2.1089e-05
1704 | 0.00029447 | 0.00017461 | 2.2671 | 3.2081 | 3.4273 | 3.23 | 4.9048 | 5.4742 | 3.4273 | 1.22 | 0 | 1.4119e-05
1705 | 0.00031755 | 0.00018171 | 2.2262 | 3.2081 | 3.4273 | 3.1425 | 4.9048 | 5.4742 | 3.4273 | 0.14 | 0 | 9.1565e-06
1706 | 0.00032267 | 0.00018122 | 2.164 | 3.2081 | 3.4273 | 3.0125 | 4.9047 | 5.4742 | 3.4273 | -1.58 | 0 | 8.9202e-06
1707 | 0.00032267 | 0.00018291 | 2.1647 | 3.208 | 3.4273 | 3.014 | 4.9045 | 5.4742 | 3.4273 | -1.56 | 0 | 1.0988e-05
1708 | 0.00032267 | 0.00018211 | 2.1896 | 3.2079 | 3.4273 | 3.0656 | 4.9043 | 5.4742 | 3.4273 | -0.86 | 0 | 1.4769e-05
1709 | 0.00032267 | 0.00018235 | 2.2166 | 3.2079 | 3.4273 | 3.1221 | 4.9044 | 5.4742 | 3.4273 | -0.12 | 0 | 8.802e-06
1710 | 0.0003043 | 0.00017642 | 2.2495 | 3.208 | 3.4273 | 3.1922 | 4.9044 | 5.4742 | 3.4273 | 0.76 | 0.026667 | 1.2406e-05
1711 | 0.00031114 | 0.00017941 | 2.2374 | 3.208 | 3.4273 | 3.1663 | 4.9045 | 5.4742 | 3.4273 | 0.44 | 0.062778 | 0.00051619
1712 | 0.00026156 | 0.00016457 | 2.3281 | 3.2082 | 3.4273 | 3.3636 | 4.9049 | 5.4742 | 3.4273 | 2.76 | 0.17444 | 0.00013132
1713 | 0.00021626 | 0.00015073 | 2.4176 | 3.2084 | 3.4273 | 3.5666 | 4.9055 | 5.4742 | 3.4273 | 4.88 | 0.41889 | 9.635e-05
1714 | 0.00019275 | 0.00014443 | 3.0836 | 3.2088 | 3.4273 | 4.6024 | 4.9064 | 5.4742 | 3.4273 | 5.98 | 0.42333 | 0.00012352
1715 | 0.00018762 | 0.0001422 | 3.0973 | 3.2092 | 3.4273 | 4.6351 | 4.9075 | 5.4742 | 3.4273 | 6.22 | 0.29056 | 0.00012134
1716 | 0.00018378 | 0.0001418 | 3.1077 | 3.2097 | 3.4273 | 4.66 | 4.9088 | 5.4742 | 3.4273 | 6.4 | 0.27167 | 0.00026796
1717 | 0.00018378 | 0.00014179 | 3.1077 | 3.2102 | 3.4273 | 4.66 | 4.91 | 5.4742 | 3.4273 | 6.4 | 0.28444 | 0.00012849
1718 | 0.00018848 | 0.00014314 | 3.095 | 3.2108 | 3.4273 | 4.6297 | 4.9113 | 5.4742 | 3.4273 | 6.18 | 0.34778 | 0.00012689
1719 | 0.00019446 | 0.00014418 | 3.079 | 3.2113 | 3.4273 | 4.5916 | 4.9127 | 5.4742 | 3.4273 | 5.9 | 0.25444 | 0.00011945
1720 | 0.0001872 | 0.00014244 | 3.0985 | 3.2118 | 3.4273 | 4.6379 | 4.9141 | 5.4742 | 3.4273 | 6.24 | 0.13667 | 8.8847e-05
1721 | 0.00020557 | 0.00014774 | 3.0497 | 3.2124 | 3.4273 | 4.5227 | 4.9155 | 5.4742 | 3.4273 | 5.38 | 0.019444 | 7.9514e-05
1722 | 0.00022096 | 0.0001499 | 2.408 | 3.213 | 3.4273 | 3.5444 | 4.9169 | 5.4742 | 3.4273 | 4.66 | 0 | 0.00023736
1723 | 0.00023164 | 0.00015624 | 2.3865 | 3.2134 | 3.4273 | 3.495 | 4.9179 | 5.4742 | 3.4273 | 4.16 | 0 | 0.00023813
1724 | 0.00022951 | 0.00015566 | 2.3907 | 3.2136 | 3.4273 | 3.5048 | 4.9185 | 5.4742 | 3.4273 | 4.26 | 0 | 0.0002562
1725 | 0.00023677 | 0.0001564 | 2.3762 | 3.2138 | 3.4273 | 3.4717 | 4.919 | 5.4742 | 3.4273 | 3.92 | 0 | 0.00025815
1726 | 0.00026327 | 0.00016478 | 2.3248 | 3.2141 | 3.4273 | 3.3564 | 4.9196 | 5.4742 | 3.4273 | 2.68 | 0 | 9.7472e-06
1727 | 0.00028421 | 0.00017118 | 2.2858 | 3.2143 | 3.4273 | 3.2705 | 4.9201 | 5.4742 | 3.4273 | 1.7 | 0 | 1.5241e-05
1728 | 0.00028977 | 0.00017285 | 2.2756 | 3.2144 | 3.4273 | 3.2484 | 4.9204 | 5.4742 | 3.4273 | 1.44 | 0 | 1.0161e-05
1729 | 0.0003137 | 0.00018033 | 2.2329 | 3.2145 | 3.4273 | 3.1568 | 4.9208 | 5.4742 | 3.4273 | 0.32 | 0 | 1.3528e-05
1730 | 0.00032267 | 0.00018319 | 2.1932 | 3.2147 | 3.4273 | 3.0731 | 4.9212 | 5.4742 | 3.4273 | -0.76 | 0 | 1.1579e-05
1731 | 0.00032267 | 0.00018213 | 2.1647 | 3.2148 | 3.4273 | 3.014 | 4.9215 | 5.4742 | 3.4273 | -1.56 | 0 | 1.4532e-05
1732 | 0.00032267 | 0.00018217 | 2.1556 | 3.2149 | 3.4273 | 2.9952 | 4.9216 | 5.4742 | 3.4273 | -1.82 | 0 | 1.5832e-05
1733 | 0.00032267 | 0.00018282 | 2.1255 | 3.215 | 3.4273 | 2.9337 | 4.9218 | 5.4742 | 3.4273 | -2.6965 | 0 | 1.2996e-05
1734 | 0.00032267 | 0.00018217 | 2.176 | 3.2151 | 3.4273 | 3.0373 | 4.9221 | 5.4742 | 3.4273 | -1.24 | 0.011111 | 1.4355e-05
1735 | 0.00032267 | 0.00018312 | 2.2056 | 3.2152 | 3.4273 | 3.099 | 4.9225 | 5.4742 | 3.4273 | -0.42 | 0.068333 | 0.00056593
1736 | 0.00027438 | 0.0001688 | 2.3039 | 3.2154 | 3.4273 | 3.3103 | 4.9229 | 5.4742 | 3.4273 | 2.16 | 0.25722 | 0.00012311
1737 | 0.00023293 | 0.00015649 | 2.3839 | 3.2156 | 3.4273 | 3.4891 | 4.9233 | 5.4742 | 3.4273 | 4.1 | 0.36167 | 0.00011815
1738 | 0.00020429 | 0.00014779 | 3.0531 | 3.2157 | 3.4273 | 4.5305 | 4.9238 | 5.4742 | 3.4273 | 5.44 | 0.50056 | 0.00013309
1739 | 0.00018378 | 0.00014057 | 3.1077 | 3.216 | 3.4273 | 4.66 | 4.9243 | 5.4742 | 3.4273 | 6.4 | 0.50278 | 0.00013185
1740 | 0.00022096 | 0.00015281 | 2.408 | 3.2162 | 3.4273 | 3.5444 | 4.925 | 5.4742 | 3.4273 | 4.66 | 0.56333 | 0.00025461
1741 | 0.00019446 | 0.00014488 | 3.079 | 3.2165 | 3.4273 | 4.5916 | 4.9258 | 5.4742 | 3.4273 | 5.9 | 0.39222 | 0.00013002
1742 | 0.00020686 | 0.00014814 | 3.0464 | 3.2168 | 3.4273 | 4.5149 | 4.9264 | 5.4742 | 3.4273 | 5.32 | 0.086667 | 0.00012902
1743 | 0.00020686 | 0.00014806 | 3.0464 | 3.2171 | 3.4273 | 4.5149 | 4.9272 | 5.4742 | 3.4273 | 5.32 | 0.13944 | 0.00012825
1744 | 0.00021027 | 0.00014864 | 3.0375 | 3.2174 | 3.4273 | 4.4941 | 4.928 | 5.4742 | 3.4273 | 5.16 | 0.060556 | 7.9218e-05
1745 | 0.00021626 | 0.00015089 | 2.4176 | 3.2178 | 3.4273 | 3.5666 | 4.9288 | 5.4742 | 3.4273 | 4.88 | 0.013333 | 6.888e-05
1746 | 0.00023677 | 0.00015711 | 2.3762 | 3.2181 | 3.4273 | 3.4717 | 4.9296 | 5.4742 | 3.4273 | 3.92 | 0 | 0.0002363
1747 | 0.00024532 | 0.00015907 | 2.3594 | 3.2183 | 3.4273 | 3.4337 | 4.9303 | 5.4742 | 3.4273 | 3.52 | 0 | 0.00026601
1748 | 0.00025857 | 0.00016367 | 2.3338 | 3.2185 | 3.4273 | 3.3763 | 4.9307 | 5.4742 | 3.4273 | 2.9 | 0 | 0.00024214
1749 | 0.00026327 | 0.00016209 | 2.3248 | 3.2186 | 3.4273 | 3.3564 | 4.931 | 5.4742 | 3.4273 | 2.68 | 0 | 0.00024551
1750 | 0.00026541 | 0.00016585 | 2.3208 | 3.2187 | 3.4273 | 3.3474 | 4.9313 | 5.4742 | 3.4273 | 2.58 | 0 | 1.1283e-05
1751 | 0.00025985 | 0.00016448 | 2.3314 | 3.2189 | 3.4273 | 3.3708 | 4.9316 | 5.4742 | 3.4273 | 2.84 | 0 | 1.0043e-05
1752 | 0.00026541 | 0.00016522 | 2.3208 | 3.2191 | 3.4273 | 3.3474 | 4.932 | 5.4742 | 3.4273 | 2.58 | 0 | 1.1047e-05
1753 | 0.00027438 | 0.00016863 | 2.3039 | 3.2193 | 3.4273 | 3.3103 | 4.9327 | 5.4742 | 3.4273 | 2.16 | 0 | 1.5359e-05
1754 | 0.00027353 | 0.00016872 | 2.3055 | 3.2196 | 3.4273 | 3.3138 | 4.9333 | 5.4742 | 3.4273 | 2.2 | 0 | 1.0456e-05
1755 | 0.0002825 | 0.00017146 | 2.2889 | 3.2199 | 3.4273 | 3.2773 | 4.934 | 5.4742 | 3.4273 | 1.78 | 0 | 1.146e-05
1756 | 0.0002731 | 0.00016861 | 2.3063 | 3.2201 | 3.4273 | 3.3155 | 4.9347 | 5.4742 | 3.4273 | 2.22 | 0 | 8.0932e-06
1757 | 0.00027096 | 0.00016805 | 2.3103 | 3.2204 | 3.4273 | 3.3243 | 4.9354 | 5.4742 | 3.4273 | 2.32 | 0 | 1.3233e-05
1758 | 0.00027096 | 0.00016733 | 2.3103 | 3.2207 | 3.4273 | 3.3243 | 4.9362 | 5.4742 | 3.4273 | 2.32 | 0.0083333 | 1.2642e-05
1759 | 0.00027866 | 0.00016985 | 2.296 | 3.221 | 3.4273 | 3.2928 | 4.9368 | 5.4742 | 3.4273 | 1.96 | 0.043333 | 0.00051767
1760 | 0.00027951 | 0.00017019 | 2.2944 | 3.2212 | 3.4273 | 3.2894 | 4.9373 | 5.4742 | 3.4273 | 1.92 | 0.097222 | 0.00012671
1761 | 0.00026327 | 0.00016547 | 2.3248 | 3.2213 | 3.4273 | 3.3564 | 4.9378 | 5.4742 | 3.4273 | 2.68 | 0.18667 | 9.5582e-05
1762 | 0.00023677 | 0.00015711 | 2.3762 | 3.2215 | 3.4273 | 3.4717 | 4.9382 | 5.4742 | 3.4273 | 3.92 | 0.22333 | 0.00011655
1763 | 0.00020899 | 0.0001488 | 3.0408 | 3.2217 | 3.4273 | 4.5019 | 4.9387 | 5.4742 | 3.4273 | 5.22 | 0.20944 | 0.00014012
1764 | 0.00018078 | 0.00014036 | 3.1159 | 3.2219 | 3.4273 | 4.6795 | 4.9392 | 5.4742 | 3.4273 | 6.54 | 0.38611 | 0.00024652
1765 | 0.00017266 | 0.0001374 | 3.1382 | 3.2221 | 3.4273 | 4.7332 | 4.9397 | 5.4742 | 3.4273 | 6.92 | 0.24722 | 0.00013924
1766 | 0.00015942 | 0.00013327 | 3.1753 | 3.2224 | 3.4273 | 4.8236 | 4.9404 | 5.4742 | 3.4273 | 7.54 | 0.35389 | 0.00012258
1767 | 0.00014788 | 0.00012967 | 3.2083 | 3.2227 | 3.4273 | 4.9052 | 4.9412 | 5.4742 | 3.4273 | 8.08 | 0.26778 | 0.00013622
1768 | 0.0001701 | 0.00013085 | 3.1453 | 3.223 | 3.4273 | 4.7505 | 4.9418 | 5.4742 | 3.4273 | 7.04 | 0.12222 | 7.8096e-05
1769 | 0.00019446 | 0.00014005 | 3.079 | 3.2232 | 3.4273 | 4.5916 | 4.9425 | 5.4742 | 3.4273 | 5.9 | 0.029444 | 8.424e-05
1770 | 0.00023891 | 0.00015665 | 2.372 | 3.2235 | 3.4273 | 3.4621 | 4.9432 | 5.4742 | 3.4273 | 3.82 | 0 | 0.00025544
1771 | 0.00026541 | 0.00016803 | 2.3208 | 3.2238 | 3.4273 | 3.3474 | 4.9439 | 5.4742 | 3.4273 | 2.58 | 0 | 0.00023257
1772 | 0.00028122 | 0.00016808 | 2.2913 | 3.2241 | 3.4273 | 3.2825 | 4.9445 | 5.4742 | 3.4273 | 1.84 | 0 | 0.00024533
1773 | 0.00027866 | 0.00016911 | 2.296 | 3.2243 | 3.4273 | 3.2928 | 4.9452 | 5.4742 | 3.4273 | 1.96 | 0 | 0.00022501
1774 | 0.00026754 | 0.00016629 | 2.3168 | 3.2245 | 3.4273 | 3.3385 | 4.9456 | 5.4742 | 3.4273 | 2.48 | 0 | 1.1106e-05
1775 | 0.00028592 | 0.0001716 | 2.2826 | 3.2246 | 3.4273 | 3.2637 | 4.946 | 5.4742 | 3.4273 | 1.62 | 0 | 1.3823e-05
1776 | 0.0002996 | 0.00017585 | 2.2579 | 3.2248 | 3.4273 | 3.2101 | 4.9464 | 5.4742 | 3.4273 | 0.98 | 0 | 2.298e-05
1777 | 0.00032267 | 0.00018267 | 2.2107 | 3.2249 | 3.4273 | 3.1097 | 4.9467 | 5.4742 | 3.4273 | -0.28 | 0 | 2.1857e-05
1778 | 0.00032267 | 0.00018314 | 2.206 | 3.225 | 3.4273 | 3.0999 | 4.947 | 5.4742 | 3.4273 | -0.40769 | 0 | 2.7351e-05
1779 | 0.00032267 | 0.00018142 | 2.1255 | 3.2252 | 3.4273 | 2.9337 | 4.9474 | 5.4742 | 3.4273 | -2.6965 | 0 | 2.7824e-05
1780 | 0.00032267 | 0.00018299 | 2.114 | 3.2254 | 3.4273 | 2.9106 | 4.9479 | 5.4742 | 3.4273 | -3.0365 | 0 | 2.5166e-05
1781 | 0.00032267 | 0.0001825 | 2.1302 | 3.2256 | 3.4273 | 2.9434 | 4.9483 | 5.4742 | 3.4273 | -2.5565 | 0 | 2.6938e-05
1782 | 0.00032267 | 0.00018227 | 2.112 | 3.2257 | 3.4273 | 2.9065 | 4.9487 | 5.4742 | 3.4273 | -3.0965 | 0.033889 | 1.9672e-05
1783 | 0.00032267 | 0.00018284 | 2.176 | 3.2259 | 3.4273 | 3.0373 | 4.9491 | 5.4742 | 3.4273 | -1.24 | 0.18056 | 0.00051631
1784 | 0.00029746 | 0.00017496 | 2.2617 | 3.226 | 3.4273 | 3.2184 | 4.9494 | 5.4742 | 3.4273 | 1.08 | 0.33 | 0.00054561
1785 | 0.00024404 | 0.00015955 | 2.3619 | 3.2262 | 3.4273 | 3.4393 | 4.9498 | 5.4742 | 3.4273 | 3.58 | 0.45833 | 0.00013705
1786 | 0.00020557 | 0.0001477 | 3.0497 | 3.2263 | 3.4273 | 4.5227 | 4.9501 | 5.4742 | 3.4273 | 5.38 | 0.54778 | 0.00014125
1787 | 0.0001872 | 0.00014138 | 3.0985 | 3.2265 | 3.4273 | 4.6379 | 4.9505 | 5.4742 | 3.4273 | 6.24 | 0.605 | 0.00010368
1788 | 0.00016796 | 0.00013656 | 3.1512 | 3.2266 | 3.4273 | 4.7649 | 4.951 | 5.4742 | 3.4273 | 7.14 | 0.61111 | 8.4653e-05
1789 | 0.00015001 | 0.00013121 | 3.2021 | 3.2269 | 3.4273 | 4.8899 | 4.9517 | 5.4742 | 3.4273 | 7.98 | 0.55167 | 9.4991e-05
1790 | 0.00016796 | 0.00013626 | 3.1512 | 3.2272 | 3.4273 | 4.7649 | 4.9523 | 5.4742 | 3.4273 | 7.14 | 0.44833 | 8.294e-05
1791 | 0.0001701 | 0.00013693 | 3.1453 | 3.2275 | 3.4273 | 4.7505 | 4.9531 | 5.4742 | 3.4273 | 7.04 | 0.33389 | 0.00025638
1792 | 0.00017822 | 0.00013905 | 3.1229 | 3.2277 | 3.4273 | 4.6963 | 4.9536 | 5.4742 | 3.4273 | 6.66 | 0.17778 | 0.00027883
1793 | 0.00018378 | 0.00014043 | 3.1077 | 3.2279 | 3.4273 | 4.66 | 4.9541 | 5.4742 | 3.4273 | 6.4 | 0.032222 | 4.1057e-05
1794 | 0.00019446 | 0.00014263 | 3.079 | 3.2282 | 3.4273 | 4.5916 | 4.9549 | 5.4742 | 3.4273 | 5.9 | 0 | 4.5251e-05
1795 | 0.00019959 | 0.00014415 | 3.0654 | 3.2285 | 3.4273 | 4.5596 | 4.9556 | 5.4742 | 3.4273 | 5.66 | 0 | 4.336e-05
1796 | 0.00020215 | 0.00014744 | 3.0587 | 3.2288 | 3.4273 | 4.5437 | 4.9565 | 5.4742 | 3.4273 | 5.54 | 0 | 0.00018856
1797 | 0.00021027 | 0.00014923 | 3.0375 | 3.2292 | 3.4273 | 4.4941 | 4.9575 | 5.4742 | 3.4273 | 5.16 | 0 | 0.00016919
1798 | 0.00021369 | 0.00014903 | 3.0286 | 3.2295 | 3.4273 | 4.4736 | 4.9582 | 5.4742 | 3.4273 | 5 | 0 | 0.000167
1799 | 0.00022523 | 0.0001522 | 2.3994 | 3.2297 | 3.4273 | 3.5245 | 4.9588 | 5.4742 | 3.4273 | 4.46 | 0 | 2.363e-05
1800 | 0.00022096 | 0.00015173 | 2.408 | 3.2301 | 3.4273 | 3.5444 | 4.9596 | 5.4742 | 3.4273 | 4.66 | 0 | 2.5993e-05
1801 | 0.00023891 | 0.00015753 | 2.372 | 3.2302 | 3.4273 | 3.4621 | 4.96 | 5.4742 | 3.4273 | 3.82 | 0 | 2.4516e-05
1802 | 0.00025301 | 0.00016139 | 2.3445 | 3.2304 | 3.4273 | 3.4001 | 4.9604 | 5.4742 | 3.4273 | 3.16 | 0 | 1.9613e-05
1803 | 0.00026541 | 0.00016052 | 2.3208 | 3.2305 | 3.4273 | 3.3474 | 4.9606 | 5.4742 | 3.4273 | 2.58 | 0 | 2.3216e-05
1804 | 0.00027652 | 0.00016941 | 2.3 | 3.2305 | 3.4273 | 3.3015 | 4.9607 | 5.4742 | 3.4273 | 2.06 | 0 | 2.0262e-05
1805 | 0.00028592 | 0.00017224 | 2.2826 | 3.2305 | 3.4273 | 3.2637 | 4.9607 | 5.4742 | 3.4273 | 1.62 | 0 | 2.7588e-05
1806 | 0.00029703 | 0.00017422 | 2.2625 | 3.2305 | 3.4273 | 3.2201 | 4.9606 | 5.4742 | 3.4273 | 1.1 | 0.040556 | 2.3866e-05
1807 | 0.00027823 | 0.00016943 | 2.2968 | 3.2304 | 3.4273 | 3.2946 | 4.9605 | 5.4742 | 3.4273 | 1.98 | 0.18389 | 0.00052476
1808 | 0.00024917 | 0.00016095 | 2.3519 | 3.2306 | 3.4273 | 3.4168 | 4.9609 | 5.4742 | 3.4273 | 3.34 | 0.32389 | 0.0005234
1809 | 0.0002231 | 0.00015289 | 2.4037 | 3.2309 | 3.4273 | 3.5344 | 4.9617 | 5.4742 | 3.4273 | 4.56 | 0.47333 | 0.00014922
1810 | 0.0002013 | 0.00014617 | 3.0609 | 3.2313 | 3.4273 | 4.549 | 4.9627 | 5.4742 | 3.4273 | 5.58 | 0.41889 | 0.00015223
1811 | 0.00019532 | 0.00014457 | 3.0767 | 3.2317 | 3.4273 | 4.5863 | 4.9636 | 5.4742 | 3.4273 | 5.86 | 0.63167 | 0.00012701
1812 | 0.00018848 | 0.00014203 | 3.095 | 3.232 | 3.4273 | 4.6297 | 4.9644 | 5.4742 | 3.4273 | 6.18 | 0.61778 | 9.2687e-05
1813 | 0.00017395 | 0.00013813 | 3.1346 | 3.2323 | 3.4273 | 4.7247 | 4.9651 | 5.4742 | 3.4273 | 6.86 | 0.55444 | 8.9911e-05
1814 | 0.00016796 | 0.0001361 | 3.1512 | 3.2326 | 3.4273 | 4.7649 | 4.9659 | 5.4742 | 3.4273 | 7.14 | 0.44833 | 9.4282e-05
1815 | 0.00017266 | 0.0001368 | 3.1382 | 3.2329 | 3.4273 | 4.7332 | 4.9667 | 5.4742 | 3.4273 | 6.92 | 0.33389 | 0.00028982
1816 | 0.00018249 | 0.00013922 | 3.1112 | 3.2332 | 3.4273 | 4.6683 | 4.9675 | 5.4742 | 3.4273 | 6.46 | 0.18389 | 0.00030063
1817 | 0.00019532 | 0.00014349 | 3.0767 | 3.2335 | 3.4273 | 4.5863 | 4.9682 | 5.4742 | 3.4273 | 5.86 | 0.043333 | 5.8188e-05
1818 | 0.00024404 | 0.00015811 | 2.3619 | 3.2339 | 3.4273 | 3.4393 | 4.9692 | 5.4742 | 3.4273 | 3.58 | 0 | 4.3124e-05
1819 | 0.00026754 | 0.00016513 | 2.3168 | 3.2342 | 3.4273 | 3.3385 | 4.9699 | 5.4742 | 3.4273 | 2.48 | 0 | 4.1943e-05
1820 | 0.0002731 | 0.0001681 | 2.3063 | 3.2345 | 3.4273 | 3.3155 | 4.9706 | 5.4742 | 3.4273 | 2.22 | 0 | 0.00016364
1821 | 0.00028592 | 0.00017121 | 2.2826 | 3.2348 | 3.4273 | 3.2637 | 4.9715 | 5.4742 | 3.4273 | 1.62 | 0 | 0.00018502
1822 | 0.00030387 | 0.00017341 | 2.2503 | 3.2351 | 3.4273 | 3.1938 | 4.9723 | 5.4742 | 3.4273 | 0.78 | 0 | 0.00016529
1823 | 0.00032267 | 0.00017812 | 2.1932 | 3.2354 | 3.4273 | 3.0731 | 4.9731 | 5.4742 | 3.4273 | -0.76 | 0 | 1.5832e-05
1824 | 0.00032267 | 0.00018312 | 2.1896 | 3.2357 | 3.4273 | 3.0656 | 4.9738 | 5.4742 | 3.4273 | -0.86 | 0 | 1.4119e-05
1825 | 0.00032267 | 0.00018279 | 2.1711 | 3.2361 | 3.4273 | 3.0271 | 4.9746 | 5.4742 | 3.4273 | -1.38 | 0 | 1.4355e-05
1826 | 0.00032267 | 0.00018115 | 2.1201 | 3.2363 | 3.4273 | 2.9228 | 4.9753 | 5.4742 | 3.4273 | -2.8565 | 0 | 1.1047e-05
1827 | 0.00032267 | 0.00018316 | 2.108 | 3.2366 | 3.4273 | 2.8984 | 4.976 | 5.4742 | 3.4273 | -3.2165 | 0 | 1.6068e-05
1828 | 0.00032267 | 0.00018318 | 2.1037 | 3.2369 | 3.4273 | 2.8899 | 4.9768 | 5.4742 | 3.4273 | -3.3446 | 0 | 1.0515e-05
1829 | 0.00032267 | 0.0001831 | 2.0848 | 3.2372 | 3.4273 | 2.852 | 4.9775 | 5.4742 | 3.4273 | -3.92 | 0 | 1.1933e-05
1830 | 0.00032267 | 0.00018312 | 2.0718 | 3.2375 | 3.4273 | 2.8263 | 4.9782 | 5.4742 | 3.4273 | -4.32 | 0.045556 | 1.4178e-05
1831 | 0.00032267 | 0.00018256 | 2.1598 | 3.2377 | 3.4273 | 3.0038 | 4.9789 | 5.4742 | 3.4273 | -1.7 | 0.19389 | 0.00052936
1832 | 0.00026541 | 0.00016521 | 2.3208 | 3.2382 | 3.4273 | 3.3474 | 4.9801 | 5.4742 | 3.4273 | 2.58 | 0.34333 | 0.00012287
1833 | 0.00020429 | 0.00014687 | 3.0531 | 3.2386 | 3.4273 | 4.5305 | 4.9809 | 5.4742 | 3.4273 | 5.44 | 0.47667 | 0.00010373
1834 | 0.00018677 | 0.00014163 | 3.0996 | 3.2388 | 3.4273 | 4.6406 | 4.9816 | 5.4742 | 3.4273 | 6.26 | 0.56833 | 0.0001302
1835 | 0.00017266 | 0.00013702 | 3.1382 | 3.2391 | 3.4273 | 4.7332 | 4.9824 | 5.4742 | 3.4273 | 6.92 | 0.62778 | 0.00012819
1836 | 0.00015343 | 0.00013149 | 3.1923 | 3.2395 | 3.4273 | 4.8656 | 4.9833 | 5.4742 | 3.4273 | 7.82 | 0.62833 | 0.00025691
1837 | 0.00013334 | 0.00012571 | 3.2509 | 3.2399 | 3.4273 | 5.012 | 4.9842 | 5.4742 | 3.4273 | 8.76 | 0.56944 | 0.00012081
1838 | 0.00012394 | 0.00012155 | 3.279 | 3.2403 | 3.4273 | 5.0836 | 4.9852 | 5.4742 | 3.4273 | 9.2 | 0.47833 | 0.00011838
1839 | 0.00012779 | 0.00011859 | 3.2675 | 3.2407 | 3.4273 | 5.0541 | 4.9862 | 5.4742 | 3.4273 | 9.02 | 0.34788 | 0.00014585
1840 | 0.00013505 | 0.0001215 | 3.2458 | 3.241 | 3.4273 | 4.9992 | 4.9872 | 5.4742 | 3.4273 | 8.68 | 0.19389 | 7.7151e-05
1841 | 0.00016198 | 0.00013334 | 3.168 | 3.2415 | 3.4273 | 4.8059 | 4.9882 | 5.4742 | 3.4273 | 7.42 | 0.045556 | 7.845e-05
1842 | 0.00019959 | 0.0001455 | 3.0654 | 3.2419 | 3.4273 | 4.5596 | 4.9894 | 5.4742 | 3.4273 | 5.66 | 0 | 0.00026258
1843 | 0.00022737 | 0.00016103 | 2.395 | 3.2424 | 3.4273 | 3.5146 | 4.9906 | 5.4742 | 3.4273 | 4.36 | 0 | 0.00024404
1844 | 0.00026754 | 0.00016773 | 2.3168 | 3.2428 | 3.4273 | 3.3385 | 4.9917 | 5.4742 | 3.4273 | 2.48 | 0 | 0.00024947
1845 | 0.00026925 | 0.00016686 | 2.3135 | 3.2433 | 3.4273 | 3.3314 | 4.9928 | 5.4742 | 3.4273 | 2.4 | 0 | 0.00025254
1846 | 0.00027096 | 0.00016748 | 2.3103 | 3.2437 | 3.4273 | 3.3243 | 4.9938 | 5.4742 | 3.4273 | 2.32 | 0 | 1.3351e-05
1847 | 0.00028763 | 0.00017026 | 2.2795 | 3.2441 | 3.4273 | 3.2569 | 4.9948 | 5.4742 | 3.4273 | 1.54 | 0 | 1.406e-05
1848 | 0.00030174 | 0.0001731 | 2.2541 | 3.2444 | 3.4273 | 3.2019 | 4.9957 | 5.4742 | 3.4273 | 0.88 | 0 | 1.5418e-05
1849 | 0.00032011 | 0.00018163 | 2.2217 | 3.2447 | 3.4273 | 3.1331 | 4.9965 | 5.4742 | 3.4273 | 0.02 | 0 | 9.3928e-06
1850 | 0.00031114 | 0.00017949 | 2.2374 | 3.245 | 3.4273 | 3.1663 | 4.9973 | 5.4742 | 3.4273 | 0.44 | 0 | 8.2113e-06
1851 | 0.00030644 | 0.00017826 | 2.2457 | 3.2453 | 3.4273 | 3.184 | 4.998 | 5.4742 | 3.4273 | 0.66 | 0 | 8.5657e-06
1852 | 0.00031327 | 0.00018042 | 2.2337 | 3.2456 | 3.4273 | 3.1583 | 4.9987 | 5.4742 | 3.4273 | 0.34 | 0 | 1.1697e-05
1853 | 0.00032267 | 0.0001833 | 2.2166 | 3.2459 | 3.4273 | 3.1221 | 4.9995 | 5.4742 | 3.4273 | -0.12 | 0 | 1.2701e-05
1854 | 0.00029233 | 0.0001704 | 2.271 | 3.2462 | 3.4273 | 3.2384 | 5.0001 | 5.4742 | 3.4273 | 1.32 | 0.049444 | 9.5109e-06
1855 | 0.00024404 | 0.00015857 | 2.3619 | 3.2464 | 3.4273 | 3.4393 | 5.0008 | 5.4742 | 3.4273 | 3.58 | 0.19667 | 0.0005273
1856 | 0.00019275 | 0.00014327 | 3.0836 | 3.2468 | 3.4273 | 4.6024 | 5.0018 | 5.4742 | 3.4273 | 5.98 | 0.34813 | 0.00013546
1857 | 0.00014317 | 0.00012869 | 3.222 | 3.2472 | 3.4273 | 4.9393 | 5.0027 | 5.4742 | 3.4273 | 8.3 | 0.485 | 0.00010456
1858 | 0.00011454 | 0.00011931 | 3.3077 | 3.2475 | 3.4273 | 5.1573 | 5.0034 | 5.4742 | 3.4273 | 9.64 | 0.58 | 0.00012476
1859 | 8.0349e-05 | 0.00010971 | 3.4162 | 3.2478 | 3.4273 | 5.4442 | 5.0042 | 5.4742 | 3.4273 | 11.24 | 0.63667 | 0.00010929
1860 | 4.7013e-05 | 9.9279e-05 | 3.5291 | 3.2482 | 3.4273 | 5.7564 | 5.0051 | 5.4742 | 3.4273 | 12.8 | 0.63444 | 0.00025538
1861 | 2.7353e-05 | 9.2265e-05 | 3.5993 | 3.2486 | 3.4273 | 5.958 | 5.0062 | 5.4742 | 3.4273 | 13.72 | 0.57778 | 0.00012979
1862 | 7.2656e-06 | 8.4014e-05 | 3.6739 | 3.249 | 3.4273 | 6.179 | 5.0073 | 5.4742 | 3.4273 | 14.66 | 0.47944 | 0.00013138
1863 | 0 | 8.1087e-05 | 3.7033 | 3.2495 | 3.4273 | 6.268 | 5.0085 | 5.4742 | 3.4273 | 15.02 | 0.34833 | 0.00013197
1864 | 0 | 8.4125e-05 | 3.7033 | 3.2499 | 3.4273 | 6.268 | 5.0096 | 5.4742 | 3.4273 | 15.02 | 0.19389 | 9.1801e-05
1865 | 1.1967e-05 | 9.1537e-05 | 3.6562 | 3.2504 | 3.4273 | 6.1258 | 5.0109 | 5.4742 | 3.4273 | 14.44 | 0.047778 | 8.0341e-05
1866 | 5.5133e-05 | 0.00010533 | 3.5009 | 3.251 | 3.4273 | 5.6771 | 5.0122 | 5.4742 | 3.4273 | 12.42 | 0 | 0.00024533
1867 | 0.00014574 | 0.00013525 | 3.2145 | 3.2515 | 3.4273 | 4.9206 | 5.0136 | 5.4742 | 3.4273 | 8.18 | 0 | 0.00025833
1868 | 0.00017395 | 0.00014358 | 3.1346 | 3.2518 | 3.4273 | 4.7247 | 5.0144 | 5.4742 | 3.4273 | 6.86 | 0 | 0.00025154
1869 | 0.00021198 | 0.00015113 | 3.033 | 3.2522 | 3.4273 | 4.4838 | 5.0153 | 5.4742 | 3.4273 | 5.08 | 0 | 0.00024108
1870 | 0.00022096 | 0.00015057 | 2.408 | 3.2526 | 3.4273 | 3.5444 | 5.0165 | 5.4742 | 3.4273 | 4.66 | 0 | 1.7486e-05
1871 | 0.00022523 | 0.00015444 | 2.3994 | 3.2531 | 3.4273 | 3.5245 | 5.0176 | 5.4742 | 3.4273 | 4.46 | 0 | 1.3823e-05
1872 | 0.00023506 | 0.00015701 | 2.3796 | 3.2536 | 3.4273 | 3.4794 | 5.0188 | 5.4742 | 3.4273 | 4 | 0 | 1.1165e-05
1873 | 0.00023293 | 0.00015685 | 2.3839 | 3.254 | 3.4273 | 3.4891 | 5.0198 | 5.4742 | 3.4273 | 4.1 | 0 | 8.2113e-06
1874 | 0.00022951 | 0.00015473 | 2.3907 | 3.2543 | 3.4273 | 3.5048 | 5.0208 | 5.4742 | 3.4273 | 4.26 | 0 | 1.022e-05
1875 | 0.00026754 | 0.0001674 | 2.3168 | 3.2546 | 3.4273 | 3.3385 | 5.0215 | 5.4742 | 3.4273 | 2.48 | 0 | 1.0397e-05
1876 | 0.00027096 | 0.00016839 | 2.3103 | 3.2548 | 3.4273 | 3.3243 | 5.022 | 5.4742 | 3.4273 | 2.32 | 0 | 8.802e-06
1877 | 0.00026327 | 0.00016597 | 2.3248 | 3.2551 | 3.4273 | 3.3564 | 5.0227 | 5.4742 | 3.4273 | 2.68 | 0 | 1.1342e-05
1878 | 0.00026156 | 0.00016508 | 2.3281 | 3.2554 | 3.4273 | 3.3636 | 5.0235 | 5.4742 | 3.4273 | 2.76 | 0.05 | 1.276e-05
1879 | 0.00019275 | 0.0001435 | 3.0836 | 3.2557 | 3.4273 | 4.6024 | 5.0243 | 5.4742 | 3.4273 | 5.98 | 0.19222 | 0.00054815
1880 | 0.00011668 | 0.00012109 | 3.3011 | 3.2561 | 3.4273 | 5.1403 | 5.0253 | 5.4742 | 3.4273 | 9.54 | 0.33611 | 0.00012358
1881 | 3.932e-05 | 9.767e-05 | 3.5563 | 3.2565 | 3.4273 | 5.8336 | 5.0264 | 5.4742 | 3.4273 | 13.16 | 0.46389 | 8.9261e-05
1882 | 0 | 8.4928e-05 | 3.7132 | 3.2569 | 3.4273 | 6.2983 | 5.0273 | 5.4742 | 3.4273 | 15.14 | 0.55722 | 0.00012246
1883 | 0 | 8.5486e-05 | 3.817 | 3.2573 | 3.4273 | 6.6233 | 5.0283 | 5.4742 | 3.4273 | 16.36 | 0.61111 | 0.00013079
1884 | 0 | 8.6307e-05 | 3.8974 | 3.2577 | 3.4273 | 6.8854 | 5.0292 | 5.4742 | 3.4273 | 17.26 | 0.59889 | 0.00025928
1885 | 0 | 8.6794e-05 | 3.9065 | 3.258 | 3.4273 | 6.9159 | 5.0299 | 5.4742 | 3.4273 | 17.36 | 0.53444 | 0.00012181
1886 | 0 | 8.6732e-05 | 3.9812 | 3.2582 | 3.4273 | 7.1692 | 5.0307 | 5.4742 | 3.4273 | 18.16 | 0.48556 | 0.00012441
1887 | 0 | 8.4345e-05 | 3.9717 | 3.2586 | 3.4273 | 7.1365 | 5.0314 | 5.4742 | 3.4273 | 18.06 | 0.34056 | 0.00012565
1888 | 0 | 8.3064e-05 | 3.9717 | 3.2588 | 3.4273 | 7.1365 | 5.0322 | 5.4742 | 3.4273 | 18.06 | 0.18944 | 8.2467e-05
1889 | 0 | 8.7087e-05 | 3.8381 | 3.2592 | 3.4273 | 6.6912 | 5.033 | 5.4742 | 3.4273 | 16.6 | 0.038333 | 7.1066e-05
1890 | 3.3336e-05 | 9.7642e-05 | 3.5776 | 3.2595 | 3.4273 | 5.8951 | 5.0339 | 5.4742 | 3.4273 | 13.44 | 0 | 0.00024445
1891 | 8.7614e-05 | 0.00011556 | 3.3926 | 3.26 | 3.4273 | 5.3806 | 5.035 | 5.4742 | 3.4273 | 10.9 | 0 | 0.00025378
1892 | 0.00010898 | 0.00011997 | 3.3249 | 3.2604 | 3.4273 | 5.2018 | 5.0362 | 5.4742 | 3.4273 | 9.9 | 0 | 0.00024669
1893 | 0.00013805 | 0.00012853 | 3.237 | 3.2609 | 3.4273 | 4.977 | 5.0374 | 5.4742 | 3.4273 | 8.54 | 0 | 0.00023695
1894 | 0.00015728 | 0.00013418 | 3.1813 | 3.2613 | 3.4273 | 4.8385 | 5.0384 | 5.4742 | 3.4273 | 7.64 | 0 | 9.8063e-06
1895 | 0.00014317 | 0.0001297 | 3.222 | 3.2617 | 3.4273 | 4.9393 | 5.0393 | 5.4742 | 3.4273 | 8.3 | 0 | 1.2701e-05
1896 | 0.00018378 | 0.00014045 | 3.1077 | 3.2619 | 3.4273 | 4.66 | 5.0398 | 5.4742 | 3.4273 | 6.4 | 0 | 1.3587e-05
1897 | 0.00018677 | 0.00014143 | 3.0996 | 3.2621 | 3.4273 | 4.6406 | 5.0404 | 5.4742 | 3.4273 | 6.26 | 0 | 9.8654e-06
1898 | 0.0002013 | 0.00014648 | 3.0609 | 3.2624 | 3.4273 | 4.549 | 5.0412 | 5.4742 | 3.4273 | 5.58 | 0 | 1.2937e-05
1899 | 0.00020557 | 0.00014769 | 3.0497 | 3.2627 | 3.4273 | 4.5227 | 5.042 | 5.4742 | 3.4273 | 5.38 | 0 | 1.0633e-05
1900 | 0.00021711 | 0.00015126 | 2.4159 | 3.263 | 3.4273 | 3.5626 | 5.0427 | 5.4742 | 3.4273 | 4.84 | 0 | 9.3337e-06
1901 | 0.00023677 | 0.00015717 | 2.3762 | 3.2631 | 3.4273 | 3.4717 | 5.043 | 5.4742 | 3.4273 | 3.92 | 0.0016667 | 1.2996e-05
1902 | 0.00023677 | 0.00015648 | 2.3762 | 3.2632 | 3.4273 | 3.4717 | 5.0432 | 5.4742 | 3.4273 | 3.92 | 0.047778 | 9.6882e-06
1903 | 0.00019275 | 0.00014295 | 3.0836 | 3.2632 | 3.4273 | 4.6024 | 5.0434 | 5.4742 | 3.4273 | 5.98 | 0.18667 | 0.00052062
1904 | 0.00012608 | 0.00012344 | 3.2726 | 3.2634 | 3.4273 | 5.0672 | 5.0437 | 5.4742 | 3.4273 | 9.1 | 0.33 | 0.0001302
1905 | 3.5473e-05 | 9.6334e-05 | 3.57 | 3.2634 | 3.4273 | 5.873 | 5.0438 | 5.4742 | 3.4273 | 13.34 | 0.46444 | 0.00010344
1906 | 0 | 8.4884e-05 | 3.8066 | 3.2634 | 3.4273 | 6.5899 | 5.0437 | 5.4742 | 3.4273 | 16.24 | 0.56056 | 0.00013162
1907 | 0 | 8.5246e-05 | 3.9361 | 3.2632 | 3.4273 | 7.015 | 5.0432 | 5.4742 | 3.4273 | 17.68 | 0.61389 | 0.00012748
1908 | 0 | 8.5749e-05 | 4.1028 | 3.263 | 3.4273 | 7.6007 | 5.0426 | 5.4742 | 3.4273 | 19.4 | 0.61444 | 0.00027162
1909 | 0 | 8.5529e-05 | 4.045 | 3.2627 | 3.4273 | 7.3926 | 5.042 | 5.4742 | 3.4273 | 18.82 | 0.55778 | 0.00012027
1910 | 0 | 8.4567e-05 | 4.0668 | 3.2625 | 3.4273 | 7.4702 | 5.0413 | 5.4742 | 3.4273 | 19.04 | 0.45833 | 0.00011655
1911 | 0 | 8.4712e-05 | 4.0569 | 3.2622 | 3.4273 | 7.4347 | 5.0407 | 5.4742 | 3.4273 | 18.94 | 0.33 | 0.00011265
1912 | 0 | 8.3969e-05 | 3.9908 | 3.262 | 3.4273 | 7.2022 | 5.0401 | 5.4742 | 3.4273 | 18.26 | 0.18389 | 8.4889e-05
1913 | 0 | 8.3147e-05 | 3.9065 | 3.2617 | 3.4273 | 6.9159 | 5.0394 | 5.4742 | 3.4273 | 17.36 | 0.045556 | 8.5303e-05
1914 | 0 | 8.5715e-05 | 3.7738 | 3.2614 | 3.4273 | 6.4861 | 5.0387 | 5.4742 | 3.4273 | 15.86 | 0 | 0.00025638
1915 | 3.3336e-05 | 9.8014e-05 | 3.5776 | 3.2612 | 3.4273 | 5.8951 | 5.0382 | 5.4742 | 3.4273 | 13.44 | 0 | 0.00022354
1916 | 3.5473e-05 | 9.5627e-05 | 3.57 | 3.261 | 3.4273 | 5.873 | 5.0378 | 5.4742 | 3.4273 | 13.34 | 0 | 0.00024386
1917 | 4.4448e-05 | 9.9271e-05 | 3.5381 | 3.2609 | 3.4273 | 5.7819 | 5.0374 | 5.4742 | 3.4273 | 12.92 | 0 | 0.00022879
1918 | 7.8212e-05 | 0.00010965 | 3.4232 | 3.2607 | 3.4273 | 5.4632 | 5.0368 | 5.4742 | 3.4273 | 11.34 | 0 | 1.2346e-05
1919 | 0.00012394 | 0.00012307 | 3.279 | 3.2605 | 3.4273 | 5.0836 | 5.0364 | 5.4742 | 3.4273 | 9.2 | 0 | 1.2228e-05
1920 | 0.00012394 | 0.00012329 | 3.279 | 3.2603 | 3.4273 | 5.0836 | 5.0358 | 5.4742 | 3.4273 | 9.2 | 0 | 1.3941e-05
1921 | 0.00013206 | 0.0001257 | 3.2547 | 3.26 | 3.4273 | 5.0216 | 5.0352 | 5.4742 | 3.4273 | 8.82 | 0 | 1.5005e-05
1922 | 0.00014104 | 0.00012785 | 3.2282 | 3.2598 | 3.4273 | 4.9549 | 5.0346 | 5.4742 | 3.4273 | 8.4 | 0 | 1.2524e-05
1923 | 0.00017651 | 0.0001387 | 3.1276 | 3.2595 | 3.4273 | 4.7076 | 5.0337 | 5.4742 | 3.4273 | 6.74 | 0 | 8.5067e-06
1924 | 0.00016625 | 0.00013602 | 3.156 | 3.2591 | 3.4273 | 4.7765 | 5.0329 | 5.4742 | 3.4273 | 7.22 | 0 | 1.6954e-05
1925 | 0.00020429 | 0.00014584 | 3.0531 | 3.2587 | 3.4273 | 4.5305 | 5.0319 | 5.4742 | 3.4273 | 5.44 | 0.0016667 | 1.0515e-05
1926 | 0.00019275 | 0.00014296 | 3.0836 | 3.2583 | 3.4273 | 4.6024 | 5.0309 | 5.4742 | 3.4273 | 5.98 | 0.050556 | 9.1565e-06
1927 | 0.00014317 | 0.00012823 | 3.222 | 3.258 | 3.4273 | 4.9393 | 5.0301 | 5.4742 | 3.4273 | 8.3 | 0.19222 | 0.00052871
1928 | 0.00011796 | 0.0001208 | 3.2972 | 3.2578 | 3.4273 | 5.1302 | 5.0295 | 5.4742 | 3.4273 | 9.48 | 0.33889 | 0.00013055
1929 | 7.3511e-05 | 0.0001075 | 3.4388 | 3.2575 | 3.4273 | 5.5055 | 5.0288 | 5.4742 | 3.4273 | 11.56 | 0.46444 | 0.00012358
1930 | 2.3079e-05 | 9.1801e-05 | 3.6149 | 3.2571 | 3.4273 | 6.0036 | 5.0279 | 5.4742 | 3.4273 | 13.92 | 0.56056 | 0.00012701
1931 | 0 | 8.4933e-05 | 3.7349 | 3.2567 | 3.4273 | 6.3648 | 5.0266 | 5.4742 | 3.4273 | 15.4 | 0.615 | 0.00013014
1932 | 0 | 8.556e-05 | 3.8188 | 3.2561 | 3.4273 | 6.6289 | 5.0253 | 5.4742 | 3.4273 | 16.38 | 0.62111 | 0.00024321
1933 | 0 | 8.5344e-05 | 3.8901 | 3.2557 | 3.4273 | 6.8613 | 5.0241 | 5.4742 | 3.4273 | 17.18 | 0.56333 | 0.00011844
1934 | 0 | 8.534e-05 | 3.8901 | 3.2551 | 3.4273 | 6.8613 | 5.0227 | 5.4742 | 3.4273 | 17.18 | 0.465 | 0.00011301
1935 | 0 | 8.5074e-05 | 3.8738 | 3.2546 | 3.4273 | 6.8076 | 5.0213 | 5.4742 | 3.4273 | 17 | 0.29056 | 0.00011773
1936 | 0 | 8.4587e-05 | 3.7824 | 3.2541 | 3.4273 | 6.5131 | 5.0201 | 5.4742 | 3.4273 | 15.96 | 0.071111 | 8.3235e-05
1937 | 1.6241e-05 | 8.9892e-05 | 3.6402 | 3.2536 | 3.4273 | 6.0782 | 5.0189 | 5.4742 | 3.4273 | 14.24 | 0.024444 | 8.7016e-05
1938 | 6.2399e-05 | 0.00010362 | 3.4761 | 3.2533 | 3.4273 | 5.608 | 5.0181 | 5.4742 | 3.4273 | 12.08 | 0 | 0.00024782
1939 | 7.0092e-05 | 0.00010559 | 3.4502 | 3.253 | 3.4273 | 5.5366 | 5.0173 | 5.4742 | 3.4273 | 11.72 | 0 | 0.00024994
1940 | 8.7614e-05 | 0.00011229 | 3.3926 | 3.2527 | 3.4273 | 5.3806 | 5.0165 | 5.4742 | 3.4273 | 10.9 | 0 | 0.0002448
1941 | 9.4025e-05 | 0.00011343 | 3.372 | 3.2524 | 3.4273 | 5.3257 | 5.0159 | 5.4742 | 3.4273 | 10.6 | 0 | 0.00023872
1942 | 0.00010898 | 0.00011844 | 3.3249 | 3.2522 | 3.4273 | 5.2018 | 5.0154 | 5.4742 | 3.4273 | 9.9 | 0 | 9.57e-06
1943 | 0.00012394 | 0.00012176 | 3.279 | 3.252 | 3.4273 | 5.0836 | 5.0149 | 5.4742 | 3.4273 | 9.2 | 0 | 1.4591e-05
1944 | 0.00014317 | 0.00012584 | 3.222 | 3.2518 | 3.4273 | 4.9393 | 5.0144 | 5.4742 | 3.4273 | 8.3 | 0 | 2.3689e-05
1945 | 0.000153 | 0.00013175 | 3.1935 | 3.2516 | 3.4273 | 4.8686 | 5.0139 | 5.4742 | 3.4273 | 7.84 | 0 | 2.4279e-05
1946 | 0.00015942 | 0.00013385 | 3.1753 | 3.2514 | 3.4273 | 4.8236 | 5.0134 | 5.4742 | 3.4273 | 7.54 | 0 | 3.2373e-05
1947 | 0.00015942 | 0.00013011 | 3.1753 | 3.2512 | 3.4273 | 4.8236 | 5.0127 | 5.4742 | 3.4273 | 7.54 | 0 | 3.0069e-05
1948 | 0.00018677 | 0.00014191 | 3.0996 | 3.2509 | 3.4273 | 4.6406 | 5.0121 | 5.4742 | 3.4273 | 6.26 | 0 | 2.4102e-05
1949 | 0.00020686 | 0.00014807 | 3.0464 | 3.2506 | 3.4273 | 4.5149 | 5.0114 | 5.4742 | 3.4273 | 5.32 | 0.0017063 | 2.3866e-05
1950 | 0.00020899 | 0.00014835 | 3.0408 | 3.2504 | 3.4273 | 4.5019 | 5.0107 | 5.4742 | 3.4273 | 5.22 | 0.045556 | 2.7824e-05
1951 | 0.00015899 | 0.00013259 | 3.1765 | 3.2502 | 3.4273 | 4.8266 | 5.0104 | 5.4742 | 3.4273 | 7.56 | 0.18944 | 0.00052452
1952 | 0.00013334 | 0.00012522 | 3.2509 | 3.2504 | 3.4273 | 5.012 | 5.0107 | 5.4742 | 3.4273 | 8.76 | 0.33611 | 0.00051548
1953 | 0.00010898 | 0.00011806 | 3.3249 | 3.2504 | 3.4273 | 5.2018 | 5.0109 | 5.4742 | 3.4273 | 9.9 | 0.44611 | 0.00013823
1954 | 7.8212e-05 | 0.00010876 | 3.4232 | 3.2504 | 3.4273 | 5.4632 | 5.0109 | 5.4742 | 3.4273 | 11.34 | 0.47944 | 0.00014633
1955 | 3.761e-05 | 9.6964e-05 | 3.5623 | 3.2503 | 3.4273 | 5.8511 | 5.0104 | 5.4742 | 3.4273 | 13.24 | 0.37333 | 0.00011177
1956 | 1.1967e-05 | 8.8531e-05 | 3.6562 | 3.2499 | 3.4273 | 6.1258 | 5.0096 | 5.4742 | 3.4273 | 14.44 | 0.26056 | 8.4889e-05
1957 | 0 | 8.4924e-05 | 3.7132 | 3.2496 | 3.4273 | 6.2983 | 5.0088 | 5.4742 | 3.4273 | 15.14 | 0.30833 | 9.7413e-05
1958 | 6.1259e-06 | 8.6998e-05 | 3.6782 | 3.2493 | 3.4273 | 6.192 | 5.008 | 5.4742 | 3.4273 | 14.7133 | 0.27722 | 8.7961e-05
1959 | 0 | 8.5001e-05 | 3.7365 | 3.249 | 3.4273 | 6.37 | 5.0072 | 5.4742 | 3.4273 | 15.42 | 0.11333 | 0.00029519
1960 | 7.2656e-06 | 8.6705e-05 | 3.6739 | 3.2487 | 3.4273 | 6.179 | 5.0065 | 5.4742 | 3.4273 | 14.66 | 0.055556 | 0.00028545
1961 | 2.0087e-05 | 9.1169e-05 | 3.6259 | 3.2485 | 3.4273 | 6.036 | 5.006 | 5.4742 | 3.4273 | 14.06 | 0.016111 | 5.8247e-05
1962 | 5.2569e-05 | 0.00010096 | 3.5098 | 3.2484 | 3.4273 | 5.7019 | 5.0057 | 5.4742 | 3.4273 | 12.54 | 0 | 3.7335e-05
1963 | 8.7614e-05 | 0.00011019 | 3.3926 | 3.2483 | 3.4273 | 5.3806 | 5.0054 | 5.4742 | 3.4273 | 10.9 | 0 | 4.5782e-05
1964 | 0.00011796 | 0.00012167 | 3.2972 | 3.2481 | 3.4273 | 5.1302 | 5.0051 | 5.4742 | 3.4273 | 9.48 | 0 | 0.00016163
1965 | 0.00014574 | 0.00012915 | 3.2145 | 3.2481 | 3.4273 | 4.9206 | 5.0049 | 5.4742 | 3.4273 | 8.18 | 0 | 0.00017267
1966 | 0.00018249 | 0.00014028 | 3.1112 | 3.2479 | 3.4273 | 4.6683 | 5.0046 | 5.4742 | 3.4273 | 6.46 | 0 | 0.00015944
1967 | 0.00021027 | 0.00014895 | 3.0375 | 3.2477 | 3.4273 | 4.4941 | 5.0041 | 5.4742 | 3.4273 | 5.16 | 0 | 1.7899e-05
1968 | 0.00021711 | 0.00015004 | 2.4159 | 3.2475 | 3.4273 | 3.5626 | 5.0035 | 5.4742 | 3.4273 | 4.84 | 0 | 2.552e-05
1969 | 0.00022951 | 0.00015375 | 2.3907 | 3.2473 | 3.4273 | 3.5048 | 5.003 | 5.4742 | 3.4273 | 4.26 | 0 | 2.5638e-05
1970 | 0.0002419 | 0.00015837 | 2.3661 | 3.2471 | 3.4273 | 3.4488 | 5.0025 | 5.4742 | 3.4273 | 3.68 | 0 | 2.4988e-05
1971 | 0.00025301 | 0.00016171 | 2.3445 | 3.2469 | 3.4273 | 3.4001 | 5.002 | 5.4742 | 3.4273 | 3.16 | 0 | 2.7765e-05
1972 | 0.00023677 | 0.00015593 | 2.3762 | 3.2467 | 3.4273 | 3.4717 | 5.0014 | 5.4742 | 3.4273 | 3.92 | 0 | 2.7765e-05
1973 | 0.00026925 | 0.00016539 | 2.3135 | 3.2464 | 3.4273 | 3.3314 | 5.0007 | 5.4742 | 3.4273 | 2.4 | 0.001746 | 2.0735e-05
1974 | 0.00023891 | 0.00015574 | 2.372 | 3.2462 | 3.4273 | 3.4621 | 5.0002 | 5.4742 | 3.4273 | 3.82 | 0.073333 | 2.044e-05
1975 | 0.00019403 | 0.00014349 | 3.0802 | 3.2461 | 3.4273 | 4.5943 | 5 | 5.4742 | 3.4273 | 5.92 | 0.14222 | 0.00052623
1976 | 0.00012993 | 0.00012457 | 3.2611 | 3.2462 | 3.4273 | 5.0378 | 5.0001 | 5.4742 | 3.4273 | 8.92 | 0.32389 | 0.00051389
1977 | 7.6075e-05 | 0.00010823 | 3.4303 | 3.2463 | 3.4273 | 5.4823 | 5.0003 | 5.4742 | 3.4273 | 11.44 | 0.37556 | 0.00014928
1978 | 3.1627e-05 | 9.5046e-05 | 3.5838 | 3.2463 | 3.4273 | 5.913 | 5.0006 | 5.4742 | 3.4273 | 13.52 | 0.60111 | 0.00013894
1979 | 2.3079e-05 | 9.0768e-05 | 3.6149 | 3.2464 | 3.4273 | 6.0036 | 5.0006 | 5.4742 | 3.4273 | 13.92 | 0.38944 | 9.5582e-05
1980 | 2.949e-05 | 9.3517e-05 | 3.5915 | 3.2464 | 3.4273 | 5.9354 | 5.0007 | 5.4742 | 3.4273 | 13.62 | 0.26056 | 7.6796e-05
1981 | 0 | 8.4859e-05 | 3.705 | 3.2463 | 3.4273 | 6.273 | 5.0005 | 5.4742 | 3.4273 | 15.04 | 0.28 | 8.9379e-05
1982 | 0 | 8.5861e-05 | 3.705 | 3.2463 | 3.4273 | 6.273 | 5.0003 | 5.4742 | 3.4273 | 15.04 | 0.28778 | 8.6366e-05
1983 | 0 | 8.5234e-05 | 3.7636 | 3.2462 | 3.4273 | 6.454 | 5.0001 | 5.4742 | 3.4273 | 15.74 | 0.20056 | 0.00026465
1984 | 1.4104e-05 | 8.9612e-05 | 3.6482 | 3.246 | 3.4273 | 6.1019 | 4.9997 | 5.4742 | 3.4273 | 14.34 | 0.19222 | 0.00029425
1985 | 2.5216e-05 | 9.3155e-05 | 3.6071 | 3.2459 | 3.4273 | 5.9807 | 4.9995 | 5.4742 | 3.4273 | 13.82 | 0.038333 | 4.9799e-05
1986 | 4.4448e-05 | 9.8789e-05 | 3.5381 | 3.2459 | 3.4273 | 5.7819 | 4.9995 | 5.4742 | 3.4273 | 12.92 | 0.0017857 | 4.7141e-05
1987 | 0.00011454 | 0.00011417 | 3.3077 | 3.246 | 3.4273 | 5.1573 | 4.9998 | 5.4742 | 3.4273 | 9.64 | 0 | 4.336e-05
1988 | 0.00012779 | 0.0001245 | 3.2675 | 3.246 | 3.4273 | 5.0541 | 4.9998 | 5.4742 | 3.4273 | 9.02 | 0 | 0.00017474
1989 | 0.00011668 | 0.00012005 | 3.3011 | 3.2461 | 3.4273 | 5.1403 | 5 | 5.4742 | 3.4273 | 9.54 | 0 | 0.00018266
1990 | 0.00012779 | 0.00012209 | 3.2675 | 3.2461 | 3.4273 | 5.0541 | 5 | 5.4742 | 3.4273 | 9.02 | 0 | 0.00017598
1991 | 0.00014788 | 0.00013013 | 3.2083 | 3.2461 | 3.4273 | 4.9052 | 5.0001 | 5.4742 | 3.4273 | 8.08 | 0 | 2.3334e-05
1992 | 0.00016625 | 0.00013532 | 3.156 | 3.2462 | 3.4273 | 4.7765 | 5.0001 | 5.4742 | 3.4273 | 7.22 | 0 | 1.1224e-05
1993 | 0.00018378 | 0.00014098 | 3.1077 | 3.2462 | 3.4273 | 4.66 | 5.0002 | 5.4742 | 3.4273 | 6.4 | 0 | 1.4769e-05
1994 | 0.00020472 | 0.00014704 | 3.0519 | 3.2463 | 3.4273 | 4.5279 | 5.0003 | 5.4742 | 3.4273 | 5.42 | 0 | 1.9022e-05
1995 | 0.00019061 | 0.00014236 | 3.0893 | 3.2463 | 3.4273 | 4.616 | 5.0005 | 5.4742 | 3.4273 | 6.08 | 0 | 1.2701e-05
1996 | 0.00019745 | 0.0001448 | 3.0711 | 3.2464 | 3.4273 | 4.5729 | 5.0008 | 5.4742 | 3.4273 | 5.76 | 0 | 1.087e-05
1997 | 0.00019959 | 0.00014417 | 3.0654 | 3.2465 | 3.4273 | 4.5596 | 5.0011 | 5.4742 | 3.4273 | 5.66 | 0.0018254 | 1.2346e-05
1998 | 0.0002013 | 0.00014574 | 3.0609 | 3.2466 | 3.4273 | 4.549 | 5.0013 | 5.4742 | 3.4273 | 5.58 | 0.011111 | 1.1933e-05
1999 | 0.00020686 | 0.00014742 | 3.0464 | 3.2468 | 3.4273 | 4.5149 | 5.0018 | 5.4742 | 3.4273 | 5.32 | 0.021667 | 0.00053232
2000 | 0.00020215 | 0.00014616 | 3.0587 | 3.247 | 3.4273 | 4.5437 | 5.0023 | 5.4742 | 3.4273 | 5.54 | 0.038333 | 0.00013416
2001 | 0.00020215 | 0.00014534 | 3.0587 | 3.2471 | 3.4273 | 4.5437 | 5.0023 | 5.4742 | 3.4273 | 5.54 | 0.081667 | 0.0001084
2002 | 0.00019745 | 0.00014468 | 3.0711 | 3.2469 | 3.4273 | 4.5729 | 5.0021 | 5.4742 | 3.4273 | 5.76 | 0.093889 | 0.00013298
2003 | 0.00019532 | 0.00014372 | 3.0767 | 3.2468 | 3.4273 | 4.5863 | 5.0016 | 5.4742 | 3.4273 | 5.86 | 0.093889 | 0.00012813
2004 | 0.00017266 | 0.00013628 | 3.1382 | 3.2465 | 3.4273 | 4.7332 | 5.001 | 5.4742 | 3.4273 | 6.92 | 0.093889 | 0.00024528
2005 | 0.00014788 | 0.00012997 | 3.2083 | 3.2463 | 3.4273 | 4.9052 | 5.0004 | 5.4742 | 3.4273 | 8.08 | 0.14222 | 0.00012541
2006 | 0.00012608 | 0.00012291 | 3.2726 | 3.2462 | 3.4273 | 5.0672 | 5.0001 | 5.4742 | 3.4273 | 9.1 | 0.20278 | 0.00012287
2007 | 0.00012608 | 0.00012235 | 3.2726 | 3.246 | 3.4273 | 5.0672 | 4.9996 | 5.4742 | 3.4273 | 9.1 | 0.31167 | 0.0001266
2008 | 0.00012993 | 0.00012276 | 3.2611 | 3.2458 | 3.4273 | 5.0378 | 4.9991 | 5.4742 | 3.4273 | 8.92 | 0.094444 | 8.2113e-05
2009 | 0.00014018 | 0.00012677 | 3.2307 | 3.2456 | 3.4273 | 4.9612 | 4.9987 | 5.4742 | 3.4273 | 8.44 | 0.029444 | 8.5008e-05
2010 | 0.00015087 | 0.0001301 | 3.1997 | 3.2455 | 3.4273 | 4.8838 | 4.9984 | 5.4742 | 3.4273 | 7.94 | 0.0018651 | 0.00027085
2011 | 0.00015685 | 0.00013223 | 3.1826 | 3.2454 | 3.4273 | 4.8415 | 4.9982 | 5.4742 | 3.4273 | 7.66 | 0 | 0.00025821
2012 | 0.00016283 | 0.00013439 | 3.1656 | 3.2455 | 3.4273 | 4.8 | 4.9984 | 5.4742 | 3.4273 | 7.38 | 0 | 0.00025975
2013 | 0.00016198 | 0.00013438 | 3.168 | 3.2456 | 3.4273 | 4.8059 | 4.9986 | 5.4742 | 3.4273 | 7.42 | 0 | 0.00025863
2014 | 0.00016283 | 0.00013471 | 3.1656 | 3.2457 | 3.4273 | 4.8 | 4.9989 | 5.4742 | 3.4273 | 7.38 | 0 | 1.3528e-05
2015 | 0.00016625 | 0.00013543 | 3.156 | 3.2459 | 3.4273 | 4.7765 | 4.9994 | 5.4742 | 3.4273 | 7.22 | 0 | 1.2346e-05
2016 | 0.00015899 | 0.00013289 | 3.1765 | 3.2461 | 3.4273 | 4.8266 | 5 | 5.4742 | 3.4273 | 7.56 | 0 | 9.4519e-06
2017 | 0.00015471 | 0.00013005 | 3.1886 | 3.2464 | 3.4273 | 4.8565 | 5.0006 | 5.4742 | 3.4273 | 7.76 | 0 | 1.2642e-05
2018 | 0.00016583 | 0.00013506 | 3.1572 | 3.2466 | 3.4273 | 4.7795 | 5.0012 | 5.4742 | 3.4273 | 7.24 | 0 | 1.3941e-05
2019 | 0.00017779 | 0.00013835 | 3.1241 | 3.2469 | 3.4273 | 4.6991 | 5.002 | 5.4742 | 3.4273 | 6.68 | 0 | 9.9835e-06
2020 | 0.00018506 | 0.00014118 | 3.1043 | 3.2472 | 3.4273 | 4.6517 | 5.0027 | 5.4742 | 3.4273 | 6.34 | 0 | 1.2583e-05
2021 | 0.00019019 | 0.00014285 | 3.0904 | 3.2476 | 3.4273 | 4.6187 | 5.0037 | 5.4742 | 3.4273 | 6.1 | 0 | 1.022e-05
2022 | 0.00019019 | 0.00014162 | 3.0904 | 3.248 | 3.4273 | 4.6187 | 5.0048 | 5.4742 | 3.4273 | 6.1 | 0.019444 | 1.2228e-05
2023 | 0.00018249 | 0.0001399 | 3.1112 | 3.2484 | 3.4273 | 4.6683 | 5.0057 | 5.4742 | 3.4273 | 6.46 | 0.076111 | 0.00056374
2024 | 0.00017651 | 0.0001378 | 3.1276 | 3.2487 | 3.4273 | 4.7076 | 5.0065 | 5.4742 | 3.4273 | 6.74 | 0.14722 | 0.00012482
2025 | 0.00016583 | 0.00013516 | 3.1572 | 3.249 | 3.4273 | 4.7795 | 5.0072 | 5.4742 | 3.4273 | 7.24 | 0.23667 | 0.00012606
2026 | 0.00015642 | 0.00013221 | 3.1838 | 3.2493 | 3.4273 | 4.8445 | 5.0079 | 5.4742 | 3.4273 | 7.68 | 0.23722 | 0.00011325
2027 | 0.00014788 | 0.00013011 | 3.2083 | 3.2495 | 3.4273 | 4.9052 | 5.0086 | 5.4742 | 3.4273 | 8.08 | 0.30444 | 0.00013392
2028 | 0.00013206 | 0.00012444 | 3.2547 | 3.2498 | 3.4273 | 5.0216 | 5.0093 | 5.4742 | 3.4273 | 8.82 | 0.29444 | 0.00026595
2029 | 0.00012223 | 0.00012204 | 3.2842 | 3.2501 | 3.4273 | 5.0968 | 5.01 | 5.4742 | 3.4273 | 9.28 | 0.42833 | 0.00013918
2030 | 0.00012223 | 0.00012148 | 3.2842 | 3.2504 | 3.4273 | 5.0968 | 5.0109 | 5.4742 | 3.4273 | 9.28 | 0.51556 | 0.00012577
2031 | 0.00011668 | 0.00011832 | 3.3011 | 3.2508 | 3.4273 | 5.1403 | 5.0119 | 5.4742 | 3.4273 | 9.54 | 0.32556 | 0.00012376
2032 | 0.00012779 | 0.00012156 | 3.2675 | 3.2513 | 3.4273 | 5.0541 | 5.0131 | 5.4742 | 3.4273 | 9.02 | 0.22722 | 7.2957e-05
2033 | 0.00013634 | 0.0001254 | 3.242 | 3.2518 | 3.4273 | 4.9896 | 5.0144 | 5.4742 | 3.4273 | 8.62 | 0.045556 | 6.5927e-05
2034 | 0.00015001 | 0.00012921 | 3.2021 | 3.2522 | 3.4273 | 4.8899 | 5.0154 | 5.4742 | 3.4273 | 7.98 | 0.0019048 | 0.00023919
2035 | 0.00015856 | 0.00013353 | 3.1777 | 3.2525 | 3.4273 | 4.8296 | 5.0162 | 5.4742 | 3.4273 | 7.58 | 0 | 0.00024279
2036 | 0.00017608 | 0.00013715 | 3.1288 | 3.2527 | 3.4273 | 4.7104 | 5.0167 | 5.4742 | 3.4273 | 6.76 | 0 | 0.00024102
2037 | 0.00018078 | 0.00013972 | 3.1159 | 3.2529 | 3.4273 | 4.6795 | 5.0171 | 5.4742 | 3.4273 | 6.54 | 0 | 0.0002448
2038 | 0.00018506 | 0.00014117 | 3.1043 | 3.2531 | 3.4273 | 4.6517 | 5.0176 | 5.4742 | 3.4273 | 6.34 | 0 | 6.7935e-06
2039 | 0.00018677 | 0.00014146 | 3.0996 | 3.2532 | 3.4273 | 4.6406 | 5.0179 | 5.4742 | 3.4273 | 6.26 | 0 | 7.9159e-06
2040 | 0.00018677 | 0.00014132 | 3.0996 | 3.2533 | 3.4273 | 4.6406 | 5.0182 | 5.4742 | 3.4273 | 6.26 | 0 | 1.3587e-05
2041 | 0.00019019 | 0.00014151 | 3.0904 | 3.2534 | 3.4273 | 4.6187 | 5.0185 | 5.4742 | 3.4273 | 6.1 | 0 | 1.465e-05
2042 | 0.00019959 | 0.00014392 | 3.0654 | 3.2536 | 3.4273 | 4.5596 | 5.0189 | 5.4742 | 3.4273 | 5.66 | 0 | 1.6541e-05
2043 | 0.00020429 | 0.00014673 | 3.0531 | 3.2538 | 3.4273 | 4.5305 | 5.0193 | 5.4742 | 3.4273 | 5.44 | 0 | 7.6796e-06
2044 | 0.00020215 | 0.00014629 | 3.0587 | 3.2539 | 3.4273 | 4.5437 | 5.0197 | 5.4742 | 3.4273 | 5.54 | 0 | 1.3114e-05
2045 | 0.00020686 | 0.00014781 | 3.0464 | 3.2541 | 3.4273 | 4.5149 | 5.0201 | 5.4742 | 3.4273 | 5.32 | 0.0019444 | 1.5418e-05
2046 | 0.00020472 | 0.00014656 | 3.0519 | 3.2542 | 3.4273 | 4.5279 | 5.0205 | 5.4742 | 3.4273 | 5.42 | 0.021667 | 1.3351e-05
2047 | 0.00019403 | 0.00014312 | 3.0802 | 3.2544 | 3.4273 | 4.5943 | 5.0209 | 5.4742 | 3.4273 | 5.92 | 0.073333 | 0.00055902
2048 | 0.00018506 | 0.00014023 | 3.1043 | 3.2546 | 3.4273 | 4.6517 | 5.0213 | 5.4742 | 3.4273 | 6.34 | 0.15389 | 0.0001364
2049 | 0.00017608 | 0.00013816 | 3.1288 | 3.2547 | 3.4273 | 4.7104 | 5.0218 | 5.4742 | 3.4273 | 6.76 | 0.20944 | 9.765e-05
2050 | 0.00015001 | 0.00013004 | 3.2021 | 3.255 | 3.4273 | 4.8899 | 5.0224 | 5.4742 | 3.4273 | 7.98 | 0.37333 | 0.00012346
2051 | 0.00013805 | 0.00012651 | 3.237 | 3.2553 | 3.4273 | 4.977 | 5.0231 | 5.4742 | 3.4273 | 8.54 | 0.68333 | 0.00011177
2052 | 0.00012394 | 0.0001225 | 3.279 | 3.2556 | 3.4273 | 5.0836 | 5.0241 | 5.4742 | 3.4273 | 9.2 | 0.66056 | 0.00024404
2053 | 8.2913e-05 | 0.00011018 | 3.4078 | 3.2561 | 3.4273 | 5.4216 | 5.0252 | 5.4742 | 3.4273 | 11.12 | 0.62111 | 0.00013451
2054 | 5.4706e-05 | 0.00010105 | 3.5024 | 3.2567 | 3.4273 | 5.6812 | 5.0267 | 5.4742 | 3.4273 | 12.44 | 0.51556 | 0.00012996
2055 | 4.4448e-05 | 9.6175e-05 | 3.5381 | 3.2573 | 3.4273 | 5.7819 | 5.0282 | 5.4742 | 3.4273 | 12.92 | 0.39 | 0.00011573
2056 | 3.5473e-05 | 8.995e-05 | 3.57 | 3.2579 | 3.4273 | 5.873 | 5.0298 | 5.4742 | 3.4273 | 13.34 | 0.23722 | 8.1818e-05
2057 | 4.1457e-05 | 9.3434e-05 | 3.5487 | 3.2585 | 3.4273 | 5.812 | 5.0313 | 5.4742 | 3.4273 | 13.06 | 0.076667 | 7.6442e-05
2058 | 0.00010428 | 0.00011572 | 3.3395 | 3.2591 | 3.4273 | 5.2401 | 5.0329 | 5.4742 | 3.4273 | 10.12 | 0.0019841 | 0.00026323
2059 | 0.00014574 | 0.00013148 | 3.2145 | 3.2597 | 3.4273 | 4.9206 | 5.0344 | 5.4742 | 3.4273 | 8.18 | 0 | 0.00023836
2060 | 0.00016283 | 0.00013394 | 3.1656 | 3.2603 | 3.4273 | 4.8 | 5.0359 | 5.4742 | 3.4273 | 7.38 | 0 | 0.00023429
2061 | 0.00018506 | 0.00014016 | 3.1043 | 3.2608 | 3.4273 | 4.6517 | 5.0372 | 5.4742 | 3.4273 | 6.34 | 0 | 0.00024817
2062 | 0.00021583 | 0.00014963 | 2.4185 | 3.2613 | 3.4273 | 3.5687 | 5.0383 | 5.4742 | 3.4273 | 4.9 | 0 | 1.2583e-05
2063 | 0.0002231 | 0.00015206 | 2.4037 | 3.2617 | 3.4273 | 3.5344 | 5.0394 | 5.4742 | 3.4273 | 4.56 | 0 | 1.0692e-05
2064 | 0.00022737 | 0.00015356 | 2.395 | 3.262 | 3.4273 | 3.5146 | 5.0403 | 5.4742 | 3.4273 | 4.36 | 0 | 1.0161e-05
2065 | 0.00024404 | 0.00015608 | 2.3619 | 3.2624 | 3.4273 | 3.4393 | 5.0412 | 5.4742 | 3.4273 | 3.58 | 0 | 1.0279e-05
2066 | 0.00024746 | 0.00015912 | 2.3552 | 3.2629 | 3.4273 | 3.4243 | 5.0424 | 5.4742 | 3.4273 | 3.42 | 0 | 1.8608e-05
2067 | 0.00023677 | 0.00015548 | 2.3762 | 3.2634 | 3.4273 | 3.4717 | 5.0438 | 5.4742 | 3.4273 | 3.92 | 0 | 1.1401e-05
2068 | 0.00021198 | 0.00014872 | 3.033 | 3.264 | 3.4273 | 4.4838 | 5.0453 | 5.4742 | 3.4273 | 5.08 | 0 | 1.1933e-05
2069 | 0.00021198 | 0.00014931 | 3.033 | 3.2645 | 3.4273 | 4.4838 | 5.0466 | 5.4742 | 3.4273 | 5.08 | 0.0033333 | 1.725e-05
2070 | 0.00020429 | 0.00014454 | 3.0531 | 3.2649 | 3.4273 | 4.5305 | 5.0477 | 5.4742 | 3.4273 | 5.44 | 0.081667 | 1.6659e-05
2071 | 0.00015642 | 0.00013148 | 3.1838 | 3.2654 | 3.4273 | 4.8445 | 5.0488 | 5.4742 | 3.4273 | 7.68 | 0.23944 | 0.00052641
2072 | 0.00010685 | 0.00011663 | 3.3315 | 3.2659 | 3.4273 | 5.2192 | 5.0501 | 5.4742 | 3.4273 | 10 | 0.39593 | 0.00012801
2073 | 4.915e-05 | 9.9715e-05 | 3.5217 | 3.2664 | 3.4273 | 5.7353 | 5.0513 | 5.4742 | 3.4273 | 12.7 | 0.52833 | 0.00010344
2074 | 1.6241e-05 | 8.8874e-05 | 3.6402 | 3.2669 | 3.4273 | 6.0782 | 5.0525 | 5.4742 | 3.4273 | 14.24 | 0.63 | 0.00012075
2075 | 0 | 8.3955e-05 | 3.7636 | 3.2673 | 3.4273 | 6.454 | 5.0538 | 5.4742 | 3.4273 | 15.74 | 0.67333 | 0.00013936
2076 | 0 | 8.4336e-05 | 3.8188 | 3.2679 | 3.4273 | 6.6289 | 5.0552 | 5.4742 | 3.4273 | 16.38 | 0.67056 | 0.00025284
2077 | 0 | 8.4714e-05 | 3.8756 | 3.2686 | 3.4273 | 6.8135 | 5.0569 | 5.4742 | 3.4273 | 17.02 | 0.615 | 0.00013309
2078 | 0 | 8.407e-05 | 3.8901 | 3.2693 | 3.4273 | 6.8613 | 5.0589 | 5.4742 | 3.4273 | 17.18 | 0.51556 | 0.00011844
2079 | 0 | 8.1892e-05 | 3.9065 | 3.2702 | 3.4273 | 6.9159 | 5.061 | 5.4742 | 3.4273 | 17.36 | 0.38167 | 0.00012039
2080 | 0 | 7.8464e-05 | 3.9176 | 3.271 | 3.4273 | 6.9527 | 5.0631 | 5.4742 | 3.4273 | 17.48 | 0.23 | 7.6914e-05
2081 | 0 | 8.1618e-05 | 3.8974 | 3.2718 | 3.4273 | 6.8854 | 5.0652 | 5.4742 | 3.4273 | 17.26 | 0.073333 | 8.3531e-05
2082 | 2.949e-05 | 9.3615e-05 | 3.5915 | 3.2726 | 3.4273 | 5.9354 | 5.0673 | 5.4742 | 3.4273 | 13.62 | 0.0033333 | 0.00025939
2083 | 0.00010001 | 0.0001181 | 3.353 | 3.2734 | 3.4273 | 5.2754 | 5.0693 | 5.4742 | 3.4273 | 10.32 | 0 | 0.00024758
2084 | 0.00013634 | 0.00012603 | 3.242 | 3.2741 | 3.4273 | 4.9896 | 5.0711 | 5.4742 | 3.4273 | 8.62 | 0 | 0.00024356
2085 | 0.00013805 | 0.00012654 | 3.237 | 3.2748 | 3.4273 | 4.977 | 5.0727 | 5.4742 | 3.4273 | 8.54 | 0 | 0.0002464
2086 | 0.00014317 | 0.00012706 | 3.222 | 3.2754 | 3.4273 | 4.9393 | 5.0743 | 5.4742 | 3.4273 | 8.3 | 0 | 1.4414e-05
2087 | 0.00017352 | 0.00013726 | 3.1358 | 3.276 | 3.4273 | 4.7275 | 5.0759 | 5.4742 | 3.4273 | 6.88 | 0 | 1.2937e-05
2088 | 0.00017779 | 0.00013878 | 3.1241 | 3.2767 | 3.4273 | 4.6991 | 5.0776 | 5.4742 | 3.4273 | 6.68 | 0 | 1.3292e-05
2089 | 0.00016796 | 0.00013574 | 3.1512 | 3.2773 | 3.4273 | 4.7649 | 5.0792 | 5.4742 | 3.4273 | 7.14 | 0 | 1.406e-05
2090 | 0.00016796 | 0.00013509 | 3.1512 | 3.2778 | 3.4273 | 4.7649 | 5.0805 | 5.4742 | 3.4273 | 7.14 | 0 | 1.1283e-05
2091 | 0.00019275 | 0.00014332 | 3.0836 | 3.2785 | 3.4273 | 4.6024 | 5.0821 | 5.4742 | 3.4273 | 5.98 | 0 | 1.1992e-05
2092 | 0.00017266 | 0.00013706 | 3.1382 | 3.2791 | 3.4273 | 4.7332 | 5.0837 | 5.4742 | 3.4273 | 6.92 | 0 | 1.0811e-05
2093 | 0.00016796 | 0.00013589 | 3.1512 | 3.2798 | 3.4273 | 4.7649 | 5.0855 | 5.4742 | 3.4273 | 7.14 | 0.0020238 | 8.2704e-06
2094 | 0.00016283 | 0.00013443 | 3.1656 | 3.2807 | 3.4273 | 4.8 | 5.0878 | 5.4742 | 3.4273 | 7.38 | 0.011111 | 1.2287e-05
2095 | 0.00015471 | 0.00013056 | 3.1886 | 3.2816 | 3.4273 | 4.8565 | 5.0901 | 5.4742 | 3.4273 | 7.76 | 0.021667 | 0.00053964
2096 | 0.00014788 | 0.00012894 | 3.2083 | 3.2824 | 3.4273 | 4.9052 | 5.0923 | 5.4742 | 3.4273 | 8.08 | 0.073333 | 0.00012902
2097 | 0.00012608 | 0.00012235 | 3.2726 | 3.2833 | 3.4273 | 5.0672 | 5.0946 | 5.4742 | 3.4273 | 9.1 | 0.28778 | 9.7177e-05
2098 | 9.1888e-05 | 0.0001121 | 3.3788 | 3.2841 | 3.4273 | 5.3439 | 5.0965 | 5.4742 | 3.4273 | 10.7 | 0.28056 | 0.00012648
2099 | 7.2656e-05 | 0.00010675 | 3.4416 | 3.2847 | 3.4273 | 5.5132 | 5.0981 | 5.4742 | 3.4273 | 11.6 | 0.40833 | 0.00011531
2100 | 5.2569e-05 | 0.00010056 | 3.5098 | 3.2853 | 3.4273 | 5.7019 | 5.0995 | 5.4742 | 3.4273 | 12.54 | 0.48889 | 0.00022885
2101 | 5.4706e-05 | 0.00010128 | 3.5024 | 3.2861 | 3.4273 | 5.6812 | 5.1016 | 5.4742 | 3.4273 | 12.44 | 0.61556 | 0.00011726
2102 | 4.4448e-05 | 9.8117e-05 | 3.5381 | 3.2868 | 3.4273 | 5.7819 | 5.1036 | 5.4742 | 3.4273 | 12.92 | 0.52389 | 0.00012169
2103 | 4.6585e-05 | 9.8079e-05 | 3.5306 | 3.2875 | 3.4273 | 5.7607 | 5.1053 | 5.4742 | 3.4273 | 12.82 | 0.39222 | 0.00012748
2104 | 5.2141e-05 | 9.9641e-05 | 3.5113 | 3.2882 | 3.4273 | 5.7061 | 5.1072 | 5.4742 | 3.4273 | 12.56 | 0.24278 | 7.4611e-05
2105 | 7.6075e-05 | 0.0001066 | 3.4303 | 3.289 | 3.4273 | 5.4823 | 5.109 | 5.4742 | 3.4273 | 11.44 | 0.086667 | 7.5201e-05
2106 | 0.00011258 | 0.00011813 | 3.3137 | 3.2897 | 3.4273 | 5.1729 | 5.1109 | 5.4742 | 3.4273 | 9.7319 | 0.0033333 | 0.00023978
2107 | 0.00016796 | 0.00013579 | 3.1512 | 3.2904 | 3.4273 | 4.7649 | 5.1128 | 5.4742 | 3.4273 | 7.14 | 0 | 0.00023724
2108 | 0.00020472 | 0.00014694 | 3.0519 | 3.291 | 3.4273 | 4.5279 | 5.1143 | 5.4742 | 3.4273 | 5.42 | 0 | 0.0002448
2109 | 0.00021369 | 0.00014871 | 3.0286 | 3.2916 | 3.4273 | 4.4736 | 5.1158 | 5.4742 | 3.4273 | 5 | 0 | 0.00024333
2110 | 0.00022523 | 0.00015295 | 2.3994 | 3.2921 | 3.4273 | 3.5245 | 5.117 | 5.4742 | 3.4273 | 4.46 | 0 | 7.4433e-06
2111 | 0.00021583 | 0.00014939 | 2.4185 | 3.2925 | 3.4273 | 3.5687 | 5.1181 | 5.4742 | 3.4273 | 4.9 | 0 | 2.0085e-05
2112 | 0.00019745 | 0.00014433 | 3.0711 | 3.2929 | 3.4273 | 4.5729 | 5.1192 | 5.4742 | 3.4273 | 5.76 | 0 | 2.7765e-05
2113 | 0.00019532 | 0.00014412 | 3.0767 | 3.2934 | 3.4273 | 4.5863 | 5.1205 | 5.4742 | 3.4273 | 5.86 | 0 | 2.5697e-05
2114 | 0.00017352 | 0.00013709 | 3.1358 | 3.294 | 3.4273 | 4.7275 | 5.122 | 5.4742 | 3.4273 | 6.88 | 0 | 2.6347e-05
2115 | 0.0001701 | 0.00013599 | 3.1453 | 3.2945 | 3.4273 | 4.7505 | 5.1233 | 5.4742 | 3.4273 | 7.04 | 0 | 2.5402e-05
2116 | 0.00016198 | 0.00013332 | 3.168 | 3.2951 | 3.4273 | 4.8059 | 5.1247 | 5.4742 | 3.4273 | 7.42 | 0 | 2.4693e-05
2117 | 0.00015001 | 0.00012931 | 3.2021 | 3.2955 | 3.4273 | 4.8899 | 5.1259 | 5.4742 | 3.4273 | 7.98 | 0.0033333 | 2.8592e-05
2118 | 0.00017779 | 0.00013874 | 3.1241 | 3.2959 | 3.4273 | 4.6991 | 5.1269 | 5.4742 | 3.4273 | 6.68 | 0.029444 | 2.2566e-05
2119 | 0.00019232 | 0.00014237 | 3.0847 | 3.2964 | 3.4273 | 4.6051 | 5.1281 | 5.4742 | 3.4273 | 6 | 0.043333 | 0.00052292
2120 | 0.00018078 | 0.00013901 | 3.1159 | 3.297 | 3.4273 | 4.6795 | 5.1296 | 5.4742 | 3.4273 | 6.54 | 0.045556 | 0.00050361
2121 | 0.00016583 | 0.00013472 | 3.1572 | 3.2977 | 3.4273 | 4.7795 | 5.1314 | 5.4742 | 3.4273 | 7.24 | 0.050556 | 0.00014969
2122 | 0.00014788 | 0.00012921 | 3.2083 | 3.2984 | 3.4273 | 4.9052 | 5.1333 | 5.4742 | 3.4273 | 8.08 | 0.079444 | 0.00013239
2123 | 0.00014018 | 0.00012738 | 3.2307 | 3.2991 | 3.4273 | 4.9612 | 5.135 | 5.4742 | 3.4273 | 8.44 | 0.35444 | 0.00012228
2124 | 0.00012394 | 0.00012237 | 3.279 | 3.2997 | 3.4273 | 5.0836 | 5.1366 | 5.4742 | 3.4273 | 9.2 | 0.079444 | 8.3472e-05
2125 | 0.00010215 | 0.00011566 | 3.3462 | 3.3004 | 3.4273 | 5.2577 | 5.1384 | 5.4742 | 3.4273 | 10.22 | 0.63222 | 8.229e-05
2126 | 8.9751e-05 | 0.00011145 | 3.3857 | 3.301 | 3.4273 | 5.3622 | 5.1399 | 5.4742 | 3.4273 | 10.8 | 0.44333 | 9.824e-05
2127 | 0.00012779 | 0.00012203 | 3.2675 | 3.3016 | 3.4273 | 5.0541 | 5.1416 | 5.4742 | 3.4273 | 9.02 | 0.22722 | 0.000304
2128 | 0.00010898 | 0.00011563 | 3.3249 | 3.3022 | 3.4273 | 5.2018 | 5.1432 | 5.4742 | 3.4273 | 9.9 | 0.16889 | 0.00027712
2129 | 0.00012394 | 0.00012002 | 3.279 | 3.3029 | 3.4273 | 5.0836 | 5.145 | 5.4742 | 3.4273 | 9.2 | 0.050556 | 4.5901e-05
2130 | 0.00013164 | 0.00012441 | 3.256 | 3.3037 | 3.4273 | 5.0249 | 5.147 | 5.4742 | 3.4273 | 8.84 | 0.0020635 | 4.1588e-05
2131 | 0.00013805 | 0.00012652 | 3.237 | 3.3044 | 3.4273 | 4.977 | 5.1488 | 5.4742 | 3.4273 | 8.54 | 0 | 4.0052e-05
2132 | 0.00014574 | 0.0001288 | 3.2145 | 3.3051 | 3.4273 | 4.9206 | 5.1505 | 5.4742 | 3.4273 | 8.18 | 0 | 0.00017781
2133 | 0.00016796 | 0.00013533 | 3.1512 | 3.3057 | 3.4273 | 4.7649 | 5.1522 | 5.4742 | 3.4273 | 7.14 | 0 | 0.00017007
2134 | 0.00017608 | 0.00013743 | 3.1288 | 3.3062 | 3.4273 | 4.7104 | 5.1536 | 5.4742 | 3.4273 | 6.76 | 0 | 0.00017645
2135 | 0.00018378 | 0.00014015 | 3.1077 | 3.3067 | 3.4273 | 4.66 | 5.1548 | 5.4742 | 3.4273 | 6.4 | 0 | 2.5402e-05
2136 | 0.00018506 | 0.00014084 | 3.1043 | 3.3072 | 3.4273 | 4.6517 | 5.1562 | 5.4742 | 3.4273 | 6.34 | 0 | 1.9849e-05
2137 | 0.00018506 | 0.00014004 | 3.1043 | 3.3078 | 3.4273 | 4.6517 | 5.1575 | 5.4742 | 3.4273 | 6.34 | 0 | 2.7883e-05
2138 | 0.00018378 | 0.00014052 | 3.1077 | 3.3084 | 3.4273 | 4.66 | 5.1591 | 5.4742 | 3.4273 | 6.4 | 0 | 2.487e-05
2139 | 0.00018378 | 0.00014036 | 3.1077 | 3.3091 | 3.4273 | 4.66 | 5.1608 | 5.4742 | 3.4273 | 6.4 | 0 | 2.4043e-05
2140 | 0.00018848 | 0.00014195 | 3.095 | 3.3099 | 3.4273 | 4.6297 | 5.1629 | 5.4742 | 3.4273 | 6.18 | 0 | 2.6997e-05
2141 | 0.00019403 | 0.00014343 | 3.0802 | 3.3106 | 3.4273 | 4.5943 | 5.1648 | 5.4742 | 3.4273 | 5.92 | 0.0021032 | 1.9554e-05
2142 | 0.00019745 | 0.00014463 | 3.0711 | 3.3113 | 3.4273 | 4.5729 | 5.1666 | 5.4742 | 3.4273 | 5.76 | 0.016111 | 3.19e-05
2143 | 0.00019232 | 0.0001422 | 3.0847 | 3.3121 | 3.4273 | 4.6051 | 5.1687 | 5.4742 | 3.4273 | 6 | 0.038333 | 0.00049888
2144 | 0.00017352 | 0.00013675 | 3.1358 | 3.313 | 3.4273 | 4.7275 | 5.171 | 5.4742 | 3.4273 | 6.88 | 0.053333 | 0.000512
2145 | 0.00016583 | 0.00013409 | 3.1572 | 3.3138 | 3.4273 | 4.7795 | 5.1732 | 5.4742 | 3.4273 | 7.24 | 0.12722 | 0.00013457
2146 | 0.00013634 | 0.00012568 | 3.242 | 3.3147 | 3.4273 | 4.9896 | 5.1754 | 5.4742 | 3.4273 | 8.62 | 0.27556 | 0.00014473
2147 | 0.00012223 | 0.0001218 | 3.2842 | 3.3156 | 3.4273 | 5.0968 | 5.1778 | 5.4742 | 3.4273 | 9.28 | 0.32556 | 0.00013776
2148 | 9.1888e-05 | 0.00011255 | 3.3788 | 3.3165 | 3.4273 | 5.3439 | 5.1802 | 5.4742 | 3.4273 | 10.7 | 0.42611 | 7.2838e-05
2149 | 7.7784e-05 | 0.00010833 | 3.4247 | 3.3174 | 3.4273 | 5.467 | 5.1826 | 5.4742 | 3.4273 | 11.36 | 0.33667 | 7.7446e-05
2150 | 5.6842e-05 | 0.00010169 | 3.4951 | 3.3183 | 3.4273 | 5.6607 | 5.1848 | 5.4742 | 3.4273 | 12.34 | 0.31444 | 8.8257e-05
2151 | 8.0349e-05 | 0.00010833 | 3.4162 | 3.3192 | 3.4273 | 5.4442 | 5.187 | 5.4742 | 3.4273 | 11.24 | 0.18667 | 0.00028214
2152 | 9.7872e-05 | 0.00011361 | 3.3597 | 3.32 | 3.4273 | 5.2933 | 5.1891 | 5.4742 | 3.4273 | 10.42 | 0.090556 | 0.00028787
2153 | 9.4025e-05 | 0.00011238 | 3.372 | 3.3208 | 3.4273 | 5.3257 | 5.1913 | 5.4742 | 3.4273 | 10.6 | 0.060556 | 4.6196e-05
2154 | 0.00012779 | 0.00012279 | 3.2675 | 3.3216 | 3.4273 | 5.0541 | 5.1934 | 5.4742 | 3.4273 | 9.02 | 0.0033333 | 4.6728e-05
2155 | 0.00013164 | 0.00011913 | 3.256 | 3.3224 | 3.4273 | 5.0249 | 5.1954 | 5.4742 | 3.4273 | 8.84 | 0 | 4.4955e-05
2156 | 0.00014018 | 0.00012657 | 3.2307 | 3.3231 | 3.4273 | 4.9612 | 5.1973 | 5.4742 | 3.4273 | 8.44 | 0 | 0.00017161
2157 | 0.00018677 | 0.00014131 | 3.0996 | 3.3238 | 3.4273 | 4.6406 | 5.199 | 5.4742 | 3.4273 | 6.26 | 0 | 0.00017846
2158 | 0.00021882 | 0.00015099 | 2.4124 | 3.3243 | 3.4273 | 3.5545 | 5.2004 | 5.4742 | 3.4273 | 4.76 | 0 | 0.0001686
2159 | 0.00022908 | 0.00014994 | 2.3916 | 3.3249 | 3.4273 | 3.5067 | 5.2018 | 5.4742 | 3.4273 | 4.28 | 0 | 2.5106e-05
2160 | 0.00025301 | 0.00015798 | 2.3445 | 3.3254 | 3.4273 | 3.4001 | 5.2032 | 5.4742 | 3.4273 | 3.16 | 0 | 9.1565e-06
2161 | 0.0002513 | 0.00016072 | 2.3478 | 3.3259 | 3.4273 | 3.4075 | 5.2044 | 5.4742 | 3.4273 | 3.24 | 0 | 1.4946e-05
2162 | 0.00025814 | 0.00016269 | 2.3346 | 3.3264 | 3.4273 | 3.3781 | 5.2059 | 5.4742 | 3.4273 | 2.92 | 0 | 1.3233e-05
2163 | 0.00029447 | 0.00017368 | 2.2671 | 3.327 | 3.4273 | 3.23 | 5.2074 | 5.4742 | 3.4273 | 1.22 | 0 | 8.0341e-06
2164 | 0.00030131 | 0.0001727 | 2.2548 | 3.3276 | 3.4273 | 3.2036 | 5.2091 | 5.4742 | 3.4273 | 0.9 | 0 | 1.0456e-05
2165 | 0.00032011 | 0.00018139 | 2.2217 | 3.3282 | 3.4273 | 3.1331 | 5.2106 | 5.4742 | 3.4273 | 0.02 | 0.0033333 | 1.2701e-05
2166 | 0.00031755 | 0.00017979 | 2.2262 | 3.3288 | 3.4273 | 3.1425 | 5.2121 | 5.4742 | 3.4273 | 0.14 | 0.094444 | 1.4296e-05
2167 | 0.00024917 | 0.00015913 | 2.3519 | 3.3295 | 3.4273 | 3.4168 | 5.2139 | 5.4742 | 3.4273 | 3.34 | 0.25111 | 0.00052617
2168 | 0.00019361 | 0.00014269 | 3.0813 | 3.3303 | 3.4273 | 4.597 | 5.216 | 5.4742 | 3.4273 | 5.94 | 0.40833 | 0.00012205
2169 | 0.00014317 | 0.00012786 | 3.222 | 3.3311 | 3.4273 | 4.9393 | 5.2182 | 5.4742 | 3.4273 | 8.3 | 0.53833 | 0.00010994
2170 | 0.00010898 | 0.00011714 | 3.3249 | 3.3319 | 3.4273 | 5.2018 | 5.2203 | 5.4742 | 3.4273 | 9.9 | 0.645 | 0.0001237
2171 | 7.6075e-05 | 0.00010576 | 3.4303 | 3.3328 | 3.4273 | 5.4823 | 5.2224 | 5.4742 | 3.4273 | 11.44 | 0.48944 | 0.00012193
2172 | 6.7527e-05 | 0.00010515 | 3.4588 | 3.3337 | 3.4273 | 5.5602 | 5.2248 | 5.4742 | 3.4273 | 11.84 | 0.62389 | 0.0002389
2173 | 3.761e-05 | 9.6189e-05 | 3.5623 | 3.3346 | 3.4273 | 5.8511 | 5.2272 | 5.4742 | 3.4273 | 13.24 | 0.68611 | 0.00013256
2174 | 4.1457e-05 | 9.7246e-05 | 3.5487 | 3.3355 | 3.4273 | 5.812 | 5.2296 | 5.4742 | 3.4273 | 13.06 | 0.51 | 0.00013416
2175 | 2.5216e-05 | 9.1629e-05 | 3.6071 | 3.3365 | 3.4273 | 5.9807 | 5.2321 | 5.4742 | 3.4273 | 13.82 | 0.315 | 0.00012624
2176 | 4.6585e-05 | 9.7925e-05 | 3.5306 | 3.3374 | 3.4273 | 5.7607 | 5.2347 | 5.4742 | 3.4273 | 12.82 | 0.16889 | 8.1522e-05
2177 | 4.4448e-05 | 9.7743e-05 | 3.5381 | 3.3385 | 3.4273 | 5.7819 | 5.2374 | 5.4742 | 3.4273 | 12.92 | 0.047778 | 7.9396e-05
2178 | 0.00010898 | 0.00011641 | 3.3249 | 3.3395 | 3.4273 | 5.2018 | 5.24 | 5.4742 | 3.4273 | 9.9 | 0.0061111 | 0.00024421
2179 | 0.00014788 | 0.00012552 | 3.2083 | 3.3403 | 3.4273 | 4.9052 | 5.2422 | 5.4742 | 3.4273 | 8.08 | 0 | 0.00024327
2180 | 0.00014104 | 0.00012712 | 3.2282 | 3.341 | 3.4273 | 4.9549 | 5.244 | 5.4742 | 3.4273 | 8.4 | 0 | 0.00023606
2181 | 0.00014317 | 0.00012667 | 3.222 | 3.3415 | 3.4273 | 4.9393 | 5.2453 | 5.4742 | 3.4273 | 8.3 | 0 | 0.00023287
2182 | 0.00016283 | 0.00013355 | 3.1656 | 3.342 | 3.4273 | 4.8 | 5.2465 | 5.4742 | 3.4273 | 7.38 | 0 | 1.4828e-05
2183 | 0.00018506 | 0.00013906 | 3.1043 | 3.3425 | 3.4273 | 4.6517 | 5.2479 | 5.4742 | 3.4273 | 6.34 | 0 | 1.3292e-05
2184 | 0.00019745 | 0.00014336 | 3.0711 | 3.3431 | 3.4273 | 4.5729 | 5.2494 | 5.4742 | 3.4273 | 5.76 | 0 | 1.1697e-05
2185 | 0.00022096 | 0.00015137 | 2.408 | 3.3436 | 3.4273 | 3.5444 | 5.2509 | 5.4742 | 3.4273 | 4.66 | 0 | 9.4519e-06
2186 | 0.00022908 | 0.00015386 | 2.3916 | 3.3442 | 3.4273 | 3.5067 | 5.2525 | 5.4742 | 3.4273 | 4.28 | 0 | 1.4414e-05
2187 | 0.00023506 | 0.00015453 | 2.3796 | 3.3449 | 3.4273 | 3.4794 | 5.2544 | 5.4742 | 3.4273 | 4 | 0 | 1.3528e-05
2188 | 0.00026113 | 0.00016209 | 2.3289 | 3.3456 | 3.4273 | 3.3654 | 5.2562 | 5.4742 | 3.4273 | 2.78 | 0 | 1.3823e-05
2189 | 0.00026754 | 0.00016546 | 2.3168 | 3.3464 | 3.4273 | 3.3385 | 5.2581 | 5.4742 | 3.4273 | 2.48 | 0.0083333 | 8.2704e-06
2190 | 0.00025771 | 0.00016259 | 2.3354 | 3.3471 | 3.4273 | 3.3799 | 5.2601 | 5.4742 | 3.4273 | 2.94 | 0.099444 | 9.9835e-06
2191 | 0.00020429 | 0.00014565 | 3.0531 | 3.3479 | 3.4273 | 4.5305 | 5.2621 | 5.4742 | 3.4273 | 5.44 | 0.24278 | 0.00053373
2192 | 0.00016796 | 0.00013531 | 3.1512 | 3.3485 | 3.4273 | 4.7649 | 5.2637 | 5.4742 | 3.4273 | 7.14 | 0.39611 | 0.00013156
2193 | 0.00012993 | 0.00012344 | 3.2611 | 3.3489 | 3.4273 | 5.0378 | 5.2646 | 5.4742 | 3.4273 | 8.92 | 0.52389 | 8.8139e-05
2194 | 8.2913e-05 | 0.00010971 | 3.4078 | 3.3491 | 3.4273 | 5.4216 | 5.2652 | 5.4742 | 3.4273 | 11.12 | 0.625 | 0.00013345
2195 | 3.761e-05 | 9.5989e-05 | 3.5623 | 3.3492 | 3.4273 | 5.8511 | 5.2656 | 5.4742 | 3.4273 | 13.24 | 0.67778 | 0.00013404
2196 | 6.1259e-06 | 8.6046e-05 | 3.6782 | 3.3494 | 3.4273 | 6.192 | 5.266 | 5.4742 | 3.4273 | 14.7133 | 0.67833 | 0.00022732
2197 | 0 | 8.4273e-05 | 3.7824 | 3.3495 | 3.4273 | 6.5131 | 5.2662 | 5.4742 | 3.4273 | 15.96 | 0.62833 | 0.00011041
2198 | 0 | 8.3696e-05 | 3.791 | 3.3495 | 3.4273 | 6.5403 | 5.2663 | 5.4742 | 3.4273 | 16.06 | 0.52833 | 0.00013847
2199 | 0 | 8.3116e-05 | 3.8066 | 3.3495 | 3.4273 | 6.5899 | 5.2663 | 5.4742 | 3.4273 | 16.24 | 0.39222 | 0.0001302
2200 | 0 | 7.8355e-05 | 3.7996 | 3.3495 | 3.4273 | 6.5677 | 5.2664 | 5.4742 | 3.4273 | 16.16 | 0.23944 | 8.1463e-05
2201 | 0 | 8.1195e-05 | 3.7365 | 3.3496 | 3.4273 | 6.37 | 5.2665 | 5.4742 | 3.4273 | 15.42 | 0.094444 | 8.2586e-05
2202 | 3.932e-05 | 9.5133e-05 | 3.5563 | 3.3496 | 3.4273 | 5.8336 | 5.2667 | 5.4742 | 3.4273 | 13.16 | 0.0061111 | 0.0002236
2203 | 6.7527e-05 | 0.00010781 | 3.4588 | 3.3498 | 3.4273 | 5.5602 | 5.2672 | 5.4742 | 3.4273 | 11.84 | 0 | 0.00024457
2204 | 0.00010215 | 0.00011461 | 3.3462 | 3.3501 | 3.4273 | 5.2577 | 5.2678 | 5.4742 | 3.4273 | 10.22 | 0 | 0.00024344
2205 | 0.00012993 | 0.00012245 | 3.2611 | 3.3505 | 3.4273 | 5.0378 | 5.2689 | 5.4742 | 3.4273 | 8.92 | 0 | 0.00023045
2206 | 0.00013805 | 0.00012616 | 3.237 | 3.3508 | 3.4273 | 4.977 | 5.2699 | 5.4742 | 3.4273 | 8.54 | 0 | 1.2346e-05
2207 | 0.00017779 | 0.00013793 | 3.1241 | 3.3512 | 3.4273 | 4.6991 | 5.2708 | 5.4742 | 3.4273 | 6.68 | 0 | 1.146e-05
2208 | 0.00018463 | 0.00014011 | 3.1054 | 3.3516 | 3.4273 | 4.6544 | 5.2719 | 5.4742 | 3.4273 | 6.36 | 0 | 1.8549e-05
2209 | 0.00021198 | 0.00014843 | 3.033 | 3.352 | 3.4273 | 4.4838 | 5.273 | 5.4742 | 3.4273 | 5.08 | 0 | 1.5241e-05
2210 | 0.00023164 | 0.00015431 | 2.3865 | 3.3525 | 3.4273 | 3.495 | 5.2743 | 5.4742 | 3.4273 | 4.16 | 0 | 1.0397e-05
2211 | 0.00024404 | 0.00015793 | 2.3619 | 3.353 | 3.4273 | 3.4393 | 5.2755 | 5.4742 | 3.4273 | 3.58 | 0 | 1.1756e-05
2212 | 0.00023891 | 0.00015663 | 2.372 | 3.3534 | 3.4273 | 3.4621 | 5.2766 | 5.4742 | 3.4273 | 3.82 | 0 | 1.1106e-05
2213 | 0.00025985 | 0.00016313 | 2.3314 | 3.3539 | 3.4273 | 3.3708 | 5.2778 | 5.4742 | 3.4273 | 2.84 | 0.0083333 | 1.1874e-05
2214 | 0.00022908 | 0.00015384 | 2.3916 | 3.3543 | 3.4273 | 3.5067 | 5.2791 | 5.4742 | 3.4273 | 4.28 | 0.11667 | 9.9245e-06
2215 | 0.00018848 | 0.00014078 | 3.095 | 3.3547 | 3.4273 | 4.6297 | 5.2801 | 5.4742 | 3.4273 | 6.18 | 0.24 | 0.00055069
2216 | 0.00014574 | 0.00012779 | 3.2145 | 3.355 | 3.4273 | 4.9206 | 5.2808 | 5.4742 | 3.4273 | 8.18 | 0.41389 | 0.0001328
2217 | 0.00010215 | 0.00011523 | 3.3462 | 3.3551 | 3.4273 | 5.2577 | 5.2812 | 5.4742 | 3.4273 | 10.22 | 0.555 | 0.00010946
2218 | 4.4448e-05 | 9.7772e-05 | 3.5381 | 3.3551 | 3.4273 | 5.7819 | 5.2812 | 5.4742 | 3.4273 | 12.92 | 0.655 | 0.00013327
2219 | 0 | 8.4529e-05 | 3.7132 | 3.355 | 3.4273 | 6.2983 | 5.2809 | 5.4742 | 3.4273 | 15.14 | 0.70222 | 0.00012482
2220 | 0 | 8.4532e-05 | 3.8974 | 3.3548 | 3.4273 | 6.8854 | 5.2804 | 5.4742 | 3.4273 | 17.26 | 0.69944 | 0.00025278
2221 | 0 | 8.4186e-05 | 3.9812 | 3.3546 | 3.4273 | 7.1692 | 5.2797 | 5.4742 | 3.4273 | 18.16 | 0.64833 | 0.00011484
2222 | 0 | 8.4164e-05 | 4.0119 | 3.3543 | 3.4273 | 7.2758 | 5.2789 | 5.4742 | 3.4273 | 18.48 | 0.54889 | 0.00012075
2223 | 0 | 8.3345e-05 | 4.0216 | 3.3539 | 3.4273 | 7.3098 | 5.2779 | 5.4742 | 3.4273 | 18.58 | 0.41611 | 0.000112
2224 | 0 | 7.8753e-05 | 4.0216 | 3.3535 | 3.4273 | 7.3098 | 5.2769 | 5.4742 | 3.4273 | 18.58 | 0.265 | 8.5362e-05
2225 | 0 | 8.0252e-05 | 3.9529 | 3.3532 | 3.4273 | 7.072 | 5.276 | 5.4742 | 3.4273 | 17.86 | 0.11 | 8.5185e-05
2226 | 0 | 8.38e-05 | 3.8666 | 3.3528 | 3.4273 | 6.784 | 5.2751 | 5.4742 | 3.4273 | 16.92 | 0.0088889 | 0.00024663
2227 | 6.2399e-05 | 0.00010571 | 3.4761 | 3.3526 | 3.4273 | 5.608 | 5.2745 | 5.4742 | 3.4273 | 12.08 | 0 | 0.00025089
2228 | 8.0349e-05 | 0.00010307 | 3.4162 | 3.3526 | 3.4273 | 5.4442 | 5.2745 | 5.4742 | 3.4273 | 11.24 | 0 | 0.00023943
2229 | 0.00010001 | 0.00011333 | 3.353 | 3.3527 | 3.4273 | 5.2754 | 5.2747 | 5.4742 | 3.4273 | 10.32 | 0 | 0.00024876
2230 | 0.0001201 | 0.00012062 | 3.2907 | 3.3529 | 3.4273 | 5.1135 | 5.2752 | 5.4742 | 3.4273 | 9.38 | 0 | 1.4296e-05
2231 | 0.00013505 | 0.00012527 | 3.2458 | 3.3531 | 3.4273 | 4.9992 | 5.2757 | 5.4742 | 3.4273 | 8.68 | 0 | 9.6291e-06
2232 | 0.00015258 | 0.00013015 | 3.1948 | 3.3533 | 3.4273 | 4.8717 | 5.2762 | 5.4742 | 3.4273 | 7.86 | 0 | 1.2346e-05
2233 | 0.00016796 | 0.00013415 | 3.1512 | 3.3535 | 3.4273 | 4.7649 | 5.2768 | 5.4742 | 3.4273 | 7.14 | 0 | 1.2642e-05
2234 | 0.00019019 | 0.00014154 | 3.0904 | 3.3537 | 3.4273 | 4.6187 | 5.2773 | 5.4742 | 3.4273 | 6.1 | 0 | 1.2228e-05
2235 | 0.00020899 | 0.00014769 | 3.0408 | 3.3539 | 3.4273 | 4.5019 | 5.2779 | 5.4742 | 3.4273 | 5.22 | 0 | 1.1283e-05
2236 | 0.00021369 | 0.00014779 | 3.0286 | 3.3542 | 3.4273 | 4.4736 | 5.2786 | 5.4742 | 3.4273 | 5 | 0 | 1.1697e-05
2237 | 0.00022737 | 0.00015296 | 2.395 | 3.3545 | 3.4273 | 3.5146 | 5.2794 | 5.4742 | 3.4273 | 4.36 | 0.013333 | 1.3114e-05
2238 | 0.00020899 | 0.00014748 | 3.0408 | 3.3547 | 3.4273 | 4.5019 | 5.2801 | 5.4742 | 3.4273 | 5.22 | 0.11389 | 1.2346e-05
2239 | 0.00015001 | 0.00012907 | 3.2021 | 3.355 | 3.4273 | 4.8899 | 5.2808 | 5.4742 | 3.4273 | 7.98 | 0.26222 | 0.00053462
2240 | 7.7784e-05 | 0.00010724 | 3.4247 | 3.3551 | 3.4273 | 5.467 | 5.2811 | 5.4742 | 3.4273 | 11.36 | 0.41667 | 0.00013469
2241 | 6.1259e-06 | 8.5521e-05 | 3.6782 | 3.355 | 3.4273 | 6.192 | 5.2809 | 5.4742 | 3.4273 | 14.7133 | 0.54611 | 9.0265e-05
2242 | 0 | 8.2534e-05 | 3.9084 | 3.3547 | 3.4273 | 6.922 | 5.2801 | 5.4742 | 3.4273 | 17.38 | 0.64556 | 0.00012364
2243 | 0 | 8.4164e-05 | 4.0352 | 3.3544 | 3.4273 | 7.3578 | 5.2792 | 5.4742 | 3.4273 | 18.72 | 0.69667 | 0.00011584
2244 | 0 | 8.388e-05 | 4.1313 | 3.354 | 3.4273 | 7.7055 | 5.2781 | 5.4742 | 3.4273 | 19.68 | 0.69278 | 0.00024699
2245 | 0 | 8.3676e-05 | 4.1665 | 3.3535 | 3.4273 | 7.8366 | 5.2769 | 5.4742 | 3.4273 | 20.02 | 0.64111 | 0.00011638
2246 | 0 | 8.188e-05 | 4.2515 | 3.3531 | 3.4273 | 8.1635 | 5.2759 | 5.4742 | 3.4273 | 20.82 | 0.54667 | 0.00012033
2247 | 0 | 8.0294e-05 | 4.3109 | 3.3527 | 3.4273 | 8.3999 | 5.2748 | 5.4742 | 3.4273 | 21.36 | 0.41667 | 0.00012943
2248 | 0 | 8.1114e-05 | 4.3199 | 3.3523 | 3.4273 | 8.4362 | 5.2737 | 5.4742 | 3.4273 | 21.44 | 0.26222 | 7.6619e-05
2249 | 0 | 8.338e-05 | 4.2299 | 3.3519 | 3.4273 | 8.0792 | 5.2728 | 5.4742 | 3.4273 | 20.62 | 0.11056 | 8.1877e-05
2250 | 0 | 8.7281e-05 | 3.8974 | 3.3517 | 3.4273 | 6.8854 | 5.2721 | 5.4742 | 3.4273 | 17.26 | 0.011111 | 0.00024569
2251 | 0 | 8.6474e-05 | 3.8577 | 3.3515 | 3.4273 | 6.7547 | 5.2717 | 5.4742 | 3.4273 | 16.82 | 0 | 0.00023494
2252 | 0 | 8.6015e-05 | 3.7132 | 3.3515 | 3.4273 | 6.2983 | 5.2716 | 5.4742 | 3.4273 | 15.14 | 0 | 0.00023671
2253 | 2.7353e-05 | 9.3965e-05 | 3.5993 | 3.3514 | 3.4273 | 5.958 | 5.2714 | 5.4742 | 3.4273 | 13.72 | 0 | 0.00025939
2254 | 6.1971e-05 | 0.00010375 | 3.4776 | 3.3514 | 3.4273 | 5.612 | 5.2714 | 5.4742 | 3.4273 | 12.1 | 0 | 1.406e-05
2255 | 0.00011454 | 0.00011987 | 3.3077 | 3.3514 | 3.4273 | 5.1573 | 5.2714 | 5.4742 | 3.4273 | 9.64 | 0 | 1.2642e-05
2256 | 0.00013805 | 0.00012633 | 3.237 | 3.3513 | 3.4273 | 4.977 | 5.2712 | 5.4742 | 3.4273 | 8.54 | 0 | 1.3351e-05
2257 | 0.000156 | 0.00013022 | 3.185 | 3.3513 | 3.4273 | 4.8475 | 5.271 | 5.4742 | 3.4273 | 7.7 | 0 | 1.2524e-05
2258 | 0.00017779 | 0.00013691 | 3.1241 | 3.3511 | 3.4273 | 4.6991 | 5.2706 | 5.4742 | 3.4273 | 6.68 | 0 | 1.9908e-05
2259 | 0.00018677 | 0.00014084 | 3.0996 | 3.351 | 3.4273 | 4.6406 | 5.2703 | 5.4742 | 3.4273 | 6.26 | 0 | 1.1579e-05
2260 | 0.00020686 | 0.00014692 | 3.0464 | 3.3509 | 3.4273 | 4.5149 | 5.2701 | 5.4742 | 3.4273 | 5.32 | 0 | 1.4532e-05
2261 | 0.00021882 | 0.00015056 | 2.4124 | 3.3509 | 3.4273 | 3.5545 | 5.2699 | 5.4742 | 3.4273 | 4.76 | 0.0088889 | 1.1106e-05
2262 | 0.0002154 | 0.00014885 | 2.4194 | 3.3509 | 3.4273 | 3.5707 | 5.27 | 5.4742 | 3.4273 | 4.92 | 0.090556 | 9.8654e-06
2263 | 0.00018677 | 0.00013963 | 3.0996 | 3.351 | 3.4273 | 4.6406 | 5.2702 | 5.4742 | 3.4273 | 6.26 | 0.22333 | 0.00053704
2264 | 0.00014788 | 0.0001283 | 3.2083 | 3.3509 | 3.4273 | 4.9052 | 5.2701 | 5.4742 | 3.4273 | 8.08 | 0.37056 | 0.00012813
2265 | 0.00011668 | 0.00011901 | 3.3011 | 3.3508 | 3.4273 | 5.1403 | 5.2697 | 5.4742 | 3.4273 | 9.54 | 0.48111 | 0.00010249
2266 | 0.00010428 | 0.0001151 | 3.3395 | 3.3504 | 3.4273 | 5.2401 | 5.2687 | 5.4742 | 3.4273 | 10.12 | 0.48167 | 0.00012494
2267 | 7.7784e-05 | 0.00010739 | 3.4247 | 3.35 | 3.4273 | 5.467 | 5.2677 | 5.4742 | 3.4273 | 11.36 | 0.6 | 0.00011047
2268 | 6.7527e-05 | 0.00010454 | 3.4588 | 3.3497 | 3.4273 | 5.5602 | 5.267 | 5.4742 | 3.4273 | 11.84 | 0.72778 | 0.00024528
2269 | 4.915e-05 | 9.8654e-05 | 3.5217 | 3.3495 | 3.4273 | 5.7353 | 5.2663 | 5.4742 | 3.4273 | 12.7 | 0.605 | 0.00012618
2270 | 4.4448e-05 | 9.6621e-05 | 3.5381 | 3.3494 | 3.4273 | 5.7819 | 5.266 | 5.4742 | 3.4273 | 12.92 | 0.54667 | 0.00011945
2271 | 3.761e-05 | 9.399e-05 | 3.5623 | 3.3493 | 3.4273 | 5.8511 | 5.2658 | 5.4742 | 3.4273 | 13.24 | 0.42833 | 0.00011927
2272 | 6.1971e-05 | 9.9078e-05 | 3.4776 | 3.3492 | 3.4273 | 5.612 | 5.2656 | 5.4742 | 3.4273 | 12.1 | 0.27556 | 9.316e-05
2273 | 9.1888e-05 | 0.00010886 | 3.3788 | 3.3492 | 3.4273 | 5.3439 | 5.2656 | 5.4742 | 3.4273 | 10.7 | 0.12222 | 7.2366e-05
2274 | 0.00012993 | 0.00012299 | 3.2611 | 3.3492 | 3.4273 | 5.0378 | 5.2657 | 5.4742 | 3.4273 | 8.92 | 0.013333 | 0.00025278
2275 | 0.00017266 | 0.00013804 | 3.1382 | 3.3492 | 3.4273 | 4.7332 | 5.2656 | 5.4742 | 3.4273 | 6.92 | 0 | 0.00027026
2276 | 0.00019019 | 0.00014066 | 3.0904 | 3.3492 | 3.4273 | 4.6187 | 5.2656 | 5.4742 | 3.4273 | 6.1 | 0 | 0.00024522
2277 | 0.00020215 | 0.00014506 | 3.0587 | 3.3492 | 3.4273 | 4.5437 | 5.2656 | 5.4742 | 3.4273 | 5.54 | 0 | 0.00025331
2278 | 0.00022096 | 0.00015061 | 2.408 | 3.3491 | 3.4273 | 3.5444 | 5.2654 | 5.4742 | 3.4273 | 4.66 | 0 | 1.0751e-05
2279 | 0.00024917 | 0.00015921 | 2.3519 | 3.3491 | 3.4273 | 3.4168 | 5.2654 | 5.4742 | 3.4273 | 3.34 | 0 | 1.4887e-05
2280 | 0.00023506 | 0.0001542 | 2.3796 | 3.3494 | 3.4273 | 3.4794 | 5.2659 | 5.4742 | 3.4273 | 4 | 0 | 2.4398e-05
2281 | 0.00025643 | 0.00016152 | 2.3379 | 3.3495 | 3.4273 | 3.3854 | 5.2662 | 5.4742 | 3.4273 | 3 | 0 | 3.0069e-05
2282 | 0.00029062 | 0.00017063 | 2.2741 | 3.3495 | 3.4273 | 3.2451 | 5.2664 | 5.4742 | 3.4273 | 1.4 | 0 | 2.4575e-05
2283 | 0.00029447 | 0.00017283 | 2.2671 | 3.3496 | 3.4273 | 3.23 | 5.2667 | 5.4742 | 3.4273 | 1.22 | 0 | 2.5166e-05
2284 | 0.00032267 | 0.00018016 | 2.2166 | 3.3498 | 3.4273 | 3.1221 | 5.2671 | 5.4742 | 3.4273 | -0.12 | 0 | 2.5697e-05
2285 | 0.00032267 | 0.00018011 | 2.1932 | 3.3499 | 3.4273 | 3.0731 | 5.2675 | 5.4742 | 3.4273 | -0.76 | 0.016111 | 3.1664e-05
2286 | 0.00030131 | 0.00017517 | 2.2548 | 3.3502 | 3.4273 | 3.2036 | 5.2682 | 5.4742 | 3.4273 | 0.9 | 0.13 | 2.3984e-05
2287 | 0.00025771 | 0.00016101 | 2.3354 | 3.3505 | 3.4273 | 3.3799 | 5.269 | 5.4742 | 3.4273 | 2.94 | 0.28111 | 0.00051247
2288 | 0.00022096 | 0.00015039 | 2.408 | 3.3508 | 3.4273 | 3.5444 | 5.2697 | 5.4742 | 3.4273 | 4.66 | 0.43722 | 0.00050101
2289 | 0.00019232 | 0.00014195 | 3.0847 | 3.351 | 3.4273 | 4.6051 | 5.2703 | 5.4742 | 3.4273 | 6 | 0.48944 | 0.00012459
2290 | 0.00019019 | 0.00014137 | 3.0904 | 3.3512 | 3.4273 | 4.6187 | 5.2708 | 5.4742 | 3.4273 | 6.1 | 0.46944 | 0.00014904
2291 | 0.0001701 | 0.00013509 | 3.1453 | 3.3513 | 3.4273 | 4.7505 | 5.271 | 5.4742 | 3.4273 | 7.04 | 0.76944 | 0.00012725
2292 | 0.00013634 | 0.00012542 | 3.242 | 3.3513 | 3.4273 | 4.9896 | 5.2711 | 5.4742 | 3.4273 | 8.62 | 0.715 | 9.121e-05
2293 | 0.00014317 | 0.00012694 | 3.222 | 3.3514 | 3.4273 | 4.9393 | 5.2712 | 5.4742 | 3.4273 | 8.3 | 0.69111 | 8.3294e-05
2294 | 0.00012993 | 0.00012265 | 3.2611 | 3.3514 | 3.4273 | 5.0378 | 5.2713 | 5.4742 | 3.4273 | 8.92 | 0.57278 | 9.4696e-05
2295 | 0.0001124 | 0.00011432 | 3.3143 | 3.3514 | 3.4273 | 5.1743 | 5.2714 | 5.4742 | 3.4273 | 9.74 | 0.44611 | 0.00027806
2296 | 0.00012394 | 0.00011373 | 3.279 | 3.3515 | 3.4273 | 5.0836 | 5.2716 | 5.4742 | 3.4273 | 9.2 | 0.28778 | 0.00027233
2297 | 0.00012993 | 0.00012113 | 3.2611 | 3.3516 | 3.4273 | 5.0378 | 5.2717 | 5.4742 | 3.4273 | 8.92 | 0.12778 | 4.2238e-05
2298 | 0.00016283 | 0.00013345 | 3.1656 | 3.3514 | 3.4273 | 4.8 | 5.2714 | 5.4742 | 3.4273 | 7.38 | 0.016111 | 4.3183e-05
2299 | 0.00019745 | 0.00014935 | 3.0711 | 3.3514 | 3.4273 | 4.5729 | 5.2713 | 5.4742 | 3.4273 | 5.76 | 0 | 3.3554e-05
2300 | 0.00021369 | 0.00014987 | 3.0286 | 3.3513 | 3.4273 | 4.4736 | 5.2711 | 5.4742 | 3.4273 | 5 | 0 | 0.00017326
2301 | 0.00021369 | 0.00014824 | 3.0286 | 3.3513 | 3.4273 | 4.4736 | 5.2711 | 5.4742 | 3.4273 | 5 | 0 | 0.00017445
2302 | 0.00024917 | 0.00015916 | 2.3519 | 3.3514 | 3.4273 | 3.4168 | 5.2712 | 5.4742 | 3.4273 | 3.34 | 0 | 0.00017297
2303 | 0.00026925 | 0.00016534 | 2.3135 | 3.3515 | 3.4273 | 3.3314 | 5.2716 | 5.4742 | 3.4273 | 2.4 | 0 | 2.0971e-05
2304 | 0.0002825 | 0.00016929 | 2.2889 | 3.3517 | 3.4273 | 3.2773 | 5.272 | 5.4742 | 3.4273 | 1.78 | 0 | 2.1739e-05
2305 | 0.00030387 | 0.00017408 | 2.2503 | 3.3519 | 3.4273 | 3.1938 | 5.2727 | 5.4742 | 3.4273 | 0.78 | 0 | 2.1621e-05
2306 | 0.00032267 | 0.00017685 | 2.2114 | 3.3522 | 3.4273 | 3.1113 | 5.2733 | 5.4742 | 3.4273 | -0.26 | 0 | 2.3866e-05
2307 | 0.00032267 | 0.00017976 | 2.1896 | 3.3524 | 3.4273 | 3.0656 | 5.274 | 5.4742 | 3.4273 | -0.86 | 0 | 2.7824e-05
2308 | 0.00032267 | 0.00018128 | 2.1357 | 3.3526 | 3.4273 | 2.9545 | 5.2745 | 5.4742 | 3.4273 | -2.3965 | 0 | 1.4887e-05
2309 | 0.00032267 | 0.00018033 | 2.1255 | 3.3529 | 3.4273 | 2.9337 | 5.2753 | 5.4742 | 3.4273 | -2.6965 | 0.021667 | 2.4988e-05
2310 | 0.00032011 | 0.00017762 | 2.2217 | 3.3533 | 3.4273 | 3.1331 | 5.2762 | 5.4742 | 3.4273 | 0.02 | 0.13389 | 2.9773e-05
2311 | 0.00022737 | 0.00015194 | 2.395 | 3.3536 | 3.4273 | 3.5146 | 5.2772 | 5.4742 | 3.4273 | 4.36 | 0.28444 | 0.00050585
2312 | 0.00017608 | 0.00013652 | 3.1288 | 3.354 | 3.4273 | 4.7104 | 5.2781 | 5.4742 | 3.4273 | 6.76 | 0.43722 | 0.00050869
2313 | 0.00015087 | 0.00012848 | 3.1997 | 3.3543 | 3.4273 | 4.8838 | 5.2788 | 5.4742 | 3.4273 | 7.94 | 0.57333 | 0.0001302
2314 | 0.00012993 | 0.00012132 | 3.2611 | 3.3545 | 3.4273 | 5.0378 | 5.2795 | 5.4742 | 3.4273 | 8.92 | 0.67167 | 0.00013735
2315 | 0.0001124 | 0.0001168 | 3.3143 | 3.3548 | 3.4273 | 5.1743 | 5.2802 | 5.4742 | 3.4273 | 9.74 | 0.72556 | 0.00012559
2316 | 8.2913e-05 | 0.00010697 | 3.4078 | 3.3549 | 3.4273 | 5.4216 | 5.2806 | 5.4742 | 3.4273 | 11.12 | 0.72556 | 8.6898e-05
2317 | 6.7527e-05 | 0.00010096 | 3.4588 | 3.3551 | 3.4273 | 5.5602 | 5.2809 | 5.4742 | 3.4273 | 11.84 | 0.67389 | 8.3826e-05
2318 | 5.9407e-05 | 0.00010044 | 3.4863 | 3.3551 | 3.4273 | 5.6362 | 5.2809 | 5.4742 | 3.4273 | 12.22 | 0.56556 | 9.2569e-05
2319 | 5.2141e-05 | 9.6459e-05 | 3.5113 | 3.3552 | 3.4273 | 5.7061 | 5.2812 | 5.4742 | 3.4273 | 12.56 | 0.42611 | 0.00031551
2320 | 5.2141e-05 | 9.8784e-05 | 3.5113 | 3.3551 | 3.4273 | 5.7061 | 5.2812 | 5.4742 | 3.4273 | 12.56 | 0.29333 | 0.00028338
2321 | 7.0092e-05 | 0.00010804 | 3.4502 | 3.3552 | 3.4273 | 5.5366 | 5.2814 | 5.4742 | 3.4273 | 11.72 | 0.12222 | 4.2652e-05
2322 | 0.00011967 | 0.00012408 | 3.292 | 3.3553 | 3.4273 | 5.1168 | 5.2816 | 5.4742 | 3.4273 | 9.4 | 0.016111 | 4.9799e-05
2323 | 0.00015001 | 0.00013461 | 3.2021 | 3.3554 | 3.4273 | 4.8899 | 5.2818 | 5.4742 | 3.4273 | 7.98 | 0 | 4.336e-05
2324 | 0.00015087 | 0.00013528 | 3.1997 | 3.3554 | 3.4273 | 4.8838 | 5.2819 | 5.4742 | 3.4273 | 7.94 | 0 | 0.00016245
2325 | 0.00018249 | 0.00014055 | 3.1112 | 3.3555 | 3.4273 | 4.6683 | 5.282 | 5.4742 | 3.4273 | 6.46 | 0 | 0.0001696
2326 | 0.00022053 | 0.00015161 | 2.4089 | 3.3555 | 3.4273 | 3.5464 | 5.2822 | 5.4742 | 3.4273 | 4.68 | 0 | 0.00019105
2327 | 0.00026925 | 0.00016705 | 2.3135 | 3.3557 | 3.4273 | 3.3314 | 5.2827 | 5.4742 | 3.4273 | 2.4 | 0 | 2.0617e-05
2328 | 0.00027823 | 0.00016976 | 2.2968 | 3.356 | 3.4273 | 3.2946 | 5.2834 | 5.4742 | 3.4273 | 1.98 | 0 | 8.743e-06
2329 | 0.00027951 | 0.0001687 | 2.2944 | 3.3562 | 3.4273 | 3.2894 | 5.284 | 5.4742 | 3.4273 | 1.92 | 0 | 1.5655e-05
2330 | 0.00029917 | 0.00017346 | 2.2586 | 3.3564 | 3.4273 | 3.2118 | 5.2846 | 5.4742 | 3.4273 | 1 | 0 | 1.4946e-05
2331 | 0.00031969 | 0.00018101 | 2.2225 | 3.3567 | 3.4273 | 3.1346 | 5.2852 | 5.4742 | 3.4273 | 0.04 | 0 | 8.4476e-06
2332 | 0.00032267 | 0.00018227 | 2.2063 | 3.3569 | 3.4273 | 3.1005 | 5.2858 | 5.4742 | 3.4273 | -0.4 | 0 | 1.3351e-05
2333 | 0.00032267 | 0.00018228 | 2.1983 | 3.3571 | 3.4273 | 3.0837 | 5.2863 | 5.4742 | 3.4273 | -0.62 | 0.016111 | 1.1992e-05
2334 | 0.00029917 | 0.00017528 | 2.2586 | 3.3574 | 3.4273 | 3.2118 | 5.2872 | 5.4742 | 3.4273 | 1 | 0.047778 | 9.0974e-06
2335 | 0.0002231 | 0.00015083 | 2.4037 | 3.3578 | 3.4273 | 3.5344 | 5.2881 | 5.4742 | 3.4273 | 4.56 | 0.14778 | 0.000526
2336 | 0.00018078 | 0.00013846 | 3.1159 | 3.3581 | 3.4273 | 4.6795 | 5.2889 | 5.4742 | 3.4273 | 6.54 | 0.21222 | 0.00012447
2337 | 0.00012993 | 0.00012387 | 3.2611 | 3.3583 | 3.4273 | 5.0378 | 5.2895 | 5.4742 | 3.4273 | 8.92 | 0.35722 | 0.00010929
2338 | 0.00010898 | 0.00011756 | 3.3249 | 3.3585 | 3.4273 | 5.2018 | 5.2899 | 5.4742 | 3.4273 | 9.9 | 0.49389 | 0.00011389
2339 | 5.9407e-05 | 0.00010318 | 3.4863 | 3.3586 | 3.4273 | 5.6362 | 5.2902 | 5.4742 | 3.4273 | 12.22 | 0.71556 | 0.00012081
2340 | 4.1457e-05 | 9.646e-05 | 3.5487 | 3.3587 | 3.4273 | 5.812 | 5.2906 | 5.4742 | 3.4273 | 13.06 | 0.64111 | 0.0002503
2341 | 2.7353e-05 | 9.3876e-05 | 3.5993 | 3.3588 | 3.4273 | 5.958 | 5.2908 | 5.4742 | 3.4273 | 13.72 | 0.58722 | 0.00013197
2342 | 2.0087e-05 | 9.2013e-05 | 3.6259 | 3.3588 | 3.4273 | 6.036 | 5.2909 | 5.4742 | 3.4273 | 14.06 | 0.51611 | 0.00011443
2343 | 1.1967e-05 | 8.8239e-05 | 3.6562 | 3.3589 | 3.4273 | 6.1258 | 5.2911 | 5.4742 | 3.4273 | 14.44 | 0.47333 | 0.00012087
2344 | 1.0257e-05 | 8.5659e-05 | 3.6626 | 3.3589 | 3.4273 | 6.145 | 5.2911 | 5.4742 | 3.4273 | 14.52 | 0.31222 | 7.1362e-05
2345 | 1.8378e-05 | 9.0358e-05 | 3.6323 | 3.359 | 3.4273 | 6.0547 | 5.2913 | 5.4742 | 3.4273 | 14.14 | 0.13 | 0.00010007
2346 | 6.7527e-05 | 0.00010548 | 3.4588 | 3.3591 | 3.4273 | 5.5602 | 5.2915 | 5.4742 | 3.4273 | 11.84 | 0.019444 | 0.00025626
2347 | 0.00013634 | 0.00012831 | 3.242 | 3.3591 | 3.4273 | 4.9896 | 5.2916 | 5.4742 | 3.4273 | 8.62 | 0 | 0.00023748
2348 | 0.00014788 | 0.00012475 | 3.2083 | 3.3593 | 3.4273 | 4.9052 | 5.2921 | 5.4742 | 3.4273 | 8.08 | 0 | 0.00025544
2349 | 0.00019532 | 0.00014293 | 3.0767 | 3.3594 | 3.4273 | 4.5863 | 5.2925 | 5.4742 | 3.4273 | 5.86 | 0 | 0.00024457
2350 | 0.00020472 | 0.00014522 | 3.0519 | 3.3595 | 3.4273 | 4.5279 | 5.2928 | 5.4742 | 3.4273 | 5.42 | 0 | 8.5067e-06
2351 | 0.00023079 | 0.00015387 | 2.3882 | 3.3597 | 3.4273 | 3.4989 | 5.2931 | 5.4742 | 3.4273 | 4.2 | 0 | 1.0102e-05
2352 | 0.0002419 | 0.00015707 | 2.3661 | 3.3598 | 3.4273 | 3.4488 | 5.2935 | 5.4742 | 3.4273 | 3.68 | 0 | 1.1933e-05
2353 | 0.00024917 | 0.00015723 | 2.3519 | 3.36 | 3.4273 | 3.4168 | 5.294 | 5.4742 | 3.4273 | 3.34 | 0 | 1.4001e-05
2354 | 0.00026541 | 0.00016356 | 2.3208 | 3.3602 | 3.4273 | 3.3474 | 5.2946 | 5.4742 | 3.4273 | 2.58 | 0 | 1.2996e-05
2355 | 0.00026925 | 0.00016522 | 2.3135 | 3.3605 | 3.4273 | 3.3314 | 5.2954 | 5.4742 | 3.4273 | 2.4 | 0 | 1.3764e-05
2356 | 0.00028122 | 0.00016885 | 2.2913 | 3.3607 | 3.4273 | 3.2825 | 5.296 | 5.4742 | 3.4273 | 1.84 | 0 | 1.1933e-05
2357 | 0.00028122 | 0.00016687 | 2.2913 | 3.361 | 3.4273 | 3.2825 | 5.2966 | 5.4742 | 3.4273 | 1.84 | 0.016111 | 1.7663e-05
2358 | 0.00026754 | 0.00016444 | 2.3168 | 3.3612 | 3.4273 | 3.3385 | 5.2972 | 5.4742 | 3.4273 | 2.48 | 0.12556 | 1.1224e-05
2359 | 0.0002513 | 0.00015897 | 2.3478 | 3.3615 | 3.4273 | 3.4075 | 5.2979 | 5.4742 | 3.4273 | 3.24 | 0.27167 | 0.00055222
2360 | 0.00024532 | 0.00015734 | 2.3594 | 3.3618 | 3.4273 | 3.4337 | 5.2987 | 5.4742 | 3.4273 | 3.52 | 0.42611 | 0.00013392
2361 | 0.00023677 | 0.0001547 | 2.3762 | 3.3621 | 3.4273 | 3.4717 | 5.2995 | 5.4742 | 3.4273 | 3.92 | 0.55778 | 8.7843e-05
2362 | 0.00021027 | 0.00014679 | 3.0375 | 3.3625 | 3.4273 | 4.4941 | 5.3006 | 5.4742 | 3.4273 | 5.16 | 0.66056 | 0.00011348
2363 | 0.0002013 | 0.00014434 | 3.0609 | 3.3629 | 3.4273 | 4.549 | 5.3017 | 5.4742 | 3.4273 | 5.58 | 0.71111 | 0.00013061
2364 | 0.00015471 | 0.00013033 | 3.1886 | 3.3634 | 3.4273 | 4.8565 | 5.3029 | 5.4742 | 3.4273 | 7.76 | 0.72 | 0.00023204
2365 | 8.2913e-05 | 0.00010865 | 3.4078 | 3.3638 | 3.4273 | 5.4216 | 5.3041 | 5.4742 | 3.4273 | 11.12 | 0.67444 | 0.00012843
2366 | 9.1888e-05 | 0.00011161 | 3.3788 | 3.3642 | 3.4273 | 5.3439 | 5.3051 | 5.4742 | 3.4273 | 10.7 | 0.56389 | 0.00012784
2367 | 0.00010898 | 0.000116 | 3.3249 | 3.3645 | 3.4273 | 5.2018 | 5.3059 | 5.4742 | 3.4273 | 9.9 | 0.37333 | 0.00011135
2368 | 0.00011796 | 0.00011763 | 3.2972 | 3.3649 | 3.4273 | 5.1302 | 5.3068 | 5.4742 | 3.4273 | 9.48 | 0.19667 | 7.1893e-05
2369 | 0.00013805 | 0.00012433 | 3.237 | 3.3652 | 3.4273 | 4.977 | 5.3077 | 5.4742 | 3.4273 | 8.54 | 0.065556 | 8.0577e-05
2370 | 0.00016198 | 0.00013214 | 3.168 | 3.3655 | 3.4273 | 4.8059 | 5.3086 | 5.4742 | 3.4273 | 7.42 | 0.016111 | 0.00025774
2371 | 0.00018249 | 0.00013883 | 3.1112 | 3.3658 | 3.4273 | 4.6683 | 5.3094 | 5.4742 | 3.4273 | 6.46 | 0 | 0.00024179
2372 | 0.00018249 | 0.00013244 | 3.1112 | 3.3661 | 3.4273 | 4.6683 | 5.3102 | 5.4742 | 3.4273 | 6.46 | 0 | 0.0002249
2373 | 0.00017779 | 0.00013694 | 3.1241 | 3.3664 | 3.4273 | 4.6991 | 5.3109 | 5.4742 | 3.4273 | 6.68 | 0 | 0.00024067
2374 | 0.00018078 | 0.00013844 | 3.1159 | 3.3666 | 3.4273 | 4.6795 | 5.3116 | 5.4742 | 3.4273 | 6.54 | 0 | 1.2996e-05
2375 | 0.00018249 | 0.00013662 | 3.1112 | 3.3669 | 3.4273 | 4.6683 | 5.3122 | 5.4742 | 3.4273 | 6.46 | 0 | 1.1933e-05
2376 | 0.00018378 | 0.00013772 | 3.1077 | 3.3671 | 3.4273 | 4.66 | 5.3127 | 5.4742 | 3.4273 | 6.4 | 0 | 1.2524e-05
2377 | 0.00018677 | 0.0001392 | 3.0996 | 3.3672 | 3.4273 | 4.6406 | 5.313 | 5.4742 | 3.4273 | 6.26 | 0 | 1.0279e-05
2378 | 0.00018677 | 0.00013865 | 3.0996 | 3.3672 | 3.4273 | 4.6406 | 5.3131 | 5.4742 | 3.4273 | 6.26 | 0 | 1.3055e-05
2379 | 0.00019019 | 0.00013734 | 3.0904 | 3.3672 | 3.4273 | 4.6187 | 5.313 | 5.4742 | 3.4273 | 6.1 | 0 | 9.7472e-06
2380 | 0.00019232 | 0.00014198 | 3.0847 | 3.3672 | 3.4273 | 4.6051 | 5.313 | 5.4742 | 3.4273 | 6 | 0 | 1.1638e-05
2381 | 0.00018976 | 0.00014107 | 3.0916 | 3.3672 | 3.4273 | 4.6215 | 5.313 | 5.4742 | 3.4273 | 6.12 | 0.0088889 | 1.0692e-05
2382 | 0.00018677 | 0.00014031 | 3.0996 | 3.3673 | 3.4273 | 4.6406 | 5.3132 | 5.4742 | 3.4273 | 6.26 | 0.053333 | 1.4532e-05
2383 | 0.00017352 | 0.00013603 | 3.1358 | 3.3673 | 3.4273 | 4.7275 | 5.3134 | 5.4742 | 3.4273 | 6.88 | 0.11389 | 0.00052416
2384 | 0.0001701 | 0.00013467 | 3.1453 | 3.3674 | 3.4273 | 4.7505 | 5.3137 | 5.4742 | 3.4273 | 7.04 | 0.13667 | 0.00012979
2385 | 0.00015258 | 0.00012945 | 3.1948 | 3.3675 | 3.4273 | 4.8717 | 5.3139 | 5.4742 | 3.4273 | 7.86 | 0.33 | 9.7295e-05
2386 | 0.00015258 | 0.00012941 | 3.1948 | 3.3676 | 3.4273 | 4.8717 | 5.3142 | 5.4742 | 3.4273 | 7.86 | 0.61833 | 0.00012092
2387 | 0.00015258 | 0.00012948 | 3.1948 | 3.3677 | 3.4273 | 4.8717 | 5.3144 | 5.4742 | 3.4273 | 7.86 | 0.64833 | 0.00011939
2388 | 0.00014018 | 0.00012597 | 3.2307 | 3.3678 | 3.4273 | 4.9612 | 5.3147 | 5.4742 | 3.4273 | 8.44 | 0.71111 | 0.00024244
2389 | 0.00012223 | 0.00012055 | 3.2842 | 3.368 | 3.4273 | 5.0968 | 5.3153 | 5.4742 | 3.4273 | 9.28 | 0.61611 | 0.00011968
2390 | 8.9751e-05 | 0.0001102 | 3.3857 | 3.3683 | 3.4273 | 5.3622 | 5.3161 | 5.4742 | 3.4273 | 10.8 | 0.50722 | 0.00013049
2391 | 4.4448e-05 | 9.6679e-05 | 3.5381 | 3.3686 | 3.4273 | 5.7819 | 5.3168 | 5.4742 | 3.4273 | 12.92 | 0.39278 | 0.00013558
2392 | 3.761e-05 | 9.3994e-05 | 3.5623 | 3.3689 | 3.4273 | 5.8511 | 5.3176 | 5.4742 | 3.4273 | 13.24 | 0.27167 | 6.8585e-05
2393 | 6.1971e-05 | 0.00010195 | 3.4776 | 3.3692 | 3.4273 | 5.612 | 5.3184 | 5.4742 | 3.4273 | 12.1 | 0.14778 | 6.9117e-05
2394 | 9.7872e-05 | 0.00011215 | 3.3597 | 3.3696 | 3.4273 | 5.2933 | 5.3193 | 5.4742 | 3.4273 | 10.42 | 0.021667 | 0.00024622
2395 | 0.00012207 | 0.00012115 | 3.2847 | 3.3699 | 3.4273 | 5.0981 | 5.3203 | 5.4742 | 3.4273 | 9.2877 | 0 | 0.0002568
2396 | 0.00014959 | 0.00012769 | 3.2034 | 3.3702 | 3.4273 | 4.893 | 5.3209 | 5.4742 | 3.4273 | 8 | 0 | 0.00022797
2397 | 0.00014959 | 0.00012868 | 3.2034 | 3.3704 | 3.4273 | 4.893 | 5.3215 | 5.4742 | 3.4273 | 8 | 0 | 0.00025118
2398 | 0.00018078 | 0.00013792 | 3.1159 | 3.3705 | 3.4273 | 4.6795 | 5.3219 | 5.4742 | 3.4273 | 6.54 | 0 | 1.1933e-05
2399 | 0.00019532 | 0.00014276 | 3.0767 | 3.3707 | 3.4273 | 4.5863 | 5.3223 | 5.4742 | 3.4273 | 5.86 | 0 | 1.4591e-05
2400 | 0.00020472 | 0.00014548 | 3.0519 | 3.3708 | 3.4273 | 4.5279 | 5.3225 | 5.4742 | 3.4273 | 5.42 | 0 | 1.0043e-05
2401 | 0.00019959 | 0.00014416 | 3.0654 | 3.3708 | 3.4273 | 4.5596 | 5.3226 | 5.4742 | 3.4273 | 5.66 | 0 | 1.4296e-05
2402 | 0.0002013 | 0.00014437 | 3.0609 | 3.3708 | 3.4273 | 4.549 | 5.3226 | 5.4742 | 3.4273 | 5.58 | 0 | 1.0456e-05
2403 | 0.00019745 | 0.00014344 | 3.0711 | 3.3708 | 3.4273 | 4.5729 | 5.3225 | 5.4742 | 3.4273 | 5.76 | 0 | 1.4178e-05
2404 | 0.00018976 | 0.00014017 | 3.0916 | 3.3707 | 3.4273 | 4.6215 | 5.3224 | 5.4742 | 3.4273 | 6.12 | 0 | 1.3823e-05
2405 | 0.00018677 | 0.00014033 | 3.0996 | 3.3707 | 3.4273 | 4.6406 | 5.3223 | 5.4742 | 3.4273 | 6.26 | 0.0033333 | 1.4946e-05
2406 | 0.00018249 | 0.00013581 | 3.1112 | 3.3706 | 3.4273 | 4.6683 | 5.3222 | 5.4742 | 3.4273 | 6.46 | 0.029444 | 9.8654e-06
2407 | 0.00017352 | 0.00013529 | 3.1358 | 3.3707 | 3.4273 | 4.7275 | 5.3223 | 5.4742 | 3.4273 | 6.88 | 0.073333 | 0.0005293
2408 | 0.00014788 | 0.00012755 | 3.2083 | 3.3708 | 3.4273 | 4.9052 | 5.3227 | 5.4742 | 3.4273 | 8.08 | 0.22111 | 0.00013723
2409 | 0.00011796 | 0.00011884 | 3.2972 | 3.371 | 3.4273 | 5.1302 | 5.3232 | 5.4742 | 3.4273 | 9.48 | 0.54889 | 9.5346e-05
2410 | 8.9751e-05 | 0.0001104 | 3.3857 | 3.3714 | 3.4273 | 5.3622 | 5.3241 | 5.4742 | 3.4273 | 10.8 | 0.67167 | 0.00012606
2411 | 5.2141e-05 | 9.9518e-05 | 3.5113 | 3.3717 | 3.4273 | 5.7061 | 5.325 | 5.4742 | 3.4273 | 12.56 | 0.66056 | 0.00011986
2412 | 1.1967e-05 | 8.7317e-05 | 3.6562 | 3.3721 | 3.4273 | 6.1258 | 5.326 | 5.4742 | 3.4273 | 14.44 | 0.51944 | 0.00025798
2413 | 0 | 8.3733e-05 | 3.7824 | 3.3725 | 3.4273 | 6.5131 | 5.3271 | 5.4742 | 3.4273 | 15.96 | 0.4 | 0.00012087
2414 | 0 | 8.3313e-05 | 3.8577 | 3.3729 | 3.4273 | 6.7547 | 5.3281 | 5.4742 | 3.4273 | 16.82 | 0.35056 | 0.00012087
2415 | 0 | 8.2792e-05 | 3.9176 | 3.3731 | 3.4273 | 6.9527 | 5.3288 | 5.4742 | 3.4273 | 17.48 | 0.32 | 0.00011094
2416 | 0 | 8.1594e-05 | 3.8577 | 3.3734 | 3.4273 | 6.7547 | 5.3295 | 5.4742 | 3.4273 | 16.82 | 0.15056 | 8.7548e-05
2417 | 0 | 8.0649e-05 | 3.8276 | 3.3736 | 3.4273 | 6.6571 | 5.3301 | 5.4742 | 3.4273 | 16.48 | 0.090556 | 7.5083e-05
2418 | 9.8299e-06 | 8.3714e-05 | 3.6642 | 3.3739 | 3.4273 | 6.1498 | 5.3307 | 5.4742 | 3.4273 | 14.54 | 0.013333 | 0.00025349
2419 | 3.5473e-05 | 9.6442e-05 | 3.57 | 3.3742 | 3.4273 | 5.873 | 5.3316 | 5.4742 | 3.4273 | 13.34 | 0 | 0.00023157
2420 | 7.7357e-05 | 0.00010744 | 3.4261 | 3.3744 | 3.4273 | 5.4708 | 5.3321 | 5.4742 | 3.4273 | 11.38 | 0 | 0.00023783
2421 | 0.0001124 | 0.00011664 | 3.3143 | 3.3746 | 3.4273 | 5.1743 | 5.3326 | 5.4742 | 3.4273 | 9.74 | 0 | 0.00023263
2422 | 0.00012993 | 0.0001213 | 3.2611 | 3.3747 | 3.4273 | 5.0378 | 5.333 | 5.4742 | 3.4273 | 8.92 | 0 | 1.6245e-05
2423 | 0.0001654 | 0.00013195 | 3.1584 | 3.375 | 3.4273 | 4.7824 | 5.3337 | 5.4742 | 3.4273 | 7.26 | 0 | 1.1106e-05
2424 | 0.00016198 | 0.00012914 | 3.168 | 3.3751 | 3.4273 | 4.8059 | 5.3341 | 5.4742 | 3.4273 | 7.42 | 0 | 9.6882e-06
2425 | 0.00014018 | 0.0001262 | 3.2307 | 3.3753 | 3.4273 | 4.9612 | 5.3345 | 5.4742 | 3.4273 | 8.44 | 0 | 1.1579e-05
2426 | 0.00014104 | 0.0001264 | 3.2282 | 3.3754 | 3.4273 | 4.9549 | 5.3348 | 5.4742 | 3.4273 | 8.4 | 0 | 1.2051e-05
2427 | 0.00014317 | 0.00012712 | 3.222 | 3.3755 | 3.4273 | 4.9393 | 5.3351 | 5.4742 | 3.4273 | 8.3 | 0 | 6.7935e-06
2428 | 0.000156 | 0.00013033 | 3.185 | 3.3755 | 3.4273 | 4.8475 | 5.3352 | 5.4742 | 3.4273 | 7.7 | 0 | 1.0043e-05
2429 | 0.00016283 | 0.00013129 | 3.1656 | 3.3755 | 3.4273 | 4.8 | 5.335 | 5.4742 | 3.4273 | 7.38 | 0.0088889 | 1.0102e-05
2430 | 0.00013805 | 0.00012564 | 3.237 | 3.3755 | 3.4273 | 4.977 | 5.335 | 5.4742 | 3.4273 | 8.54 | 0.047778 | 1.0751e-05
2431 | 0.00011625 | 0.00011861 | 3.3024 | 3.3755 | 3.4273 | 5.1437 | 5.3351 | 5.4742 | 3.4273 | 9.56 | 0.23 | 0.00052216
2432 | 8.7187e-05 | 0.00010984 | 3.3939 | 3.3756 | 3.4273 | 5.3843 | 5.3353 | 5.4742 | 3.4273 | 10.92 | 0.43778 | 0.00013859
2433 | 4.4448e-05 | 9.6385e-05 | 3.5381 | 3.3757 | 3.4273 | 5.7819 | 5.3356 | 5.4742 | 3.4273 | 12.92 | 0.58 | 9.4341e-05
2434 | 1.1967e-05 | 8.5212e-05 | 3.6562 | 3.3756 | 3.4273 | 6.1258 | 5.3355 | 5.4742 | 3.4273 | 14.44 | 0.675 | 0.00010946
2435 | 0 | 8.2564e-05 | 3.8066 | 3.3756 | 3.4273 | 6.5899 | 5.3354 | 5.4742 | 3.4273 | 16.24 | 0.72111 | 0.00011903
2436 | 0 | 8.1801e-05 | 3.9642 | 3.3756 | 3.4273 | 7.1106 | 5.3353 | 5.4742 | 3.4273 | 17.98 | 0.73956 | 0.00021816
2437 | 0 | 8.092e-05 | 4.1028 | 3.3756 | 3.4273 | 7.6007 | 5.3353 | 5.4742 | 3.4273 | 19.4 | 0.68333 | 0.00012648
2438 | 0 | 8.1644e-05 | 4.2001 | 3.3756 | 3.4273 | 7.9641 | 5.3352 | 5.4742 | 3.4273 | 20.34 | 0.58778 | 0.00012033
2439 | 0 | 7.8781e-05 | 4.1895 | 3.3756 | 3.4273 | 7.9238 | 5.3352 | 5.4742 | 3.4273 | 20.24 | 0.44611 | 0.00011059
2440 | 0 | 7.993e-05 | 4.2022 | 3.3756 | 3.4273 | 7.9723 | 5.3352 | 5.4742 | 3.4273 | 20.36 | 0.26889 | 8.0991e-05
2441 | 0 | 8.366e-05 | 4.113 | 3.3756 | 3.4273 | 7.6378 | 5.3352 | 5.4742 | 3.4273 | 19.5 | 0.13 | 7.7033e-05
2442 | 0 | 8.6069e-05 | 3.9812 | 3.3756 | 3.4273 | 7.1692 | 5.3353 | 5.4742 | 3.4273 | 18.16 | 0.026667 | 0.00023955
2443 | 0 | 9.2261e-05 | 3.847 | 3.3757 | 3.4273 | 6.72 | 5.3357 | 5.4742 | 3.4273 | 16.7 | 0 | 0.00023724
2444 | 0 | 8.686e-05 | 3.7132 | 3.3759 | 3.4273 | 6.2983 | 5.3362 | 5.4742 | 3.4273 | 15.14 | 0 | 0.00025036
2445 | 9.4025e-06 | 8.7912e-05 | 3.6658 | 3.3761 | 3.4273 | 6.1547 | 5.3366 | 5.4742 | 3.4273 | 14.56 | 0 | 0.00024132
2446 | 2.7353e-05 | 9.3086e-05 | 3.5993 | 3.3761 | 3.4273 | 5.958 | 5.3367 | 5.4742 | 3.4273 | 13.72 | 0 | 1.3705e-05
2447 | 3.932e-05 | 9.5712e-05 | 3.5563 | 3.3761 | 3.4273 | 5.8336 | 5.3366 | 5.4742 | 3.4273 | 13.16 | 0 | 7.6796e-06
2448 | 6.1971e-05 | 0.00010201 | 3.4776 | 3.3761 | 3.4273 | 5.612 | 5.3366 | 5.4742 | 3.4273 | 12.1 | 0 | 2.2921e-05
2449 | 0.00013634 | 0.00012545 | 3.242 | 3.376 | 3.4273 | 4.9896 | 5.3365 | 5.4742 | 3.4273 | 8.62 | 0 | 2.8592e-05
2450 | 0.00010001 | 0.00011352 | 3.353 | 3.376 | 3.4273 | 5.2754 | 5.3363 | 5.4742 | 3.4273 | 10.32 | 0 | 2.5047e-05
2451 | 0.00012779 | 0.00012181 | 3.2675 | 3.3758 | 3.4273 | 5.0541 | 5.3359 | 5.4742 | 3.4273 | 9.02 | 0 | 2.1562e-05
2452 | 9.4025e-05 | 0.00011151 | 3.372 | 3.3757 | 3.4273 | 5.3257 | 5.3356 | 5.4742 | 3.4273 | 10.6 | 0 | 2.7115e-05
2453 | 5.6842e-05 | 0.00010075 | 3.4951 | 3.3756 | 3.4273 | 5.6607 | 5.3353 | 5.4742 | 3.4273 | 12.34 | 0.0061111 | 2.1621e-05
2454 | 2.3079e-05 | 9.0267e-05 | 3.6149 | 3.3754 | 3.4273 | 6.0036 | 5.3349 | 5.4742 | 3.4273 | 13.92 | 0.016111 | 2.6347e-05
2455 | 4.2739e-06 | 8.4052e-05 | 3.6853 | 3.3755 | 3.4273 | 6.2133 | 5.335 | 5.4742 | 3.4273 | 14.8 | 0.17778 | 0.00050491
2456 | 0 | 8.281e-05 | 3.8811 | 3.3758 | 3.4273 | 6.8314 | 5.3358 | 5.4742 | 3.4273 | 17.08 | 0.39833 | 0.00050059
2457 | 0 | 8.2693e-05 | 3.8577 | 3.3762 | 3.4273 | 6.7547 | 5.3369 | 5.4742 | 3.4273 | 16.82 | 0.35833 | 0.00012979
2458 | 0 | 8.2491e-05 | 3.8188 | 3.3766 | 3.4273 | 6.6289 | 5.3381 | 5.4742 | 3.4273 | 16.38 | 0.25444 | 0.00013788
2459 | 0 | 8.2306e-05 | 3.7738 | 3.3771 | 3.4273 | 6.4861 | 5.3392 | 5.4742 | 3.4273 | 15.86 | 0.41444 | 0.00012967
2460 | 0 | 8.2716e-05 | 4.0352 | 3.3775 | 3.4273 | 7.3578 | 5.3404 | 5.4742 | 3.4273 | 18.72 | 0.55833 | 9.7945e-05
2461 | 0 | 8.3148e-05 | 4.045 | 3.3779 | 3.4273 | 7.3926 | 5.3415 | 5.4742 | 3.4273 | 18.82 | 0.59611 | 8.2881e-05
2462 | 0 | 8.3401e-05 | 3.8577 | 3.3784 | 3.4273 | 6.7547 | 5.3427 | 5.4742 | 3.4273 | 16.82 | 0.13667 | 9.7886e-05
2463 | 0 | 7.9098e-05 | 3.9361 | 3.3788 | 3.4273 | 7.015 | 5.3439 | 5.4742 | 3.4273 | 17.68 | 0.27778 | 0.00029189
2464 | 0 | 8.156e-05 | 3.9361 | 3.3793 | 3.4273 | 7.015 | 5.3452 | 5.4742 | 3.4273 | 17.68 | 0.21222 | 0.00029389
2465 | 0 | 8.4806e-05 | 3.9176 | 3.3799 | 3.4273 | 6.9527 | 5.3467 | 5.4742 | 3.4273 | 17.48 | 0.068333 | 5.0627e-05
2466 | 0 | 8.5258e-05 | 3.791 | 3.3804 | 3.4273 | 6.5403 | 5.348 | 5.4742 | 3.4273 | 16.06 | 0.0033333 | 4.5782e-05
2467 | 2.949e-05 | 9.7914e-05 | 3.5915 | 3.3808 | 3.4273 | 5.9354 | 5.3493 | 5.4742 | 3.4273 | 13.62 | 0 | 3.9343e-05
2468 | 3.932e-05 | 9.6105e-05 | 3.5563 | 3.3814 | 3.4273 | 5.8336 | 5.3507 | 5.4742 | 3.4273 | 13.16 | 0 | 0.00016712
2469 | 9.7872e-05 | 0.00011425 | 3.3597 | 3.3818 | 3.4273 | 5.2933 | 5.3517 | 5.4742 | 3.4273 | 10.42 | 0 | 0.00018927
2470 | 0.00011454 | 0.00011912 | 3.3077 | 3.3822 | 3.4273 | 5.1573 | 5.3529 | 5.4742 | 3.4273 | 9.64 | 0 | 0.00016712
2471 | 9.4025e-05 | 0.00011273 | 3.372 | 3.3825 | 3.4273 | 5.3257 | 5.3536 | 5.4742 | 3.4273 | 10.6 | 0 | 2.1385e-05
2472 | 9.4025e-05 | 0.00011204 | 3.372 | 3.3826 | 3.4273 | 5.3257 | 5.354 | 5.4742 | 3.4273 | 10.6 | 0 | 2.8592e-05
2473 | 6.1971e-05 | 9.8321e-05 | 3.4776 | 3.3827 | 3.4273 | 5.612 | 5.3543 | 5.4742 | 3.4273 | 12.1 | 0 | 3.0305e-05
2474 | 7.7357e-05 | 0.00010366 | 3.4261 | 3.3828 | 3.4273 | 5.4708 | 5.3546 | 5.4742 | 3.4273 | 11.38 | 0 | 1.8254e-05
2475 | 8.5477e-05 | 0.00010854 | 3.3995 | 3.3828 | 3.4273 | 5.3991 | 5.3546 | 5.4742 | 3.4273 | 11 | 0 | 2.1798e-05
2476 | 0.00010428 | 0.000115 | 3.3395 | 3.3828 | 3.4273 | 5.2401 | 5.3544 | 5.4742 | 3.4273 | 10.12 | 0 | 2.2507e-05
2477 | 0.00012993 | 0.00012163 | 3.2611 | 3.3827 | 3.4273 | 5.0378 | 5.3541 | 5.4742 | 3.4273 | 8.92 | 0.019444 | 2.0853e-05
2478 | 0.00010856 | 0.00011537 | 3.3262 | 3.3826 | 3.4273 | 5.2053 | 5.3539 | 5.4742 | 3.4273 | 9.92 | 0.13667 | 2.2271e-05
2479 | 6.1971e-05 | 0.0001016 | 3.4776 | 3.3827 | 3.4273 | 5.612 | 5.3543 | 5.4742 | 3.4273 | 12.1 | 0.3 | 0.00050183
2480 | 2.7353e-05 | 9.1273e-05 | 3.5993 | 3.3831 | 3.4273 | 5.958 | 5.3554 | 5.4742 | 3.4273 | 13.72 | 0.44333 | 0.00050733
2481 | 3.8465e-06 | 8.4146e-05 | 3.6869 | 3.3836 | 3.4273 | 6.2182 | 5.3567 | 5.4742 | 3.4273 | 14.82 | 0.59222 | 0.00014237
2482 | 0 | 8.2957e-05 | 3.7551 | 3.3842 | 3.4273 | 6.4275 | 5.3582 | 5.4742 | 3.4273 | 15.64 | 0.66833 | 0.000139
2483 | 0 | 8.312e-05 | 3.7449 | 3.3848 | 3.4273 | 6.396 | 5.3598 | 5.4742 | 3.4273 | 15.52 | 0.51944 | 9.0265e-05
2484 | 0 | 8.3088e-05 | 3.9717 | 3.3854 | 3.4273 | 7.1365 | 5.3615 | 5.4742 | 3.4273 | 18.06 | 0.74 | 8.7075e-05
2485 | 0 | 8.277e-05 | 3.8756 | 3.3861 | 3.4273 | 6.8135 | 5.3632 | 5.4742 | 3.4273 | 17.02 | 0.68389 | 9.0206e-05
2486 | 0 | 8.1452e-05 | 4.0216 | 3.3867 | 3.4273 | 7.3098 | 5.365 | 5.4742 | 3.4273 | 18.58 | 0.58889 | 8.0754e-05
2487 | 0 | 7.9632e-05 | 4.0023 | 3.3874 | 3.4273 | 7.2421 | 5.3667 | 5.4742 | 3.4273 | 18.38 | 0.42333 | 0.00026719
2488 | 0 | 7.7705e-05 | 4.0807 | 3.3881 | 3.4273 | 7.5204 | 5.3687 | 5.4742 | 3.4273 | 19.18 | 0.305 | 0.00026341
2489 | 0 | 8.3309e-05 | 4.0352 | 3.3888 | 3.4273 | 7.3578 | 5.3705 | 5.4742 | 3.4273 | 18.72 | 0.14222 | 4.974e-05
2490 | 0 | 8.417e-05 | 3.791 | 3.3895 | 3.4273 | 6.5403 | 5.3725 | 5.4742 | 3.4273 | 16.06 | 0.016111 | 4.6491e-05
2491 | 2.949e-05 | 9.6221e-05 | 3.5915 | 3.3901 | 3.4273 | 5.9354 | 5.3741 | 5.4742 | 3.4273 | 13.62 | 0 | 3.9462e-05
2492 | 5.2141e-05 | 0.0001002 | 3.5113 | 3.3907 | 3.4273 | 5.7061 | 5.3755 | 5.4742 | 3.4273 | 12.56 | 0 | 0.00016718
2493 | 8.2913e-05 | 0.00010932 | 3.4078 | 3.391 | 3.4273 | 5.4216 | 5.3765 | 5.4742 | 3.4273 | 11.12 | 0 | 0.00017439
2494 | 8.9751e-05 | 0.00011147 | 3.3857 | 3.3915 | 3.4273 | 5.3622 | 5.3778 | 5.4742 | 3.4273 | 10.8 | 0 | 0.00017261
2495 | 0.00010215 | 0.00011456 | 3.3462 | 3.3919 | 3.4273 | 5.2577 | 5.3788 | 5.4742 | 3.4273 | 10.22 | 0 | 2.1976e-05
2496 | 0.00011753 | 0.00011894 | 3.2985 | 3.3922 | 3.4273 | 5.1336 | 5.3796 | 5.4742 | 3.4273 | 9.5 | 0 | 1.211e-05
2497 | 0.00010215 | 0.00011393 | 3.3462 | 3.3924 | 3.4273 | 5.2577 | 5.38 | 5.4742 | 3.4273 | 10.22 | 0 | 1.5477e-05
2498 | 8.505e-05 | 0.00010926 | 3.4009 | 3.3925 | 3.4273 | 5.4029 | 5.3803 | 5.4742 | 3.4273 | 11.02 | 0 | 9.7472e-06
2499 | 9.1888e-05 | 0.0001107 | 3.3788 | 3.3926 | 3.4273 | 5.3439 | 5.3806 | 5.4742 | 3.4273 | 10.7 | 0 | 1.0397e-05
2500 | 0.00011454 | 0.00011754 | 3.3077 | 3.3926 | 3.4273 | 5.1573 | 5.3807 | 5.4742 | 3.4273 | 9.64 | 0 | 1.2701e-05
2501 | 0.00013634 | 0.00012461 | 3.242 | 3.3927 | 3.4273 | 4.9896 | 5.3809 | 5.4742 | 3.4273 | 8.62 | 0.029444 | 1.0811e-05
2502 | 8.7187e-05 | 0.00010832 | 3.3939 | 3.3928 | 3.4273 | 5.3843 | 5.3811 | 5.4742 | 3.4273 | 10.92 | 0.14556 | 1.1519e-05
2503 | 3.5473e-05 | 9.358e-05 | 3.57 | 3.393 | 3.4273 | 5.873 | 5.3819 | 5.4742 | 3.4273 | 13.34 | 0.29778 | 0.00052647
2504 | 0 | 8.2533e-05 | 3.7551 | 3.3935 | 3.4273 | 6.4275 | 5.3831 | 5.4742 | 3.4273 | 15.64 | 0.465 | 0.0001266
2505 | 0 | 8.2537e-05 | 3.9642 | 3.3941 | 3.4273 | 7.1106 | 5.3847 | 5.4742 | 3.4273 | 17.98 | 0.57333 | 8.4299e-05
2506 | 0 | 8.0341e-05 | 4.2299 | 3.3948 | 3.4273 | 8.0792 | 5.3865 | 5.4742 | 3.4273 | 20.62 | 0.65167 | 0.00012004
2507 | 0 | 8.1851e-05 | 4.3698 | 3.3955 | 3.4273 | 8.641 | 5.3884 | 5.4742 | 3.4273 | 21.88 | 0.71111 | 0.00011655
2508 | 0 | 8.037e-05 | 4.4302 | 3.3962 | 3.4273 | 8.8963 | 5.3904 | 5.4742 | 3.4273 | 22.4 | 0.31722 | 0.00022809
2509 | 0 | 8.1838e-05 | 4.4302 | 3.3969 | 3.4273 | 8.8963 | 5.3923 | 5.4742 | 3.4273 | 22.4 | 0.52833 | 0.00010958
2510 | 0 | 8.3238e-05 | 4.3109 | 3.3976 | 3.4273 | 8.3999 | 5.3941 | 5.4742 | 3.4273 | 21.36 | 0.57444 | 0.00012293
2511 | 0 | 8.0875e-05 | 4.2515 | 3.3983 | 3.4273 | 8.1635 | 5.3959 | 5.4742 | 3.4273 | 20.82 | 0.41556 | 0.00011177
2512 | 0 | 8.2485e-05 | 4.2299 | 3.3991 | 3.4273 | 8.0792 | 5.3981 | 5.4742 | 3.4273 | 20.62 | 0.28111 | 7.083e-05
2513 | 0 | 8.6299e-05 | 4.1313 | 3.4 | 3.4273 | 7.7055 | 5.4004 | 5.4742 | 3.4273 | 19.68 | 0.10611 | 7.0357e-05
2514 | 0 | 8.7538e-05 | 4.045 | 3.4008 | 3.4273 | 7.3926 | 5.4026 | 5.4742 | 3.4273 | 18.82 | 0.0088889 | 0.00023606
2515 | 0 | 8.8281e-05 | 3.9908 | 3.4016 | 3.4273 | 7.2022 | 5.4047 | 5.4742 | 3.4273 | 18.26 | 0 | 0.00024244
2516 | 0 | 8.9537e-05 | 3.8188 | 3.4022 | 3.4273 | 6.6289 | 5.4065 | 5.4742 | 3.4273 | 16.38 | 0 | 0.00023506
2517 | 1.6241e-05 | 8.9442e-05 | 3.6402 | 3.4028 | 3.4273 | 6.0782 | 5.4081 | 5.4742 | 3.4273 | 14.24 | 0 | 0.00023139
2518 | 2.3079e-05 | 9.1201e-05 | 3.6149 | 3.4034 | 3.4273 | 6.0036 | 5.4097 | 5.4742 | 3.4273 | 13.92 | 0 | 1.211e-05
2519 | 3.7325e-05 | 9.7038e-05 | 3.5634 | 3.404 | 3.4273 | 5.854 | 5.4113 | 5.4742 | 3.4273 | 13.2533 | 0 | 1.5773e-05
2520 | 5.2141e-05 | 0.00010115 | 3.5113 | 3.4046 | 3.4273 | 5.7061 | 5.4128 | 5.4742 | 3.4273 | 12.56 | 0 | 1.0456e-05
2521 | 4.1457e-05 | 9.3035e-05 | 3.5487 | 3.4052 | 3.4273 | 5.812 | 5.4144 | 5.4742 | 3.4273 | 13.06 | 0 | 1.0397e-05
2522 | 4.1457e-05 | 9.6964e-05 | 3.5487 | 3.4057 | 3.4273 | 5.812 | 5.4159 | 5.4742 | 3.4273 | 13.06 | 0 | 1.0338e-05
2523 | 3.932e-05 | 9.6279e-05 | 3.5563 | 3.4062 | 3.4273 | 5.8336 | 5.4172 | 5.4742 | 3.4273 | 13.16 | 0 | 1.1933e-05
2524 | 7.2656e-05 | 0.00010644 | 3.4416 | 3.4068 | 3.4273 | 5.5132 | 5.4188 | 5.4742 | 3.4273 | 11.6 | 0 | 1.2996e-05
2525 | 7.7357e-05 | 0.00010783 | 3.4261 | 3.4073 | 3.4273 | 5.4708 | 5.4202 | 5.4742 | 3.4273 | 11.38 | 0.035556 | 8.743e-06
2526 | 4.6585e-05 | 9.8416e-05 | 3.5306 | 3.408 | 3.4273 | 5.7607 | 5.422 | 5.4742 | 3.4273 | 12.82 | 0.16333 | 1.5891e-05
2527 | 0 | 8.3407e-05 | 3.7215 | 3.4088 | 3.4273 | 6.3237 | 5.4243 | 5.4742 | 3.4273 | 15.24 | 0.315 | 0.00052405
2528 | 0 | 8.3148e-05 | 3.8666 | 3.4097 | 3.4273 | 6.784 | 5.4266 | 5.4742 | 3.4273 | 16.92 | 0.44889 | 0.00012447
2529 | 0 | 8.2484e-05 | 3.9717 | 3.4106 | 3.4273 | 7.1365 | 5.4289 | 5.4742 | 3.4273 | 18.06 | 0.59611 | 9.7472e-05
2530 | 0 | 7.8711e-05 | 4.0928 | 3.4114 | 3.4273 | 7.564 | 5.4312 | 5.4742 | 3.4273 | 19.3 | 0.66389 | 0.00012051
2531 | 0 | 8.4794e-05 | 4.2887 | 3.4122 | 3.4273 | 8.3108 | 5.4334 | 5.4742 | 3.4273 | 21.16 | 0.70222 | 0.00012181
2532 | 0 | 8.3853e-05 | 4.3221 | 3.413 | 3.4273 | 8.4453 | 5.4354 | 5.4742 | 3.4273 | 21.46 | 0.72667 | 0.00023789
2533 | 0 | 8.408e-05 | 4.372 | 3.4138 | 3.4273 | 8.6506 | 5.4377 | 5.4742 | 3.4273 | 21.9 | 0.66833 | 0.00012087
2534 | 0 | 8.3905e-05 | 4.5167 | 3.4146 | 3.4273 | 9.2758 | 5.4398 | 5.4742 | 3.4273 | 23.12 | 0.57444 | 0.00011945
2535 | 0 | 8.09e-05 | 4.4875 | 3.4155 | 3.4273 | 9.1457 | 5.4421 | 5.4742 | 3.4273 | 22.88 | 0.26944 | 0.00011519
2536 | 0 | 8.2748e-05 | 4.5838 | 3.4163 | 3.4273 | 9.5823 | 5.4443 | 5.4742 | 3.4273 | 23.66 | 0.23222 | 7.9986e-05
2537 | 0 | 8.6631e-05 | 4.4325 | 3.4171 | 3.4273 | 8.9064 | 5.4466 | 5.4742 | 3.4273 | 22.42 | 0.086667 | 8.0754e-05
2538 | 0 | 8.7811e-05 | 3.9361 | 3.418 | 3.4273 | 7.015 | 5.4489 | 5.4742 | 3.4273 | 17.68 | 0.016111 | 0.00024728
2539 | 3.3336e-05 | 9.8289e-05 | 3.5776 | 3.419 | 3.4273 | 5.8951 | 5.4516 | 5.4742 | 3.4273 | 13.44 | 0 | 0.00022915
2540 | 9.7872e-05 | 0.00011893 | 3.3597 | 3.4199 | 3.4273 | 5.2933 | 5.4542 | 5.4742 | 3.4273 | 10.42 | 0 | 0.00024929
2541 | 0.00011582 | 0.00011778 | 3.3037 | 3.4207 | 3.4273 | 5.1471 | 5.4564 | 5.4742 | 3.4273 | 9.58 | 0 | 0.00022023
2542 | 0.00011753 | 0.00011986 | 3.2985 | 3.4215 | 3.4273 | 5.1336 | 5.4585 | 5.4742 | 3.4273 | 9.5 | 0 | 1.1638e-05
2543 | 0.00013334 | 0.00012549 | 3.2509 | 3.4223 | 3.4273 | 5.012 | 5.4605 | 5.4742 | 3.4273 | 8.76 | 0 | 1.1815e-05
2544 | 0.00013634 | 0.0001268 | 3.242 | 3.423 | 3.4273 | 4.9896 | 5.4626 | 5.4742 | 3.4273 | 8.62 | 0 | 9.2746e-06
2545 | 0.00013505 | 0.00012567 | 3.2458 | 3.4238 | 3.4273 | 4.9992 | 5.4647 | 5.4742 | 3.4273 | 8.68 | 0 | 1.1756e-05
2546 | 0.00013805 | 0.00012638 | 3.237 | 3.4245 | 3.4273 | 4.977 | 5.4667 | 5.4742 | 3.4273 | 8.54 | 0 | 1.2878e-05
2547 | 0.00014018 | 0.00012687 | 3.2307 | 3.4253 | 3.4273 | 4.9612 | 5.4687 | 5.4742 | 3.4273 | 8.44 | 0 | 1.0397e-05
2548 | 0.00013805 | 0.00012557 | 3.237 | 3.426 | 3.4273 | 4.977 | 5.4706 | 5.4742 | 3.4273 | 8.54 | 0 | 9.6291e-06
2549 | 0.00014104 | 0.00012659 | 3.2282 | 3.4266 | 3.4273 | 4.9549 | 5.4724 | 5.4742 | 3.4273 | 8.4 | 0.0033333 | 1.2051e-05
2550 | 0.00014317 | 0.00012713 | 3.222 | 3.4274 | 3.4273 | 4.9393 | 5.4745 | 5.4742 | 3.4273 | 8.3 | 0.019444 | 7.2661e-06
2551 | 0.00014317 | 0.00012582 | 3.222 | 3.4282 | 3.4273 | 4.9393 | 5.4768 | 5.4742 | 3.4273 | 8.3 | 0.038333 | 0.00053474
2552 | 0.00013805 | 0.00012447 | 3.237 | 3.4291 | 3.4273 | 4.977 | 5.4791 | 5.4742 | 3.4273 | 8.54 | 0.062778 | 0.00012122
2553 | 0.00013292 | 0.00012305 | 3.2521 | 3.43 | 3.4273 | 5.0152 | 5.4816 | 5.4742 | 3.4273 | 8.78 | 0.097222 | 0.00010427
2554 | 0.00012993 | 0.00012176 | 3.2611 | 3.431 | 3.4273 | 5.0378 | 5.4841 | 5.4742 | 3.4273 | 8.92 | 0.086667 | 0.00012482
2555 | 0.00012181 | 0.00012078 | 3.2855 | 3.4318 | 3.4273 | 5.1002 | 5.4865 | 5.4742 | 3.4273 | 9.3 | 0.14556 | 0.00012961
2556 | 0.00012181 | 0.00012086 | 3.2855 | 3.4326 | 3.4273 | 5.1002 | 5.4886 | 5.4742 | 3.4273 | 9.3 | 0.12222 | 0.00024268
2557 | 0.00011967 | 0.0001203 | 3.292 | 3.4333 | 3.4273 | 5.1168 | 5.4905 | 5.4742 | 3.4273 | 9.4 | 0.13389 | 0.00012583
2558 | 0.00012181 | 0.00012076 | 3.2855 | 3.4339 | 3.4273 | 5.1002 | 5.4922 | 5.4742 | 3.4273 | 9.3 | 0.12778 | 0.00012175
2559 | 0.00012181 | 0.0001179 | 3.2855 | 3.4345 | 3.4273 | 5.1002 | 5.4938 | 5.4742 | 3.4273 | 9.3 | 0.090556 | 0.00012766
2560 | 0.00012181 | 0.00011559 | 3.2855 | 3.4344 | 3.4273 | 5.1002 | 5.4936 | 5.4742 | 3.4273 | 9.3 | 0.047778 | 8.0104e-05
2561 | 0.00012993 | 0.00012286 | 3.2611 | 3.4345 | 3.4273 | 5.0378 | 5.4936 | 5.4742 | 3.4273 | 8.92 | 0.029444 | 7.3193e-05
2562 | 0.00014018 | 0.00012811 | 3.2307 | 3.4345 | 3.4273 | 4.9612 | 5.4938 | 5.4742 | 3.4273 | 8.44 | 0.011111 | 0.00023305
2563 | 0.00013634 | 0.00013397 | 3.242 | 3.4347 | 3.4273 | 4.9896 | 5.4944 | 5.4742 | 3.4273 | 8.62 | 0 | 0.0002526
2564 | 0.00013164 | 0.00012573 | 3.256 | 3.4349 | 3.4273 | 5.0249 | 5.495 | 5.4742 | 3.4273 | 8.84 | 0 | 0.00023612
2565 | 0.00013292 | 0.00012322 | 3.2521 | 3.4352 | 3.4273 | 5.0152 | 5.4957 | 5.4742 | 3.4273 | 8.78 | 0 | 0.00024173
2566 | 0.00014317 | 0.00012687 | 3.222 | 3.4355 | 3.4273 | 4.9393 | 5.4964 | 5.4742 | 3.4273 | 8.3 | 0 | 7.3252e-06
2567 | 0.00014574 | 0.00012747 | 3.2145 | 3.4357 | 3.4273 | 4.9206 | 5.4969 | 5.4742 | 3.4273 | 8.18 | 0 | 7.7978e-06
2568 | 0.00015087 | 0.00012851 | 3.1997 | 3.4359 | 3.4273 | 4.8838 | 5.4975 | 5.4742 | 3.4273 | 7.94 | 0 | 1.4001e-05
2569 | 0.00015258 | 0.00012922 | 3.1948 | 3.4361 | 3.4273 | 4.8717 | 5.498 | 5.4742 | 3.4273 | 7.86 | 0 | 1.2642e-05
2570 | 0.00015087 | 0.00012826 | 3.1997 | 3.4363 | 3.4273 | 4.8838 | 5.4987 | 5.4742 | 3.4273 | 7.94 | 0 | 8.8611e-06
2571 | 0.00015258 | 0.00012901 | 3.1948 | 3.4366 | 3.4273 | 4.8717 | 5.4994 | 5.4742 | 3.4273 | 7.86 | 0 | 1.5241e-05
2572 | 0.000156 | 0.00012963 | 3.185 | 3.4368 | 3.4273 | 4.8475 | 5.5001 | 5.4742 | 3.4273 | 7.7 | 0 | 1.0692e-05
2573 | 0.00015471 | 0.00012857 | 3.1886 | 3.437 | 3.4273 | 4.8565 | 5.5006 | 5.4742 | 3.4273 | 7.76 | 0.0021429 | 1.1992e-05
2574 | 0.00015856 | 0.00013082 | 3.1777 | 3.4373 | 3.4273 | 4.8296 | 5.5013 | 5.4742 | 3.4273 | 7.58 | 0.019444 | 1.3528e-05
2575 | 0.00014959 | 0.00012735 | 3.2034 | 3.4375 | 3.4273 | 4.893 | 5.502 | 5.4742 | 3.4273 | 8 | 0.038333 | 0.00053143
2576 | 0.00014317 | 0.0001257 | 3.222 | 3.4378 | 3.4273 | 4.9393 | 5.5028 | 5.4742 | 3.4273 | 8.3 | 0.084444 | 0.00012388
2577 | 0.00014574 | 0.00012598 | 3.2145 | 3.438 | 3.4273 | 4.9206 | 5.5033 | 5.4742 | 3.4273 | 8.18 | 0.11889 | 8.4889e-05
2578 | 0.00015258 | 0.00012671 | 3.1948 | 3.4381 | 3.4273 | 4.8717 | 5.5036 | 5.4742 | 3.4273 | 7.86 | 0.12222 | 0.00012423
2579 | 0.00014574 | 0.00012549 | 3.2145 | 3.4381 | 3.4273 | 4.9206 | 5.5036 | 5.4742 | 3.4273 | 8.18 | 0.071111 | 0.00012476
2580 | 0.00013634 | 0.0001219 | 3.242 | 3.438 | 3.4273 | 4.9896 | 5.5034 | 5.4742 | 3.4273 | 8.62 | 0.086667 | 0.00023848
2581 | 0.00014018 | 0.0001222 | 3.2307 | 3.4379 | 3.4273 | 4.9612 | 5.503 | 5.4742 | 3.4273 | 8.44 | 0.068333 | 0.00013067
2582 | 0.00013164 | 0.00012041 | 3.256 | 3.4378 | 3.4273 | 5.0249 | 5.5026 | 5.4742 | 3.4273 | 8.84 | 0.071111 | 0.00012305
2583 | 0.00013292 | 0.00011844 | 3.2521 | 3.4377 | 3.4273 | 5.0152 | 5.5024 | 5.4742 | 3.4273 | 8.78 | 0.033889 | 0.00012069
2584 | 0.00012181 | 0.000118 | 3.2855 | 3.4376 | 3.4273 | 5.1002 | 5.5021 | 5.4742 | 3.4273 | 9.3 | 0.055556 | 7.2897e-05
2585 | 0.00013164 | 0.0001259 | 3.256 | 3.4374 | 3.4273 | 5.0249 | 5.5017 | 5.4742 | 3.4273 | 8.84 | 0.033889 | 7.786e-05
2586 | 0.00013805 | 0.00012925 | 3.237 | 3.4373 | 3.4273 | 4.977 | 5.5014 | 5.4742 | 3.4273 | 8.54 | 0.0033333 | 0.00023452
2587 | 0.00014317 | 0.00013019 | 3.222 | 3.4372 | 3.4273 | 4.9393 | 5.501 | 5.4742 | 3.4273 | 8.3 | 0 | 0.00025703
2588 | 0.00014788 | 0.00013465 | 3.2083 | 3.4372 | 3.4273 | 4.9052 | 5.5011 | 5.4742 | 3.4273 | 8.08 | 0 | 0.00022466
2589 | 0.00014788 | 0.00012744 | 3.2083 | 3.4373 | 3.4273 | 4.9052 | 5.5013 | 5.4742 | 3.4273 | 8.08 | 0 | 0.00023175
2590 | 0.00015258 | 0.00013109 | 3.1948 | 3.4373 | 3.4273 | 4.8717 | 5.5015 | 5.4742 | 3.4273 | 7.86 | 0 | 1.2819e-05
2591 | 0.00015471 | 0.00013233 | 3.1886 | 3.4373 | 3.4273 | 4.8565 | 5.5013 | 5.4742 | 3.4273 | 7.76 | 0 | 1.211e-05
2592 | 0.00015856 | 0.00013147 | 3.1777 | 3.4372 | 3.4273 | 4.8296 | 5.5011 | 5.4742 | 3.4273 | 7.58 | 0 | 2.5697e-05
2593 | 0.00016112 | 0.00013207 | 3.1704 | 3.4372 | 3.4273 | 4.8118 | 5.5011 | 5.4742 | 3.4273 | 7.46 | 0 | 1.9849e-05
2594 | 0.00016112 | 0.00013137 | 3.1704 | 3.4372 | 3.4273 | 4.8118 | 5.5012 | 5.4742 | 3.4273 | 7.46 | 0 | 2.0558e-05
2595 | 0.0001654 | 0.00013275 | 3.1584 | 3.4373 | 3.4273 | 4.7824 | 5.5014 | 5.4742 | 3.4273 | 7.26 | 0 | 2.5756e-05
2596 | 0.00016796 | 0.00013359 | 3.1512 | 3.4374 | 3.4273 | 4.7649 | 5.5017 | 5.4742 | 3.4273 | 7.14 | 0 | 2.3571e-05
2597 | 0.00016796 | 0.0001334 | 3.1512 | 3.4375 | 3.4273 | 4.7649 | 5.502 | 5.4742 | 3.4273 | 7.14 | 0.0021825 | 2.7233e-05
2598 | 0.00016796 | 0.00013378 | 3.1512 | 3.4377 | 3.4273 | 4.7649 | 5.5025 | 5.4742 | 3.4273 | 7.14 | 0.016111 | 2.2625e-05
2599 | 0.00015471 | 0.00012851 | 3.1886 | 3.4379 | 3.4273 | 4.8565 | 5.503 | 5.4742 | 3.4273 | 7.76 | 0.032222 | 0.00048689
2600 | 0.00014959 | 0.00012611 | 3.2034 | 3.438 | 3.4273 | 4.893 | 5.5032 | 5.4742 | 3.4273 | 8 | 0.053333 | 0.000499
2601 | 0.00013505 | 0.00012018 | 3.2458 | 3.4378 | 3.4273 | 4.9992 | 5.5028 | 5.4742 | 3.4273 | 8.68 | 0.073333 | 0.00013498
2602 | 0.00012181 | 0.00011314 | 3.2855 | 3.4375 | 3.4273 | 5.1002 | 5.502 | 5.4742 | 3.4273 | 9.3 | 0.11889 | 0.00013008
2603 | 0.00011753 | 0.00011968 | 3.2985 | 3.4371 | 3.4273 | 5.1336 | 5.5008 | 5.4742 | 3.4273 | 9.5 | 0.14833 | 0.00011738
2604 | 0.00010685 | 0.00011594 | 3.3315 | 3.4366 | 3.4273 | 5.2192 | 5.4994 | 5.4742 | 3.4273 | 10 | 0.20667 | 8.4181e-05
2605 | 8.9751e-05 | 0.00011129 | 3.3857 | 3.436 | 3.4273 | 5.3622 | 5.498 | 5.4742 | 3.4273 | 10.8 | 0.245 | 8.4476e-05
2606 | 7.6075e-05 | 0.0001078 | 3.4303 | 3.4355 | 3.4273 | 5.4823 | 5.4966 | 5.4742 | 3.4273 | 11.44 | 0.32056 | 8.5421e-05
2607 | 8.0349e-05 | 0.00010646 | 3.4162 | 3.435 | 3.4273 | 5.4442 | 5.495 | 5.4742 | 3.4273 | 11.24 | 0.20278 | 0.00028468
2608 | 5.9407e-05 | 0.00010143 | 3.4863 | 3.4344 | 3.4273 | 5.6362 | 5.4934 | 5.4742 | 3.4273 | 12.22 | 0.23 | 0.00028586
2609 | 5.2141e-05 | 0.00010273 | 3.5113 | 3.4337 | 3.4273 | 5.7061 | 5.4916 | 5.4742 | 3.4273 | 12.56 | 0.175 | 4.5133e-05
2610 | 8.7187e-05 | 0.00011416 | 3.3939 | 3.4331 | 3.4273 | 5.3843 | 5.4899 | 5.4742 | 3.4273 | 10.92 | 0.043333 | 4.0702e-05
2611 | 0.00010685 | 0.00011961 | 3.3315 | 3.4326 | 3.4273 | 5.2192 | 5.4887 | 5.4742 | 3.4273 | 10 | 0 | 4.0229e-05
2612 | 0.00012993 | 0.00012864 | 3.2611 | 3.4321 | 3.4273 | 5.0378 | 5.4873 | 5.4742 | 3.4273 | 8.92 | 0 | 0.00016299
2613 | 0.00014317 | 0.00012719 | 3.222 | 3.4317 | 3.4273 | 4.9393 | 5.4862 | 5.4742 | 3.4273 | 8.3 | 0 | 0.00015353
2614 | 0.000156 | 0.00013504 | 3.185 | 3.4313 | 3.4273 | 4.8475 | 5.4852 | 5.4742 | 3.4273 | 7.7 | 0 | 0.00016671
2615 | 0.00016796 | 0.00014153 | 3.1512 | 3.431 | 3.4273 | 4.7649 | 5.4842 | 5.4742 | 3.4273 | 7.14 | 0 | 1.6423e-05
2616 | 0.00020985 | 0.00015612 | 3.0386 | 3.4307 | 3.4273 | 4.4967 | 5.4834 | 5.4742 | 3.4273 | 5.18 | 0 | 2.0617e-05
2617 | 0.0002419 | 0.00016699 | 2.3661 | 3.4304 | 3.4273 | 3.4488 | 5.4826 | 5.4742 | 3.4273 | 3.68 | 0 | 2.2803e-05
2618 | 0.00024105 | 0.00016616 | 2.3678 | 3.4301 | 3.4273 | 3.4526 | 5.4819 | 5.4742 | 3.4273 | 3.72 | 0 | 2.3866e-05
2619 | 0.00023677 | 0.00016392 | 2.3762 | 3.4299 | 3.4273 | 3.4717 | 5.4814 | 5.4742 | 3.4273 | 3.92 | 0 | 2.103e-05
2620 | 0.00023464 | 0.0001567 | 2.3805 | 3.4298 | 3.4273 | 3.4814 | 5.4809 | 5.4742 | 3.4273 | 4.02 | 0 | 2.4339e-05
2621 | 0.00022053 | 0.00015155 | 2.4089 | 3.4297 | 3.4273 | 3.5464 | 5.4808 | 5.4742 | 3.4273 | 4.68 | 0.043333 | 1.8608e-05
2622 | 0.0002154 | 0.00014845 | 2.4194 | 3.4298 | 3.4273 | 3.5707 | 5.4809 | 5.4742 | 3.4273 | 4.92 | 0.17167 | 1.9376e-05
2623 | 0.0002013 | 0.0001425 | 3.0609 | 3.4299 | 3.4273 | 4.549 | 5.4812 | 5.4742 | 3.4273 | 5.58 | 0.39278 | 0.00047856
2624 | 0.00018848 | 0.00013646 | 3.095 | 3.43 | 3.4273 | 4.6297 | 5.4816 | 5.4742 | 3.4273 | 6.18 | 0.47944 | 0.00049924
2625 | 0.00016796 | 0.0001302 | 3.1512 | 3.43 | 3.4273 | 4.7649 | 5.4816 | 5.4742 | 3.4273 | 7.14 | 0.62167 | 0.00013026
2626 | 0.00010642 | 0.00011809 | 3.3328 | 3.43 | 3.4273 | 5.2226 | 5.4816 | 5.4742 | 3.4273 | 10.02 | 0.72111 | 0.00013906
2627 | 3.932e-05 | 0.00010186 | 3.5563 | 3.4299 | 3.4273 | 5.8336 | 5.4813 | 5.4742 | 3.4273 | 13.16 | 0.77444 | 0.00010881
2628 | 0 | 8.8025e-05 | 3.7449 | 3.4298 | 3.4273 | 6.396 | 5.481 | 5.4742 | 3.4273 | 15.52 | 0.77 | 7.7033e-05
2629 | 0 | 8.5742e-05 | 3.8488 | 3.4297 | 3.4273 | 6.7257 | 5.4806 | 5.4742 | 3.4273 | 16.72 | 0.71611 | 9.186e-05
2630 | 0 | 8.456e-05 | 3.9361 | 3.4295 | 3.4273 | 7.015 | 5.4802 | 5.4742 | 3.4273 | 17.68 | 0.61111 | 8.5894e-05
2631 | 0 | 8.236e-05 | 3.9529 | 3.4293 | 3.4273 | 7.072 | 5.4796 | 5.4742 | 3.4273 | 17.86 | 0.47333 | 0.00026654
2632 | 0 | 8.1591e-05 | 3.9908 | 3.4291 | 3.4273 | 7.2022 | 5.4791 | 5.4742 | 3.4273 | 18.26 | 0.30833 | 0.00029336
2633 | 0 | 8.3148e-05 | 3.925 | 3.429 | 3.4273 | 6.9775 | 5.4789 | 5.4742 | 3.4273 | 17.56 | 0.15778 | 4.4955e-05
2634 | 0 | 8.546e-05 | 3.7365 | 3.429 | 3.4273 | 6.37 | 5.4788 | 5.4742 | 3.4273 | 15.42 | 0.038889 | 4.9977e-05
2635 | 2.5216e-05 | 9.3751e-05 | 3.6071 | 3.429 | 3.4273 | 5.9807 | 5.4789 | 5.4742 | 3.4273 | 13.82 | 0 | 4.531e-05
2636 | 4.6585e-05 | 0.00010344 | 3.5306 | 3.4291 | 3.4273 | 5.7607 | 5.4791 | 5.4742 | 3.4273 | 12.82 | 0 | 0.00018856
2637 | 6.4963e-05 | 0.0001045 | 3.4674 | 3.4292 | 3.4273 | 5.584 | 5.4795 | 5.4742 | 3.4273 | 11.96 | 0 | 0.00017569
2638 | 8.2913e-05 | 0.00010693 | 3.4078 | 3.4294 | 3.4273 | 5.4216 | 5.4798 | 5.4742 | 3.4273 | 11.12 | 0 | 0.00017758
2639 | 4.6585e-05 | 9.7258e-05 | 3.5306 | 3.4296 | 3.4273 | 5.7607 | 5.4804 | 5.4742 | 3.4273 | 12.82 | 0 | 1.7663e-05
2640 | 8.505e-05 | 0.00010524 | 3.4009 | 3.4298 | 3.4273 | 5.4029 | 5.4811 | 5.4742 | 3.4273 | 11.02 | 0 | 2.3334e-05
2641 | 0.00010856 | 0.00011616 | 3.3262 | 3.4299 | 3.4273 | 5.2053 | 5.4813 | 5.4742 | 3.4273 | 9.92 | 0 | 2.168e-05
2642 | 0.00010642 | 0.00011331 | 3.3328 | 3.4299 | 3.4273 | 5.2226 | 5.4814 | 5.4742 | 3.4273 | 10.02 | 0 | 2.3393e-05
2643 | 0.00012608 | 0.00012092 | 3.2726 | 3.4301 | 3.4273 | 5.0672 | 5.4819 | 5.4742 | 3.4273 | 9.1 | 0 | 1.9435e-05
2644 | 0.00011112 | 0.00011364 | 3.3182 | 3.4303 | 3.4273 | 5.1846 | 5.4823 | 5.4742 | 3.4273 | 9.8 | 0.0022222 | 1.979e-05
2645 | 0.0001124 | 0.00011643 | 3.3143 | 3.4305 | 3.4273 | 5.1743 | 5.4828 | 5.4742 | 3.4273 | 9.74 | 0.043333 | 2.5343e-05
2646 | 8.0349e-05 | 0.00010533 | 3.4162 | 3.4307 | 3.4273 | 5.4442 | 5.4835 | 5.4742 | 3.4273 | 11.24 | 0.11389 | 2.1562e-05
2647 | 4.915e-05 | 9.7006e-05 | 3.5217 | 3.431 | 3.4273 | 5.7353 | 5.4842 | 5.4742 | 3.4273 | 12.7 | 0.33 | 0.0004912
2648 | 3.3336e-05 | 9.1846e-05 | 3.5776 | 3.4313 | 3.4273 | 5.8951 | 5.4851 | 5.4742 | 3.4273 | 13.44 | 0.28111 | 0.00047348
2649 | 1.1967e-05 | 8.4348e-05 | 3.6562 | 3.4316 | 3.4273 | 6.1258 | 5.4859 | 5.4742 | 3.4273 | 14.44 | 0.54333 | 0.0001419
2650 | 1.7095e-06 | 7.8048e-05 | 3.6951 | 3.4319 | 3.4273 | 6.243 | 5.4867 | 5.4742 | 3.4273 | 14.92 | 0.635 | 0.00013812
2651 | 0 | 8.2369e-05 | 3.8188 | 3.4322 | 3.4273 | 6.6289 | 5.4875 | 5.4742 | 3.4273 | 16.38 | 0.69333 | 0.00012624
2652 | 0 | 8.1941e-05 | 3.8756 | 3.4324 | 3.4273 | 6.8135 | 5.4882 | 5.4742 | 3.4273 | 17.02 | 0.78556 | 8.2113e-05
2653 | 0 | 8.0296e-05 | 3.9454 | 3.4327 | 3.4273 | 7.0466 | 5.4888 | 5.4742 | 3.4273 | 17.78 | 0.47944 | 8.7784e-05
2654 | 0 | 8.1269e-05 | 3.9454 | 3.433 | 3.4273 | 7.0466 | 5.4896 | 5.4742 | 3.4273 | 17.78 | 0.67556 | 8.6248e-05
2655 | 0 | 8.1873e-05 | 3.9812 | 3.4333 | 3.4273 | 7.1692 | 5.4904 | 5.4742 | 3.4273 | 18.16 | 0.53611 | 0.00027564
2656 | 0 | 8.0374e-05 | 3.8577 | 3.4335 | 3.4273 | 6.7547 | 5.4911 | 5.4742 | 3.4273 | 16.82 | 0.255 | 0.00027948
2657 | 6.4963e-05 | 0.00010259 | 3.4674 | 3.4338 | 3.4273 | 5.584 | 5.4919 | 5.4742 | 3.4273 | 11.96 | 0.19222 | 4.5546e-05
2658 | 7.2656e-05 | 0.00010477 | 3.4416 | 3.4341 | 3.4273 | 5.5132 | 5.4927 | 5.4742 | 3.4273 | 11.6 | 0.016111 | 3.8989e-05
2659 | 9.1888e-05 | 0.00011429 | 3.3788 | 3.4344 | 3.4273 | 5.3439 | 5.4936 | 5.4742 | 3.4273 | 10.7 | 0 | 4.0938e-05
2660 | 8.7187e-05 | 0.00011009 | 3.3939 | 3.4347 | 3.4273 | 5.3843 | 5.4942 | 5.4742 | 3.4273 | 10.92 | 0 | 0.00015153
2661 | 8.0349e-05 | 0.00010793 | 3.4162 | 3.4349 | 3.4273 | 5.4442 | 5.4948 | 5.4742 | 3.4273 | 11.24 | 0 | 0.00017025
2662 | 5.6842e-05 | 0.00010001 | 3.4951 | 3.4351 | 3.4273 | 5.6607 | 5.4953 | 5.4742 | 3.4273 | 12.34 | 0 | 0.00018053
2663 | 6.7527e-05 | 0.00010353 | 3.4588 | 3.4353 | 3.4273 | 5.5602 | 5.496 | 5.4742 | 3.4273 | 11.84 | 0 | 2.0203e-05
2664 | 5.8979e-05 | 9.824e-05 | 3.4878 | 3.4356 | 3.4273 | 5.6403 | 5.4968 | 5.4742 | 3.4273 | 12.24 | 0 | 2.7706e-05
2665 | 6.7527e-05 | 0.00010257 | 3.4588 | 3.4359 | 3.4273 | 5.5602 | 5.4975 | 5.4742 | 3.4273 | 11.84 | 0 | 2.8946e-05
2666 | 7.2656e-05 | 0.00010479 | 3.4416 | 3.4362 | 3.4273 | 5.5132 | 5.4984 | 5.4742 | 3.4273 | 11.6 | 0 | 2.5638e-05
2667 | 8.2058e-05 | 0.00010727 | 3.4106 | 3.4366 | 3.4273 | 5.4291 | 5.4994 | 5.4742 | 3.4273 | 11.16 | 0 | 2.6347e-05
2668 | 8.2058e-05 | 0.00010731 | 3.4106 | 3.4369 | 3.4273 | 5.4291 | 5.5004 | 5.4742 | 3.4273 | 11.16 | 0 | 2.3157e-05
2669 | 8.676e-05 | 0.0001088 | 3.3953 | 3.4373 | 3.4273 | 5.388 | 5.5014 | 5.4742 | 3.4273 | 10.94 | 0.0061111 | 2.6406e-05
2670 | 7.6075e-05 | 0.00010575 | 3.4303 | 3.4378 | 3.4273 | 5.4823 | 5.5028 | 5.4742 | 3.4273 | 11.44 | 0.029444 | 2.487e-05
2671 | 4.6585e-05 | 9.5799e-05 | 3.5306 | 3.4381 | 3.4273 | 5.7607 | 5.5036 | 5.4742 | 3.4273 | 12.82 | 0.026667 | 0.00048742
2672 | 3.1627e-05 | 9.1303e-05 | 3.5838 | 3.4382 | 3.4273 | 5.913 | 5.504 | 5.4742 | 3.4273 | 13.52 | 0.11722 | 0.00051152
2673 | 1.6241e-05 | 8.678e-05 | 3.6402 | 3.4384 | 3.4273 | 6.0782 | 5.5045 | 5.4742 | 3.4273 | 14.24 | 0.16056 | 0.0001312
2674 | 0 | 8.1715e-05 | 3.7365 | 3.4387 | 3.4273 | 6.37 | 5.5052 | 5.4742 | 3.4273 | 15.42 | 0.35722 | 0.00013806
2675 | 0 | 8.1051e-05 | 3.7449 | 3.439 | 3.4273 | 6.396 | 5.5061 | 5.4742 | 3.4273 | 15.52 | 0.655 | 0.00010893
2676 | 0 | 8.2038e-05 | 3.8577 | 3.4394 | 3.4273 | 6.7547 | 5.5071 | 5.4742 | 3.4273 | 16.82 | 0.44944 | 8.4003e-05
2677 | 0 | 8.1672e-05 | 3.7132 | 3.4397 | 3.4273 | 6.2983 | 5.5078 | 5.4742 | 3.4273 | 15.14 | 0.265 | 8.2172e-05
2678 | 0 | 8.0515e-05 | 3.8276 | 3.4399 | 3.4273 | 6.6571 | 5.5084 | 5.4742 | 3.4273 | 16.48 | 0.27611 | 7.1007e-05
2679 | 0 | 7.7127e-05 | 3.7232 | 3.44 | 3.4273 | 6.3288 | 5.5088 | 5.4742 | 3.4273 | 15.26 | 0.17167 | 0.00027918
2680 | 0 | 7.9071e-05 | 3.7738 | 3.4403 | 3.4273 | 6.4861 | 5.5096 | 5.4742 | 3.4273 | 15.86 | 0.099444 | 0.00027174
2681 | 0 | 8.288e-05 | 3.7365 | 3.4405 | 3.4273 | 6.37 | 5.5101 | 5.4742 | 3.4273 | 15.42 | 0.026667 | 4.0761e-05
2682 | 3.1627e-05 | 9.3342e-05 | 3.5838 | 3.4407 | 3.4273 | 5.913 | 5.5107 | 5.4742 | 3.4273 | 13.52 | 0.036111 | 4.3774e-05
2683 | 6.4963e-05 | 0.00010971 | 3.4674 | 3.441 | 3.4273 | 5.584 | 5.5115 | 5.4742 | 3.4273 | 11.96 | 0 | 3.8339e-05
2684 | 0.00010856 | 0.000118 | 3.3262 | 3.4412 | 3.4273 | 5.2053 | 5.5121 | 5.4742 | 3.4273 | 9.92 | 0 | 0.00016488
2685 | 0.00012181 | 0.00012009 | 3.2855 | 3.4413 | 3.4273 | 5.1002 | 5.5124 | 5.4742 | 3.4273 | 9.3 | 0 | 0.00017078
2686 | 0.00011582 | 0.00011855 | 3.3037 | 3.4414 | 3.4273 | 5.1471 | 5.5127 | 5.4742 | 3.4273 | 9.58 | 0 | 0.00017474
2687 | 0.00011582 | 0.00011849 | 3.3037 | 3.4416 | 3.4273 | 5.1471 | 5.5132 | 5.4742 | 3.4273 | 9.58 | 0 | 2.3748e-05
2688 | 0.00013463 | 0.00012388 | 3.2471 | 3.4419 | 3.4273 | 5.0024 | 5.5139 | 5.4742 | 3.4273 | 8.7 | 0 | 1.53e-05
2689 | 0.00014959 | 0.00012755 | 3.2034 | 3.4422 | 3.4273 | 4.893 | 5.5146 | 5.4742 | 3.4273 | 8 | 0 | 1.3174e-05
2690 | 0.0001701 | 0.00013442 | 3.1453 | 3.4423 | 3.4273 | 4.7505 | 5.5152 | 5.4742 | 3.4273 | 7.04 | 0 | 1.406e-05
2691 | 0.00016796 | 0.00013374 | 3.1512 | 3.4426 | 3.4273 | 4.7649 | 5.5159 | 5.4742 | 3.4273 | 7.14 | 0 | 1.146e-05
2692 | 0.00016796 | 0.00013343 | 3.1512 | 3.4429 | 3.4273 | 4.7649 | 5.5167 | 5.4742 | 3.4273 | 7.14 | 0.0022222 | 1.1047e-05
2693 | 0.00014788 | 0.00012713 | 3.2083 | 3.4432 | 3.4273 | 4.9052 | 5.5175 | 5.4742 | 3.4273 | 8.08 | 0.047778 | 1.5359e-05
2694 | 0.00012779 | 0.0001212 | 3.2675 | 3.4436 | 3.4273 | 5.0541 | 5.5185 | 5.4742 | 3.4273 | 9.02 | 0.11056 | 1.3882e-05
2695 | 8.9324e-05 | 0.00010877 | 3.387 | 3.4439 | 3.4273 | 5.3658 | 5.5194 | 5.4742 | 3.4273 | 10.82 | 0.22111 | 0.00051808
2696 | 4.915e-05 | 9.6374e-05 | 3.5217 | 3.4442 | 3.4273 | 5.7353 | 5.5202 | 5.4742 | 3.4273 | 12.7 | 0.29778 | 0.00012329
2697 | 1.8378e-05 | 8.6805e-05 | 3.6323 | 3.4445 | 3.4273 | 6.0547 | 5.521 | 5.4742 | 3.4273 | 14.14 | 0.29444 | 8.6839e-05
2698 | 0 | 8.1027e-05 | 3.7232 | 3.4447 | 3.4273 | 6.3288 | 5.5217 | 5.4742 | 3.4273 | 15.26 | 0.45861 | 0.00012264
2699 | 0 | 8.2115e-05 | 3.7996 | 3.445 | 3.4273 | 6.5677 | 5.5224 | 5.4742 | 3.4273 | 16.16 | 0.42611 | 0.00011218
2700 | 0 | 8.2328e-05 | 3.7248 | 3.4451 | 3.4273 | 6.3339 | 5.5228 | 5.4742 | 3.4273 | 15.28 | 0.47667 | 0.00025366
2701 | 0 | 8.1405e-05 | 3.7551 | 3.4452 | 3.4273 | 6.4275 | 5.523 | 5.4742 | 3.4273 | 15.64 | 0.48556 | 0.00012654
2702 | 0 | 8.2707e-05 | 3.791 | 3.4453 | 3.4273 | 6.5403 | 5.5232 | 5.4742 | 3.4273 | 16.06 | 0.47056 | 0.00013138
2703 | 0 | 7.9664e-05 | 3.791 | 3.4453 | 3.4273 | 6.5403 | 5.5233 | 5.4742 | 3.4273 | 16.06 | 0.27778 | 0.00010917
2704 | 0 | 7.8624e-05 | 3.7449 | 3.4454 | 3.4273 | 6.396 | 5.5235 | 5.4742 | 3.4273 | 15.52 | 0.245 | 7.8509e-05
2705 | 0 | 8.289e-05 | 3.705 | 3.4454 | 3.4273 | 6.273 | 5.5235 | 5.4742 | 3.4273 | 15.04 | 0.057222 | 7.6501e-05
2706 | 3.3336e-05 | 9.4015e-05 | 3.5776 | 3.4454 | 3.4273 | 5.8951 | 5.5234 | 5.4742 | 3.4273 | 13.44 | 0.0088889 | 0.00025142
2707 | 5.6842e-05 | 0.00010646 | 3.4951 | 3.4455 | 3.4273 | 5.6607 | 5.5237 | 5.4742 | 3.4273 | 12.34 | 0 | 0.00024409
2708 | 6.7527e-05 | 0.00010404 | 3.4588 | 3.4456 | 3.4273 | 5.5602 | 5.524 | 5.4742 | 3.4273 | 11.84 | 0 | 0.00026341
2709 | 8.0349e-05 | 0.00010742 | 3.4162 | 3.4457 | 3.4273 | 5.4442 | 5.5243 | 5.4742 | 3.4273 | 11.24 | 0 | 0.00023175
2710 | 8.505e-05 | 0.000109 | 3.4009 | 3.4458 | 3.4273 | 5.4029 | 5.5246 | 5.4742 | 3.4273 | 11.02 | 0 | 1.4887e-05
2711 | 8.9324e-05 | 0.00011026 | 3.387 | 3.4459 | 3.4273 | 5.3658 | 5.5249 | 5.4742 | 3.4273 | 10.82 | 0 | 1.146e-05
2712 | 0.00010215 | 0.0001134 | 3.3462 | 3.446 | 3.4273 | 5.2577 | 5.5251 | 5.4742 | 3.4273 | 10.22 | 0 | 1.4119e-05
2713 | 0.00010642 | 0.00011482 | 3.3328 | 3.446 | 3.4273 | 5.2226 | 5.5252 | 5.4742 | 3.4273 | 10.02 | 0 | 1.5832e-05
2714 | 0.00010642 | 0.00011167 | 3.3328 | 3.446 | 3.4273 | 5.2226 | 5.5253 | 5.4742 | 3.4273 | 10.02 | 0 | 1.1283e-05
2715 | 0.00011112 | 0.00011549 | 3.3182 | 3.4461 | 3.4273 | 5.1846 | 5.5253 | 5.4742 | 3.4273 | 9.8 | 0 | 1.2346e-05
2716 | 0.00011967 | 0.00011672 | 3.292 | 3.446 | 3.4273 | 5.1168 | 5.5252 | 5.4742 | 3.4273 | 9.4 | 0.0022222 | 1.2346e-05
2717 | 0.00011582 | 0.00011593 | 3.3037 | 3.4461 | 3.4273 | 5.1471 | 5.5254 | 5.4742 | 3.4273 | 9.58 | 0.038889 | 8.0341e-06
2718 | 0.00011069 | 0.00011516 | 3.3195 | 3.4462 | 3.4273 | 5.188 | 5.5257 | 5.4742 | 3.4273 | 9.82 | 0.10611 | 1.1756e-05
2719 | 0.00010215 | 0.00011241 | 3.3462 | 3.4465 | 3.4273 | 5.2577 | 5.5266 | 5.4742 | 3.4273 | 10.22 | 0.16556 | 0.00050703
2720 | 8.676e-05 | 0.00010741 | 3.3953 | 3.447 | 3.4273 | 5.388 | 5.528 | 5.4742 | 3.4273 | 10.94 | 0.23722 | 0.00013481
2721 | 6.7527e-05 | 0.0001013 | 3.4588 | 3.4477 | 3.4273 | 5.5602 | 5.5297 | 5.4742 | 3.4273 | 11.84 | 0.22111 | 9.316e-05
2722 | 4.6585e-05 | 9.3284e-05 | 3.5306 | 3.4483 | 3.4273 | 5.7607 | 5.5316 | 5.4742 | 3.4273 | 12.82 | 0.35056 | 0.00011673
2723 | 3.1627e-05 | 9.1067e-05 | 3.5838 | 3.449 | 3.4273 | 5.913 | 5.5334 | 5.4742 | 3.4273 | 13.52 | 0.405 | 0.00011655
2724 | 2.0087e-05 | 8.7248e-05 | 3.6259 | 3.4497 | 3.4273 | 6.036 | 5.5353 | 5.4742 | 3.4273 | 14.06 | 0.36167 | 0.00023417
2725 | 2.0087e-05 | 8.7585e-05 | 3.6259 | 3.4503 | 3.4273 | 6.036 | 5.537 | 5.4742 | 3.4273 | 14.06 | 0.29556 | 0.00011886
2726 | 1.1539e-05 | 8.4515e-05 | 3.6578 | 3.4508 | 3.4273 | 6.1306 | 5.5382 | 5.4742 | 3.4273 | 14.46 | 0.28778 | 0.00012181
2727 | 9.4025e-06 | 8.2713e-05 | 3.6658 | 3.4513 | 3.4273 | 6.1547 | 5.5396 | 5.4742 | 3.4273 | 14.56 | 0.25167 | 0.00010403
2728 | 1.795e-05 | 8.622e-05 | 3.6338 | 3.4519 | 3.4273 | 6.0594 | 5.5413 | 5.4742 | 3.4273 | 14.16 | 0.16593 | 8.7843e-05
2729 | 2.5216e-05 | 9.1701e-05 | 3.6071 | 3.4525 | 3.4273 | 5.9807 | 5.543 | 5.4742 | 3.4273 | 13.82 | 0.068333 | 6.2441e-05
2730 | 3.7183e-05 | 9.62e-05 | 3.5639 | 3.4532 | 3.4273 | 5.8555 | 5.5447 | 5.4742 | 3.4273 | 13.26 | 0.019444 | 0.00024167
2731 | 5.6842e-05 | 0.00010543 | 3.4951 | 3.4539 | 3.4273 | 5.6607 | 5.5469 | 5.4742 | 3.4273 | 12.34 | 0 | 0.0002376
2732 | 6.4963e-05 | 0.00010602 | 3.4674 | 3.4545 | 3.4273 | 5.584 | 5.5486 | 5.4742 | 3.4273 | 11.96 | 0 | 0.00023092
2733 | 7.6075e-05 | 0.00010695 | 3.4303 | 3.4549 | 3.4273 | 5.4823 | 5.5495 | 5.4742 | 3.4273 | 11.44 | 0 | 0.00021143
2734 | 8.505e-05 | 0.00010832 | 3.4009 | 3.4551 | 3.4273 | 5.4029 | 5.5502 | 5.4742 | 3.4273 | 11.02 | 0 | 1.211e-05
2735 | 0.00010001 | 0.00011299 | 3.353 | 3.4553 | 3.4273 | 5.2754 | 5.5506 | 5.4742 | 3.4273 | 10.32 | 0 | 1.1579e-05
2736 | 0.00011582 | 0.00011782 | 3.3037 | 3.4554 | 3.4273 | 5.1471 | 5.5508 | 5.4742 | 3.4273 | 9.58 | 0 | 1.2406e-05
2737 | 0.00014104 | 0.00012542 | 3.2282 | 3.4555 | 3.4273 | 4.9549 | 5.5511 | 5.4742 | 3.4273 | 8.4 | 0 | 1.1579e-05
2738 | 0.00017779 | 0.00013649 | 3.1241 | 3.4555 | 3.4273 | 4.6991 | 5.5512 | 5.4742 | 3.4273 | 6.68 | 0 | 1.1342e-05
2739 | 0.00018378 | 0.00013829 | 3.1077 | 3.4555 | 3.4273 | 4.66 | 5.5512 | 5.4742 | 3.4273 | 6.4 | 0 | 1.0988e-05
2740 | 0.00017608 | 0.00013577 | 3.1288 | 3.4555 | 3.4273 | 4.7104 | 5.5512 | 5.4742 | 3.4273 | 6.76 | 0.0022222 | 8.3294e-06
2741 | 0.00016754 | 0.00013189 | 3.1524 | 3.4554 | 3.4273 | 4.7678 | 5.551 | 5.4742 | 3.4273 | 7.16 | 0.011111 | 1.4769e-05
2742 | 0.00016112 | 0.0001308 | 3.1704 | 3.4554 | 3.4273 | 4.8118 | 5.551 | 5.4742 | 3.4273 | 7.46 | 0.038889 | 1.2465e-05
2743 | 0.00015258 | 0.00012694 | 3.1948 | 3.4556 | 3.4273 | 4.8717 | 5.5514 | 5.4742 | 3.4273 | 7.86 | 0.053333 | 0.00050656
2744 | 0.00014317 | 0.00012397 | 3.222 | 3.4559 | 3.4273 | 4.9393 | 5.5522 | 5.4742 | 3.4273 | 8.3 | 0.11389 | 0.00013209
2745 | 0.00013292 | 0.00011998 | 3.2521 | 3.4563 | 3.4273 | 5.0152 | 5.5532 | 5.4742 | 3.4273 | 8.78 | 0.16889 | 8.5835e-05
2746 | 0.00012181 | 0.00011665 | 3.2855 | 3.4567 | 3.4273 | 5.1002 | 5.5546 | 5.4742 | 3.4273 | 9.3 | 0.255 | 0.00011898
2747 | 0.00010856 | 0.00011581 | 3.3262 | 3.4573 | 3.4273 | 5.2053 | 5.5561 | 5.4742 | 3.4273 | 9.92 | 0.32056 | 0.00010728
2748 | 5.8979e-05 | 0.00010072 | 3.4878 | 3.4579 | 3.4273 | 5.6403 | 5.5578 | 5.4742 | 3.4273 | 12.24 | 0.41222 | 0.00023671
2749 | 2.0087e-05 | 8.8235e-05 | 3.6259 | 3.4586 | 3.4273 | 6.036 | 5.5596 | 5.4742 | 3.4273 | 14.06 | 0.65833 | 0.00011844
2750 | 2.7353e-05 | 9.0511e-05 | 3.5993 | 3.4592 | 3.4273 | 5.958 | 5.5613 | 5.4742 | 3.4273 | 13.72 | 0.625 | 0.00011366
2751 | 9.4025e-06 | 8.3249e-05 | 3.6658 | 3.4598 | 3.4273 | 6.1547 | 5.5629 | 5.4742 | 3.4273 | 14.56 | 0.51167 | 0.00012429
2752 | 2.0087e-05 | 8.5819e-05 | 3.6259 | 3.4602 | 3.4273 | 6.036 | 5.5642 | 5.4742 | 3.4273 | 14.06 | 0.33 | 6.6163e-05
2753 | 1.6241e-05 | 8.8596e-05 | 3.6402 | 3.4607 | 3.4273 | 6.0782 | 5.5654 | 5.4742 | 3.4273 | 14.24 | 0.20944 | 7.7446e-05
2754 | 3.1627e-05 | 9.4888e-05 | 3.5838 | 3.4612 | 3.4273 | 5.913 | 5.5669 | 5.4742 | 3.4273 | 13.52 | 0.057222 | 0.00024073
2755 | 6.7527e-05 | 0.00010986 | 3.4588 | 3.4618 | 3.4273 | 5.5602 | 5.5685 | 5.4742 | 3.4273 | 11.84 | 0.0022222 | 0.00024102
2756 | 0.00010428 | 0.00011609 | 3.3395 | 3.4623 | 3.4273 | 5.2401 | 5.5697 | 5.4742 | 3.4273 | 10.12 | 0 | 0.00024593
2757 | 0.00012394 | 0.00011992 | 3.279 | 3.4626 | 3.4273 | 5.0836 | 5.5708 | 5.4742 | 3.4273 | 9.2 | 0 | 0.00021361
2758 | 0.00013463 | 0.00012355 | 3.2471 | 3.463 | 3.4273 | 5.0024 | 5.5717 | 5.4742 | 3.4273 | 8.7 | 0 | 8.0932e-06
2759 | 0.00016112 | 0.00013193 | 3.1704 | 3.4633 | 3.4273 | 4.8118 | 5.5727 | 5.4742 | 3.4273 | 7.46 | 0 | 1.1401e-05
2760 | 0.00017779 | 0.00013564 | 3.1241 | 3.4636 | 3.4273 | 4.6991 | 5.5736 | 5.4742 | 3.4273 | 6.68 | 0 | 1.2169e-05
2761 | 0.00019232 | 0.00014073 | 3.0847 | 3.4639 | 3.4273 | 4.6051 | 5.5744 | 5.4742 | 3.4273 | 6 | 0 | 8.743e-06
2762 | 0.00020215 | 0.00014372 | 3.0587 | 3.4642 | 3.4273 | 4.5437 | 5.5751 | 5.4742 | 3.4273 | 5.54 | 0 | 1.1815e-05
2763 | 0.00021882 | 0.00014812 | 2.4124 | 3.4644 | 3.4273 | 3.5545 | 5.5756 | 5.4742 | 3.4273 | 4.76 | 0 | 1.0515e-05
2764 | 0.00022523 | 0.00015008 | 2.3994 | 3.4645 | 3.4273 | 3.5245 | 5.576 | 5.4742 | 3.4273 | 4.46 | 0.0022222 | 1.0338e-05
2765 | 0.00022053 | 0.00014838 | 2.4089 | 3.4646 | 3.4273 | 3.5464 | 5.5763 | 5.4742 | 3.4273 | 4.68 | 0.071111 | 1.2937e-05
2766 | 0.00018677 | 0.00013862 | 3.0996 | 3.4648 | 3.4273 | 4.6406 | 5.5768 | 5.4742 | 3.4273 | 6.26 | 0.22722 | 1.3055e-05
2767 | 0.00014574 | 0.00012512 | 3.2145 | 3.4651 | 3.4273 | 4.9206 | 5.5775 | 5.4742 | 3.4273 | 8.18 | 0.35944 | 0.00051648
2768 | 0.00011069 | 0.00011398 | 3.3195 | 3.4655 | 3.4273 | 5.188 | 5.5786 | 5.4742 | 3.4273 | 9.82 | 0.48056 | 0.00012382
2769 | 6.7527e-05 | 0.00010035 | 3.4588 | 3.4659 | 3.4273 | 5.5602 | 5.5798 | 5.4742 | 3.4273 | 11.84 | 0.63722 | 9.1329e-05
2770 | 2.3079e-05 | 8.3641e-05 | 3.6149 | 3.4664 | 3.4273 | 6.0036 | 5.5811 | 5.4742 | 3.4273 | 13.92 | 0.73 | 0.00012317
2771 | 6.1259e-06 | 8.4189e-05 | 3.6782 | 3.4669 | 3.4273 | 6.192 | 5.5824 | 5.4742 | 3.4273 | 14.7133 | 0.69389 | 0.00012973
2772 | 0 | 8.1176e-05 | 3.7824 | 3.4673 | 3.4273 | 6.5131 | 5.5836 | 5.4742 | 3.4273 | 15.96 | 0.61833 | 0.00023263
2773 | 0 | 8.2518e-05 | 3.8488 | 3.4677 | 3.4273 | 6.7257 | 5.5848 | 5.4742 | 3.4273 | 16.72 | 0.72778 | 0.00012358
2774 | 0 | 8.1934e-05 | 3.8756 | 3.4681 | 3.4273 | 6.8135 | 5.5857 | 5.4742 | 3.4273 | 17.02 | 0.64667 | 0.00010557
2775 | 0 | 8.024e-05 | 3.8811 | 3.4684 | 3.4273 | 6.8314 | 5.5866 | 5.4742 | 3.4273 | 17.08 | 0.27667 | 0.00012683
2776 | 0 | 8.058e-05 | 3.8974 | 3.4687 | 3.4273 | 6.8854 | 5.5874 | 5.4742 | 3.4273 | 17.26 | 0.28444 | 7.8805e-05
2777 | 0 | 8.3612e-05 | 3.8276 | 3.469 | 3.4273 | 6.6571 | 5.5882 | 5.4742 | 3.4273 | 16.48 | 0.22333 | 7.6678e-05
2778 | 0 | 8.4692e-05 | 3.7551 | 3.4692 | 3.4273 | 6.4275 | 5.589 | 5.4742 | 3.4273 | 15.64 | 0.071111 | 0.00025378
2779 | 7.6075e-05 | 0.00011065 | 3.4303 | 3.4696 | 3.4273 | 5.4823 | 5.59 | 5.4742 | 3.4273 | 11.44 | 0.0022222 | 0.0002295
2780 | 0.00010428 | 0.00011742 | 3.3395 | 3.4699 | 3.4273 | 5.2401 | 5.5908 | 5.4742 | 3.4273 | 10.12 | 0 | 0.00022673
2781 | 0.00012608 | 0.00012187 | 3.2726 | 3.4701 | 3.4273 | 5.0672 | 5.5914 | 5.4742 | 3.4273 | 9.1 | 0 | 0.00023216
2782 | 0.00013463 | 0.00012383 | 3.2471 | 3.4704 | 3.4273 | 5.0024 | 5.5922 | 5.4742 | 3.4273 | 8.7 | 0 | 1.1106e-05
2783 | 0.00016754 | 0.00013267 | 3.1524 | 3.4706 | 3.4273 | 4.7678 | 5.5928 | 5.4742 | 3.4273 | 7.16 | 0 | 1.3823e-05
2784 | 0.00017352 | 0.00013497 | 3.1358 | 3.471 | 3.4273 | 4.7275 | 5.5938 | 5.4742 | 3.4273 | 6.88 | 0 | 2.8887e-05
2785 | 0.0002013 | 0.00014332 | 3.0609 | 3.4712 | 3.4273 | 4.549 | 5.5945 | 5.4742 | 3.4273 | 5.58 | 0 | 2.4043e-05
2786 | 0.00020985 | 0.00014604 | 3.0386 | 3.4713 | 3.4273 | 4.4967 | 5.5947 | 5.4742 | 3.4273 | 5.18 | 0 | 1.9317e-05
2787 | 0.00022908 | 0.00015116 | 2.3916 | 3.4713 | 3.4273 | 3.5067 | 5.5948 | 5.4742 | 3.4273 | 4.28 | 0 | 2.5874e-05
2788 | 0.00023293 | 0.0001528 | 2.3839 | 3.4713 | 3.4273 | 3.4891 | 5.5947 | 5.4742 | 3.4273 | 4.1 | 0.0033333 | 2.3511e-05
2789 | 0.00021882 | 0.00014694 | 2.4124 | 3.4713 | 3.4273 | 3.5545 | 5.5946 | 5.4742 | 3.4273 | 4.76 | 0.079444 | 2.7824e-05
2790 | 0.00018078 | 0.00013625 | 3.1159 | 3.4713 | 3.4273 | 4.6795 | 5.5946 | 5.4742 | 3.4273 | 6.54 | 0.23778 | 2.1562e-05
2791 | 0.00013164 | 0.00012042 | 3.256 | 3.4713 | 3.4273 | 5.0249 | 5.5947 | 5.4742 | 3.4273 | 8.84 | 0.40889 | 0.00049421
2792 | 7.2656e-05 | 0.00010213 | 3.4416 | 3.4713 | 3.4273 | 5.5132 | 5.5948 | 5.4742 | 3.4273 | 11.6 | 0.56111 | 0.00048275
2793 | 6.7527e-05 | 0.00010047 | 3.4588 | 3.4715 | 3.4273 | 5.5602 | 5.5951 | 5.4742 | 3.4273 | 11.84 | 0.70278 | 0.00013026
2794 | 2.3079e-05 | 8.5032e-05 | 3.6149 | 3.4715 | 3.4273 | 6.0036 | 5.5954 | 5.4742 | 3.4273 | 13.92 | 0.80111 | 0.00013185
2795 | 0 | 8.2623e-05 | 3.705 | 3.4717 | 3.4273 | 6.273 | 5.5957 | 5.4742 | 3.4273 | 15.04 | 0.84222 | 9.7709e-05
2796 | 0 | 8.1698e-05 | 3.8083 | 3.4717 | 3.4273 | 6.5954 | 5.5958 | 5.4742 | 3.4273 | 16.26 | 0.83889 | 9.1269e-05
2797 | 0 | 8.257e-05 | 3.8488 | 3.4717 | 3.4273 | 6.7257 | 5.5958 | 5.4742 | 3.4273 | 16.72 | 0.79222 | 7.5024e-05
2798 | 0 | 8.2465e-05 | 3.8901 | 3.4716 | 3.4273 | 6.8613 | 5.5956 | 5.4742 | 3.4273 | 17.18 | 0.69111 | 8.1818e-05
2799 | 0 | 7.9663e-05 | 3.9176 | 3.4715 | 3.4273 | 6.9527 | 5.5952 | 5.4742 | 3.4273 | 17.48 | 0.55167 | 0.00027859
2800 | 0 | 8.0482e-05 | 3.9176 | 3.4714 | 3.4273 | 6.9527 | 5.5951 | 5.4742 | 3.4273 | 17.48 | 0.39833 | 0.00029094
2801 | 0 | 8.3686e-05 | 3.9084 | 3.4713 | 3.4273 | 6.922 | 5.5948 | 5.4742 | 3.4273 | 17.38 | 0.22722 | 5.1217e-05
2802 | 0 | 8.4595e-05 | 3.8188 | 3.4713 | 3.4273 | 6.6289 | 5.5946 | 5.4742 | 3.4273 | 16.38 | 0.073889 | 3.4204e-05
2803 | 3.3336e-05 | 0.00010004 | 3.5776 | 3.4712 | 3.4273 | 5.8951 | 5.5944 | 5.4742 | 3.4273 | 13.44 | 0.0038889 | 4.785e-05
2804 | 9.1888e-05 | 0.00011136 | 3.3788 | 3.471 | 3.4273 | 5.3439 | 5.5939 | 5.4742 | 3.4273 | 10.7 | 0 | 0.00014255
2805 | 0.00011753 | 0.00011904 | 3.2985 | 3.4708 | 3.4273 | 5.1336 | 5.5933 | 5.4742 | 3.4273 | 9.5 | 0 | 0.00017409
2806 | 0.00015258 | 0.00012832 | 3.1948 | 3.4706 | 3.4273 | 4.8717 | 5.5927 | 5.4742 | 3.4273 | 7.86 | 0 | 0.00014975
2807 | 0.00018249 | 0.00013821 | 3.1112 | 3.4703 | 3.4273 | 4.6683 | 5.5919 | 5.4742 | 3.4273 | 6.46 | 0 | 2.3216e-05
2808 | 0.00018976 | 0.00013977 | 3.0916 | 3.47 | 3.4273 | 4.6215 | 5.5911 | 5.4742 | 3.4273 | 6.12 | 0 | 2.7824e-05
2809 | 0.00019361 | 0.00014118 | 3.0813 | 3.4697 | 3.4273 | 4.597 | 5.5904 | 5.4742 | 3.4273 | 5.94 | 0 | 2.2271e-05
2810 | 0.00021882 | 0.00014859 | 2.4124 | 3.4697 | 3.4273 | 3.5545 | 5.5902 | 5.4742 | 3.4273 | 4.76 | 0 | 3.1782e-05
2811 | 0.00022737 | 0.00015047 | 2.395 | 3.4694 | 3.4273 | 3.5146 | 5.5895 | 5.4742 | 3.4273 | 4.36 | 0 | 2.2448e-05
2812 | 0.00022053 | 0.00014917 | 2.4089 | 3.4692 | 3.4273 | 3.5464 | 5.589 | 5.4742 | 3.4273 | 4.68 | 0.0038889 | 2.233e-05
2813 | 0.00021882 | 0.00014839 | 2.4124 | 3.4689 | 3.4273 | 3.5545 | 5.588 | 5.4742 | 3.4273 | 4.76 | 0.079444 | 2.1089e-05
2814 | 0.00014788 | 0.00012596 | 3.2083 | 3.4685 | 3.4273 | 4.9052 | 5.587 | 5.4742 | 3.4273 | 8.08 | 0.23833 | 2.3098e-05
2815 | 5.2141e-05 | 9.7353e-05 | 3.5113 | 3.4682 | 3.4273 | 5.7061 | 5.586 | 5.4742 | 3.4273 | 12.56 | 0.40556 | 0.00048417
2816 | 3.8465e-06 | 8.2713e-05 | 3.6869 | 3.4679 | 3.4273 | 6.2182 | 5.5852 | 5.4742 | 3.4273 | 14.82 | 0.555 | 0.0004954
2817 | 0 | 8.2034e-05 | 3.8276 | 3.4677 | 3.4273 | 6.6571 | 5.5847 | 5.4742 | 3.4273 | 16.48 | 0.68389 | 0.0001325
2818 | 0 | 8.1995e-05 | 3.9361 | 3.4676 | 3.4273 | 7.015 | 5.5845 | 5.4742 | 3.4273 | 17.68 | 0.77222 | 0.00013374
2819 | 0 | 8.24e-05 | 4.0352 | 3.4676 | 3.4273 | 7.3578 | 5.5846 | 5.4742 | 3.4273 | 18.72 | 0.81889 | 0.0001019
2820 | 0 | 8.2171e-05 | 4.0668 | 3.4678 | 3.4273 | 7.4702 | 5.585 | 5.4742 | 3.4273 | 19.04 | 0.82167 | 7.2425e-05
2821 | 0 | 8.1773e-05 | 4.1252 | 3.4678 | 3.4273 | 7.6828 | 5.585 | 5.4742 | 3.4273 | 19.62 | 0.77833 | 7.4906e-05
2822 | 0 | 8.2033e-05 | 4.2022 | 3.4678 | 3.4273 | 7.9723 | 5.5851 | 5.4742 | 3.4273 | 20.36 | 0.68722 | 9.3455e-05
2823 | 0 | 8.1702e-05 | 4.2755 | 3.468 | 3.4273 | 8.2582 | 5.5857 | 5.4742 | 3.4273 | 21.04 | 0.54389 | 0.00027251
2824 | 0 | 8.0948e-05 | 4.2932 | 3.4682 | 3.4273 | 8.3285 | 5.5861 | 5.4742 | 3.4273 | 21.2 | 0.38611 | 0.00028545
2825 | 0 | 8.0965e-05 | 4.1313 | 3.4684 | 3.4273 | 7.7055 | 5.5866 | 5.4742 | 3.4273 | 19.68 | 0.22333 | 4.5723e-05
2826 | 0 | 8.1092e-05 | 3.9084 | 3.4686 | 3.4273 | 6.922 | 5.5872 | 5.4742 | 3.4273 | 17.38 | 0.040556 | 3.7512e-05
2827 | 0 | 8.1358e-05 | 3.7738 | 3.4688 | 3.4273 | 6.4861 | 5.5878 | 5.4742 | 3.4273 | 15.86 | 0.0038889 | 4.785e-05
2828 | 7.2228e-05 | 0.00010386 | 3.4431 | 3.469 | 3.4273 | 5.5171 | 5.5884 | 5.4742 | 3.4273 | 11.62 | 0 | 0.00016364
2829 | 6.71e-05 | 0.00010172 | 3.4602 | 3.469 | 3.4273 | 5.5641 | 5.5884 | 5.4742 | 3.4273 | 11.86 | 0 | 0.00016322
2830 | 0.00013634 | 0.00012146 | 3.242 | 3.469 | 3.4273 | 4.9896 | 5.5885 | 5.4742 | 3.4273 | 8.62 | 0 | 0.00016364
2831 | 0.00016112 | 0.00012895 | 3.1704 | 3.4691 | 3.4273 | 4.8118 | 5.5885 | 5.4742 | 3.4273 | 7.46 | 0 | 1.9908e-05
2832 | 0.00015471 | 0.00012789 | 3.1886 | 3.4689 | 3.4273 | 4.8565 | 5.5881 | 5.4742 | 3.4273 | 7.76 | 0 | 1.211e-05
2833 | 0.00016112 | 0.00013019 | 3.1704 | 3.4687 | 3.4273 | 4.8118 | 5.5875 | 5.4742 | 3.4273 | 7.46 | 0 | 1.4473e-05
2834 | 0.00017266 | 0.00013331 | 3.1382 | 3.4684 | 3.4273 | 4.7332 | 5.5867 | 5.4742 | 3.4273 | 6.92 | 0 | 7.5024e-06
2835 | 0.00018976 | 0.00013888 | 3.0916 | 3.4681 | 3.4273 | 4.6215 | 5.5858 | 5.4742 | 3.4273 | 6.12 | 0 | 9.0383e-06
2836 | 0.00020429 | 0.00014322 | 3.0531 | 3.4678 | 3.4273 | 4.5305 | 5.5851 | 5.4742 | 3.4273 | 5.44 | 0.0038889 | 9.5109e-06
2837 | 0.00018249 | 0.00013691 | 3.1112 | 3.4676 | 3.4273 | 4.6683 | 5.5846 | 5.4742 | 3.4273 | 6.46 | 0.066111 | 9.2156e-06
2838 | 0.00012779 | 0.00012002 | 3.2675 | 3.4676 | 3.4273 | 5.0541 | 5.5844 | 5.4742 | 3.4273 | 9.02 | 0.21889 | 7.9159e-06
2839 | 4.915e-05 | 9.586e-05 | 3.5217 | 3.4677 | 3.4273 | 5.7353 | 5.5847 | 5.4742 | 3.4273 | 12.7 | 0.35722 | 0.00051105
2840 | 1.7095e-06 | 8.1549e-05 | 3.6951 | 3.4678 | 3.4273 | 6.243 | 5.585 | 5.4742 | 3.4273 | 14.92 | 0.49 | 0.00013114
2841 | 0 | 8.1163e-05 | 3.791 | 3.468 | 3.4273 | 6.5403 | 5.5855 | 5.4742 | 3.4273 | 16.06 | 0.64667 | 8.1227e-05
2842 | 0 | 8.055e-05 | 3.9176 | 3.4682 | 3.4273 | 6.9527 | 5.586 | 5.4742 | 3.4273 | 17.48 | 0.74611 | 0.00011307
2843 | 0 | 8.1033e-05 | 4.0352 | 3.4684 | 3.4273 | 7.3578 | 5.5866 | 5.4742 | 3.4273 | 18.72 | 0.79389 | 0.00012843
2844 | 0 | 7.9418e-05 | 4.154 | 3.4687 | 3.4273 | 7.7898 | 5.5874 | 5.4742 | 3.4273 | 19.9 | 0.78611 | 0.00023931
2845 | 0 | 7.9717e-05 | 4.2407 | 3.4688 | 3.4273 | 8.1211 | 5.5879 | 5.4742 | 3.4273 | 20.72 | 0.72722 | 0.00011903
2846 | 0 | 7.762e-05 | 4.2932 | 3.4691 | 3.4273 | 8.3285 | 5.5886 | 5.4742 | 3.4273 | 21.2 | 0.64167 | 0.00012092
2847 | 0 | 7.7435e-05 | 4.2624 | 3.4693 | 3.4273 | 8.2062 | 5.5892 | 5.4742 | 3.4273 | 20.92 | 0.50056 | 0.00012329
2848 | 0 | 7.9149e-05 | 4.2755 | 3.4695 | 3.4273 | 8.2582 | 5.5898 | 5.4742 | 3.4273 | 21.04 | 0.37333 | 7.2307e-05
2849 | 0 | 8.3465e-05 | 4.2624 | 3.4696 | 3.4273 | 8.2062 | 5.5901 | 5.4742 | 3.4273 | 20.92 | 0.21611 | 8.0636e-05
2850 | 0 | 8.4637e-05 | 4.0216 | 3.4695 | 3.4273 | 7.3098 | 5.5899 | 5.4742 | 3.4273 | 18.58 | 0.076667 | 0.00024427
2851 | 0 | 8.7062e-05 | 3.8488 | 3.4695 | 3.4273 | 6.7257 | 5.5898 | 5.4742 | 3.4273 | 16.72 | 0.0038889 | 0.00024008
2852 | 1.6241e-05 | 9.1665e-05 | 3.6402 | 3.4696 | 3.4273 | 6.0782 | 5.5899 | 5.4742 | 3.4273 | 14.24 | 0 | 0.0002142
2853 | 3.8465e-06 | 8.4014e-05 | 3.6869 | 3.4696 | 3.4273 | 6.2182 | 5.5899 | 5.4742 | 3.4273 | 14.82 | 0 | 0.00022265
2854 | 4.4448e-05 | 9.6039e-05 | 3.5381 | 3.4696 | 3.4273 | 5.7819 | 5.5899 | 5.4742 | 3.4273 | 12.92 | 0 | 1.341e-05
2855 | 8.2058e-05 | 0.00010809 | 3.4106 | 3.4696 | 3.4273 | 5.4291 | 5.5899 | 5.4742 | 3.4273 | 11.16 | 0 | 1.2465e-05
2856 | 0.00012608 | 0.00012167 | 3.2726 | 3.4695 | 3.4273 | 5.0672 | 5.5898 | 5.4742 | 3.4273 | 9.1 | 0 | 8.0341e-06
2857 | 0.00014959 | 0.00012768 | 3.2034 | 3.4696 | 3.4273 | 4.893 | 5.5899 | 5.4742 | 3.4273 | 8 | 0 | 1.1874e-05
2858 | 0.00015087 | 0.00012788 | 3.1997 | 3.4695 | 3.4273 | 4.8838 | 5.5899 | 5.4742 | 3.4273 | 7.94 | 0 | 1.2583e-05
2859 | 0.0001701 | 0.00013343 | 3.1453 | 3.4695 | 3.4273 | 4.7505 | 5.5896 | 5.4742 | 3.4273 | 7.04 | 0 | 1.1106e-05
2860 | 0.00016283 | 0.0001313 | 3.1656 | 3.4694 | 3.4273 | 4.8 | 5.5893 | 5.4742 | 3.4273 | 7.38 | 0.0061111 | 1.1815e-05
2861 | 0.00016112 | 0.00013046 | 3.1704 | 3.4692 | 3.4273 | 4.8118 | 5.589 | 5.4742 | 3.4273 | 7.46 | 0.073889 | 1.1815e-05
2862 | 0.00010642 | 0.00011309 | 3.3328 | 3.4692 | 3.4273 | 5.2226 | 5.5889 | 5.4742 | 3.4273 | 10.02 | 0.20056 | 1.3764e-05
2863 | 3.3336e-05 | 9.0959e-05 | 3.5776 | 3.4691 | 3.4273 | 5.8951 | 5.5888 | 5.4742 | 3.4273 | 13.44 | 0.36389 | 0.00053427
2864 | 0 | 8.041e-05 | 3.8188 | 3.469 | 3.4273 | 6.6289 | 5.5884 | 5.4742 | 3.4273 | 16.38 | 0.52 | 0.00012098
2865 | 0 | 7.9428e-05 | 3.985 | 3.4688 | 3.4273 | 7.1823 | 5.5879 | 5.4742 | 3.4273 | 18.2 | 0.655 | 6.888e-05
2866 | 0 | 7.4719e-05 | 4.1252 | 3.4686 | 3.4273 | 7.6828 | 5.5873 | 5.4742 | 3.4273 | 19.62 | 0.75778 | 0.00011484
2867 | 0 | 8.3141e-05 | 4.3334 | 3.4683 | 3.4273 | 8.4911 | 5.5864 | 5.4742 | 3.4273 | 21.56 | 0.79611 | 0.00010462
2868 | 0 | 8.2617e-05 | 4.3652 | 3.4679 | 3.4273 | 8.622 | 5.5853 | 5.4742 | 3.4273 | 21.84 | 0.79667 | 0.00024498
2869 | 0 | 8.2622e-05 | 4.4021 | 3.4675 | 3.4273 | 8.7766 | 5.5843 | 5.4742 | 3.4273 | 22.16 | 0.75444 | 0.00012063
2870 | 0 | 8.2312e-05 | 4.5167 | 3.4672 | 3.4273 | 9.2758 | 5.5832 | 5.4742 | 3.4273 | 23.12 | 0.65833 | 0.00011224
2871 | 0 | 8.0065e-05 | 4.6817 | 3.4669 | 3.4273 | 10 | 5.5825 | 5.4742 | 3.4273 | 24.42 | 0.53056 | 0.0001113
2872 | 0 | 8.1068e-05 | 4.6322 | 3.4667 | 3.4273 | 9.8105 | 5.5819 | 5.4742 | 3.4273 | 24.04 | 0.38722 | 7.8628e-05
2873 | 0 | 8.4625e-05 | 4.5939 | 3.4664 | 3.4273 | 9.6295 | 5.5812 | 5.4742 | 3.4273 | 23.74 | 0.22722 | 7.9455e-05
2874 | 0 | 8.571e-05 | 4.3334 | 3.4662 | 3.4273 | 8.4911 | 5.5807 | 5.4742 | 3.4273 | 21.56 | 0.079444 | 0.00025053
2875 | 0 | 8.6573e-05 | 4.0928 | 3.466 | 3.4273 | 7.564 | 5.58 | 5.4742 | 3.4273 | 19.3 | 0.0038889 | 0.00023984
2876 | 0 | 8.7134e-05 | 3.9454 | 3.4657 | 3.4273 | 7.0466 | 5.5792 | 5.4742 | 3.4273 | 17.78 | 0 | 0.00024858
2877 | 0 | 8.2588e-05 | 3.7738 | 3.4653 | 3.4273 | 6.4861 | 5.5783 | 5.4742 | 3.4273 | 15.86 | 0 | 0.00024912
2878 | 1.1539e-05 | 8.6814e-05 | 3.6578 | 3.4651 | 3.4273 | 6.1306 | 5.5775 | 5.4742 | 3.4273 | 14.46 | 0 | 9.2156e-06
2879 | 3.932e-05 | 9.6031e-05 | 3.5563 | 3.4648 | 3.4273 | 5.8336 | 5.5767 | 5.4742 | 3.4273 | 13.16 | 0 | 1.4237e-05
2880 | 4.8722e-05 | 9.8466e-05 | 3.5232 | 3.4645 | 3.4273 | 5.7396 | 5.5759 | 5.4742 | 3.4273 | 12.72 | 0 | 2.2625e-05
2881 | 7.0092e-05 | 0.00010372 | 3.4502 | 3.4641 | 3.4273 | 5.5366 | 5.5749 | 5.4742 | 3.4273 | 11.72 | 0 | 2.3275e-05
2882 | 8.9324e-05 | 0.00010915 | 3.387 | 3.4637 | 3.4273 | 5.3658 | 5.5738 | 5.4742 | 3.4273 | 10.82 | 0 | 2.1798e-05
2883 | 9.6162e-05 | 0.00011139 | 3.3652 | 3.4633 | 3.4273 | 5.3076 | 5.5726 | 5.4742 | 3.4273 | 10.5 | 0 | 2.7174e-05
2884 | 0.00011753 | 0.00011776 | 3.2985 | 3.4628 | 3.4273 | 5.1336 | 5.5712 | 5.4742 | 3.4273 | 9.5 | 0.0061111 | 2.0026e-05
2885 | 0.00010001 | 0.00011251 | 3.353 | 3.4624 | 3.4273 | 5.2754 | 5.5702 | 5.4742 | 3.4273 | 10.32 | 0.081869 | 2.5225e-05
2886 | 2.5216e-05 | 8.8895e-05 | 3.6071 | 3.4621 | 3.4273 | 5.9807 | 5.5694 | 5.4742 | 3.4273 | 13.82 | 0.23227 | 1.8667e-05
2887 | 0 | 8.1098e-05 | 3.8756 | 3.4619 | 3.4273 | 6.8135 | 5.5687 | 5.4742 | 3.4273 | 17.02 | 0.38167 | 0.00047112
2888 | 0 | 8.0253e-05 | 4.1028 | 3.4615 | 3.4273 | 7.6007 | 5.5677 | 5.4742 | 3.4273 | 19.4 | 0.51278 | 0.00051312
2889 | 0 | 8.1718e-05 | 4.3334 | 3.4612 | 3.4273 | 8.4911 | 5.5669 | 5.4742 | 3.4273 | 21.56 | 0.66611 | 0.00013026
2890 | 0 | 8.1995e-05 | 4.502 | 3.461 | 3.4273 | 9.2103 | 5.5662 | 5.4742 | 3.4273 | 23 | 0.75056 | 0.0001351
2891 | 0 | 8.2359e-05 | 4.5687 | 3.4607 | 3.4273 | 9.5125 | 5.5656 | 5.4742 | 3.4273 | 23.54 | 0.78722 | 0.00010616
2892 | 0 | 8.0839e-05 | 4.7811 | 3.4605 | 3.4273 | 10 | 5.565 | 5.4742 | 3.4273 | 25.16 | 0.80222 | 8.1227e-05
2893 | 0 | 8.1968e-05 | 4.8508 | 3.4603 | 3.4273 | 10 | 5.5643 | 5.4742 | 3.4273 | 25.66 | 0.75444 | 8.4949e-05
2894 | 0 | 8.1701e-05 | 4.9843 | 3.4601 | 3.4273 | 10 | 5.5638 | 5.4742 | 3.4273 | 26.58 | 0.66111 | 8.3708e-05
2895 | 0 | 8.1009e-05 | 4.9843 | 3.4598 | 3.4273 | 10 | 5.5629 | 5.4742 | 3.4273 | 26.58 | 0.53111 | 0.00028048
2896 | 0 | 8.0726e-05 | 4.9283 | 3.4594 | 3.4273 | 10 | 5.562 | 5.4742 | 3.4273 | 26.2 | 0.38167 | 0.00029301
2897 | 0 | 8.0855e-05 | 4.9458 | 3.4589 | 3.4273 | 10 | 5.5605 | 5.4742 | 3.4273 | 26.32 | 0.22778 | 4.8559e-05
2898 | 0 | 8.0921e-05 | 4.8367 | 3.4584 | 3.4273 | 10 | 5.5593 | 5.4742 | 3.4273 | 25.56 | 0.076667 | 4.4187e-05
2899 | 0 | 8.0723e-05 | 4.5712 | 3.4583 | 3.4273 | 9.524 | 5.5588 | 5.4742 | 3.4273 | 23.56 | 0.0038889 | 4.147e-05
2900 | 0 | 7.9412e-05 | 4.2932 | 3.4581 | 3.4273 | 8.3285 | 5.5584 | 5.4742 | 3.4273 | 21.2 | 0 | 0.00016417
2901 | 0 | 8.1277e-05 | 4.2128 | 3.4581 | 3.4273 | 8.0131 | 5.5583 | 5.4742 | 3.4273 | 20.46 | 0 | 0.00018508
2902 | 0 | 8.1556e-05 | 4.0569 | 3.4581 | 3.4273 | 7.4347 | 5.5583 | 5.4742 | 3.4273 | 18.94 | 0 | 0.00017238
2903 | 0 | 8.1497e-05 | 4.0216 | 3.458 | 3.4273 | 7.3098 | 5.5581 | 5.4742 | 3.4273 | 18.58 | 0 | 2.0971e-05
2904 | 0 | 8.0031e-05 | 3.9454 | 3.458 | 3.4273 | 7.0466 | 5.5581 | 5.4742 | 3.4273 | 17.78 | 0 | 9.9835e-06
2905 | 0 | 8.1116e-05 | 3.8188 | 3.4579 | 3.4273 | 6.6289 | 5.5577 | 5.4742 | 3.4273 | 16.38 | 0 | 1.0161e-05
2906 | 0 | 8.1567e-05 | 3.7824 | 3.4577 | 3.4273 | 6.5131 | 5.5573 | 5.4742 | 3.4273 | 15.96 | 0 | 1.0043e-05
2907 | 7.2656e-06 | 7.7272e-05 | 3.6739 | 3.4576 | 3.4273 | 6.179 | 5.5568 | 5.4742 | 3.4273 | 14.66 | 0 | 1.2996e-05
2908 | 2.949e-05 | 8.7488e-05 | 3.5915 | 3.4574 | 3.4273 | 5.9354 | 5.5563 | 5.4742 | 3.4273 | 13.62 | 0.0061111 | 1.66e-05
2909 | 9.4025e-06 | 8.3208e-05 | 3.6658 | 3.4572 | 3.4273 | 6.1547 | 5.5558 | 5.4742 | 3.4273 | 14.56 | 0.060556 | 1.5418e-05
2910 | 0 | 8.154e-05 | 3.7824 | 3.4571 | 3.4273 | 6.5131 | 5.5555 | 5.4742 | 3.4273 | 15.96 | 0.20944 | 1.6009e-05
2911 | 0 | 8.0917e-05 | 4.0569 | 3.4571 | 3.4273 | 7.4347 | 5.5556 | 5.4742 | 3.4273 | 18.94 | 0.32056 | 0.00052387
2912 | 0 | 8.0892e-05 | 4.3402 | 3.4573 | 3.4273 | 8.5188 | 5.5561 | 5.4742 | 3.4273 | 21.62 | 0.52389 | 0.00012417
2913 | 0 | 8.078e-05 | 4.5512 | 3.4576 | 3.4273 | 9.4322 | 5.5571 | 5.4742 | 3.4273 | 23.4 | 0.65167 | 8.8729e-05
2914 | 0 | 8.0354e-05 | 4.7162 | 3.4581 | 3.4273 | 10 | 5.5583 | 5.4742 | 3.4273 | 24.68 | 0.67556 | 0.00013179
2915 | 0 | 8.0918e-05 | 4.8508 | 3.4586 | 3.4273 | 10 | 5.5597 | 5.4742 | 3.4273 | 25.66 | 0.78111 | 0.00012748
2916 | 0 | 8.1044e-05 | 4.8649 | 3.4591 | 3.4273 | 10 | 5.5612 | 5.4742 | 3.4273 | 25.76 | 0.81556 | 0.00023937
2917 | 0 | 8.1268e-05 | 4.8536 | 3.4597 | 3.4273 | 10 | 5.5626 | 5.4742 | 3.4273 | 25.68 | 0.51278 | 0.00012541
2918 | 0 | 8.0945e-05 | 4.7296 | 3.4603 | 3.4273 | 10 | 5.5642 | 5.4742 | 3.4273 | 24.78 | 0.36778 | 0.00010568
2919 | 0 | 7.9493e-05 | 3.7365 | 3.4608 | 3.4273 | 6.37 | 5.5657 | 5.4742 | 3.4273 | 15.42 | 0.038889 | 0.00011124
2920 | 0 | 7.8455e-05 | 3.8083 | 3.4609 | 3.4273 | 6.5954 | 5.566 | 5.4742 | 3.4273 | 16.26 | 0.050556 | 7.0653e-05
2921 | 0 | 7.7808e-05 | 3.8188 | 3.4611 | 3.4273 | 6.6289 | 5.5665 | 5.4742 | 3.4273 | 16.38 | 0.076667 | 7.3784e-05
2922 | 0 | 7.9388e-05 | 3.8488 | 3.4612 | 3.4273 | 6.7257 | 5.567 | 5.4742 | 3.4273 | 16.72 | 0.032222 | 0.00022803
2923 | 0 | 8.2735e-05 | 3.705 | 3.4615 | 3.4273 | 6.273 | 5.5676 | 5.4742 | 3.4273 | 15.04 | 0.0061111 | 0.00025047
2924 | 1.6241e-05 | 8.5804e-05 | 3.6402 | 3.4617 | 3.4273 | 6.0782 | 5.5682 | 5.4742 | 3.4273 | 14.24 | 0 | 0.00024085
2925 | 4.1457e-05 | 9.0722e-05 | 3.5487 | 3.4618 | 3.4273 | 5.812 | 5.5686 | 5.4742 | 3.4273 | 13.06 | 0 | 0.00025981
2926 | 7.2228e-05 | 0.00010005 | 3.4431 | 3.4619 | 3.4273 | 5.5171 | 5.5689 | 5.4742 | 3.4273 | 11.62 | 0 | 1.3292e-05
2927 | 0.0001124 | 0.00011506 | 3.3143 | 3.462 | 3.4273 | 5.1743 | 5.5692 | 5.4742 | 3.4273 | 9.74 | 0 | 1.7131e-05
2928 | 0.00011582 | 0.00011611 | 3.3037 | 3.4621 | 3.4273 | 5.1471 | 5.5694 | 5.4742 | 3.4273 | 9.58 | 0 | 1.66e-05
2929 | 0.00012608 | 0.00011913 | 3.2726 | 3.4622 | 3.4273 | 5.0672 | 5.5696 | 5.4742 | 3.4273 | 9.1 | 0 | 1.0692e-05
2930 | 0.00014788 | 0.00012473 | 3.2083 | 3.4622 | 3.4273 | 4.9052 | 5.5697 | 5.4742 | 3.4273 | 8.08 | 0 | 1.1401e-05
2931 | 0.00016283 | 0.0001302 | 3.1656 | 3.4623 | 3.4273 | 4.8 | 5.5699 | 5.4742 | 3.4273 | 7.38 | 0 | 9.0974e-06
2932 | 0.00017779 | 0.00013474 | 3.1241 | 3.4624 | 3.4273 | 4.6991 | 5.5701 | 5.4742 | 3.4273 | 6.68 | 0.0061111 | 1.3705e-05
2933 | 0.00017352 | 0.00013353 | 3.1358 | 3.4625 | 3.4273 | 4.7275 | 5.5703 | 5.4742 | 3.4273 | 6.88 | 0.076667 | 9.7472e-06
2934 | 0.0001342 | 0.00011912 | 3.2483 | 3.4626 | 3.4273 | 5.0056 | 5.5706 | 5.4742 | 3.4273 | 8.72 | 0.21278 | 1.2819e-05
2935 | 0.00010172 | 0.00011058 | 3.3476 | 3.4627 | 3.4273 | 5.2613 | 5.5711 | 5.4742 | 3.4273 | 10.24 | 0.37333 | 0.00050721
2936 | 8.2058e-05 | 0.00010473 | 3.4106 | 3.4629 | 3.4273 | 5.4291 | 5.5716 | 5.4742 | 3.4273 | 11.16 | 0.45889 | 0.00012465
2937 | 6.1971e-05 | 9.8897e-05 | 3.4776 | 3.4632 | 3.4273 | 5.612 | 5.5722 | 5.4742 | 3.4273 | 12.1 | 0.40556 | 8.9379e-05
2938 | 4.1457e-05 | 9.216e-05 | 3.5487 | 3.4635 | 3.4273 | 5.812 | 5.5731 | 5.4742 | 3.4273 | 13.06 | 0.43167 | 0.00011425
2939 | 2.5216e-05 | 8.8148e-05 | 3.6071 | 3.4639 | 3.4273 | 5.9807 | 5.5742 | 5.4742 | 3.4273 | 13.82 | 0.32611 | 0.00011277
2940 | 0 | 8.0512e-05 | 3.7149 | 3.4643 | 3.4273 | 6.3033 | 5.5755 | 5.4742 | 3.4273 | 15.16 | 0.28111 | 0.00024959
2941 | 0 | 8.0702e-05 | 3.7824 | 3.4649 | 3.4273 | 6.5131 | 5.577 | 5.4742 | 3.4273 | 15.96 | 0.21611 | 0.00012819
2942 | 0 | 8.0476e-05 | 3.8811 | 3.4654 | 3.4273 | 6.8314 | 5.5784 | 5.4742 | 3.4273 | 17.08 | 0.16056 | 0.00011342
2943 | 0 | 8.0168e-05 | 3.8577 | 3.466 | 3.4273 | 6.7547 | 5.5801 | 5.4742 | 3.4273 | 16.82 | 0.11389 | 0.00011029
2944 | 0 | 7.9416e-05 | 3.8083 | 3.4665 | 3.4273 | 6.5954 | 5.5815 | 5.4742 | 3.4273 | 16.26 | 0.15389 | 5.9429e-05
2945 | 0 | 7.9386e-05 | 3.791 | 3.467 | 3.4273 | 6.5403 | 5.5828 | 5.4742 | 3.4273 | 16.06 | 0.045556 | 7.5969e-05
2946 | 7.2656e-06 | 8.1944e-05 | 3.6739 | 3.4674 | 3.4273 | 6.179 | 5.584 | 5.4742 | 3.4273 | 14.66 | 0.029444 | 0.00021952
2947 | 4.6585e-05 | 9.6563e-05 | 3.5306 | 3.4679 | 3.4273 | 5.7607 | 5.5852 | 5.4742 | 3.4273 | 12.82 | 0.0088889 | 0.00024628
2948 | 5.4278e-05 | 9.73e-05 | 3.5039 | 3.4683 | 3.4273 | 5.6854 | 5.5863 | 5.4742 | 3.4273 | 12.46 | 0 | 0.00024758
2949 | 7.6075e-05 | 0.00010392 | 3.4303 | 3.4685 | 3.4273 | 5.4823 | 5.587 | 5.4742 | 3.4273 | 11.44 | 0 | 0.00021367
2950 | 0.00014104 | 0.00012319 | 3.2282 | 3.4688 | 3.4273 | 4.9549 | 5.5877 | 5.4742 | 3.4273 | 8.4 | 0 | 7.148e-06
2951 | 0.00016754 | 0.0001313 | 3.1524 | 3.469 | 3.4273 | 4.7678 | 5.5884 | 5.4742 | 3.4273 | 7.16 | 0 | 1.1342e-05
2952 | 0.00015429 | 0.00012736 | 3.1899 | 3.4692 | 3.4273 | 4.8596 | 5.589 | 5.4742 | 3.4273 | 7.78 | 0 | 2.4929e-05
2953 | 0.000156 | 0.00012793 | 3.185 | 3.4695 | 3.4273 | 4.8475 | 5.5896 | 5.4742 | 3.4273 | 7.7 | 0 | 2.1916e-05
2954 | 0.00016112 | 0.00012959 | 3.1704 | 3.4697 | 3.4273 | 4.8118 | 5.5901 | 5.4742 | 3.4273 | 7.46 | 0 | 2.6524e-05
2955 | 0.00017352 | 0.00013272 | 3.1358 | 3.4698 | 3.4273 | 4.7275 | 5.5906 | 5.4742 | 3.4273 | 6.88 | 0 | 2.5579e-05
2956 | 0.00018078 | 0.00013552 | 3.1159 | 3.4699 | 3.4273 | 4.6795 | 5.591 | 5.4742 | 3.4273 | 6.54 | 0.0061111 | 2.168e-05
2957 | 0.0001654 | 0.00013043 | 3.1584 | 3.4701 | 3.4273 | 4.7824 | 5.5914 | 5.4742 | 3.4273 | 7.26 | 0.040556 | 1.9081e-05
2958 | 0.00014317 | 0.00012273 | 3.222 | 3.4702 | 3.4273 | 4.9393 | 5.5917 | 5.4742 | 3.4273 | 8.3 | 0.086667 | 1.6009e-05
2959 | 0.00012993 | 0.00011908 | 3.2611 | 3.4704 | 3.4273 | 5.0378 | 5.5923 | 5.4742 | 3.4273 | 8.92 | 0.14556 | 0.0004583
2960 | 0.00012779 | 0.00011834 | 3.2675 | 3.4708 | 3.4273 | 5.0541 | 5.5932 | 5.4742 | 3.4273 | 9.02 | 0.19389 | 0.00047578
2961 | 0.00010428 | 0.0001111 | 3.3395 | 3.4711 | 3.4273 | 5.2401 | 5.5943 | 5.4742 | 3.4273 | 10.12 | 0.38167 | 0.00012925
2962 | 9.6162e-05 | 0.00010826 | 3.3652 | 3.4716 | 3.4273 | 5.3076 | 5.5956 | 5.4742 | 3.4273 | 10.5 | 0.40889 | 0.00013244
2963 | 8.1631e-05 | 0.00010355 | 3.412 | 3.4722 | 3.4273 | 5.4329 | 5.5971 | 5.4742 | 3.4273 | 11.18 | 0.45444 | 9.3928e-05
2964 | 8.0349e-05 | 0.00010371 | 3.4162 | 3.4728 | 3.4273 | 5.4442 | 5.5987 | 5.4742 | 3.4273 | 11.24 | 0.61111 | 9.1269e-05
2965 | 6.71e-05 | 0.00010046 | 3.4602 | 3.4733 | 3.4273 | 5.5641 | 5.6002 | 5.4742 | 3.4273 | 11.86 | 0.41889 | 8.164e-05
2966 | 6.1544e-05 | 9.4673e-05 | 3.479 | 3.4738 | 3.4273 | 5.616 | 5.6017 | 5.4742 | 3.4273 | 12.12 | 0.38722 | 8.5244e-05
2967 | 6.4963e-05 | 9.6505e-05 | 3.4674 | 3.4743 | 3.4273 | 5.584 | 5.6031 | 5.4742 | 3.4273 | 11.96 | 0.31056 | 0.00027174
2968 | 8.1204e-05 | 0.00010301 | 3.4134 | 3.4749 | 3.4273 | 5.4366 | 5.6045 | 5.4742 | 3.4273 | 11.2 | 0.21278 | 0.0002858
2969 | 9.4025e-05 | 0.00011121 | 3.372 | 3.4754 | 3.4273 | 5.3257 | 5.606 | 5.4742 | 3.4273 | 10.6 | 0.13056 | 4.0702e-05
2970 | 0.00010172 | 0.00011399 | 3.3476 | 3.4758 | 3.4273 | 5.2613 | 5.607 | 5.4742 | 3.4273 | 10.24 | 0.036111 | 4.1529e-05
2971 | 0.00012608 | 0.00012637 | 3.2726 | 3.4762 | 3.4273 | 5.0672 | 5.6083 | 5.4742 | 3.4273 | 9.1 | 0.0066667 | 4.2888e-05
2972 | 0.00013164 | 0.00012393 | 3.256 | 3.4766 | 3.4273 | 5.0249 | 5.6093 | 5.4742 | 3.4273 | 8.84 | 0 | 0.000152
2973 | 0.00015856 | 0.00013086 | 3.1777 | 3.4769 | 3.4273 | 4.8296 | 5.6103 | 5.4742 | 3.4273 | 7.58 | 0 | 0.00017669
2974 | 0.00017779 | 0.00013545 | 3.1241 | 3.4772 | 3.4273 | 4.6991 | 5.611 | 5.4742 | 3.4273 | 6.68 | 0 | 0.00017805
2975 | 0.00021198 | 0.00014567 | 3.033 | 3.4774 | 3.4273 | 4.4838 | 5.6115 | 5.4742 | 3.4273 | 5.08 | 0 | 1.5773e-05
2976 | 0.00024404 | 0.00015533 | 2.3619 | 3.4776 | 3.4273 | 3.4393 | 5.612 | 5.4742 | 3.4273 | 3.58 | 0 | 2.487e-05
2977 | 0.00024404 | 0.00015521 | 2.3619 | 3.4778 | 3.4273 | 3.4393 | 5.6127 | 5.4742 | 3.4273 | 3.58 | 0 | 1.9613e-05
2978 | 0.00023891 | 0.00015356 | 2.372 | 3.4781 | 3.4273 | 3.4621 | 5.6136 | 5.4742 | 3.4273 | 3.82 | 0 | 2.5284e-05
2979 | 0.00024532 | 0.00015534 | 2.3594 | 3.4784 | 3.4273 | 3.4337 | 5.6143 | 5.4742 | 3.4273 | 3.52 | 0 | 2.8769e-05
2980 | 0.00022053 | 0.00014778 | 2.4089 | 3.4786 | 3.4273 | 3.5464 | 5.6149 | 5.4742 | 3.4273 | 4.68 | 0.0066667 | 2.2625e-05
2981 | 0.00020215 | 0.00014207 | 3.0587 | 3.4788 | 3.4273 | 4.5437 | 5.6156 | 5.4742 | 3.4273 | 5.54 | 0.038889 | 2.422e-05
2982 | 0.00017352 | 0.0001334 | 3.1358 | 3.4792 | 3.4273 | 4.7275 | 5.6165 | 5.4742 | 3.4273 | 6.88 | 0.066111 | 2.1916e-05
2983 | 0.00014531 | 0.00012331 | 3.2157 | 3.4796 | 3.4273 | 4.9237 | 5.6178 | 5.4742 | 3.4273 | 8.2 | 0.15056 | 0.00050821
2984 | 0.00014018 | 0.00012166 | 3.2307 | 3.4803 | 3.4273 | 4.9612 | 5.6197 | 5.4742 | 3.4273 | 8.44 | 0.063333 | 0.00049114
2985 | 0.00012736 | 0.00011843 | 3.2687 | 3.4811 | 3.4273 | 5.0573 | 5.6218 | 5.4742 | 3.4273 | 9.04 | 0.17833 | 0.00013315
2986 | 0.00013164 | 0.00011959 | 3.256 | 3.4819 | 3.4273 | 5.0249 | 5.624 | 5.4742 | 3.4273 | 8.84 | 0.35444 | 0.00014012
2987 | 0.00012181 | 0.00011695 | 3.2855 | 3.4826 | 3.4273 | 5.1002 | 5.6259 | 5.4742 | 3.4273 | 9.3 | 0.39278 | 0.00011644
2988 | 0.00011027 | 0.00011377 | 3.3209 | 3.483 | 3.4273 | 5.1915 | 5.6272 | 5.4742 | 3.4273 | 9.84 | 0.60222 | 8.9261e-05
2989 | 0.00010642 | 0.00011273 | 3.3328 | 3.4834 | 3.4273 | 5.2226 | 5.6282 | 5.4742 | 3.4273 | 10.02 | 0.45167 | 8.0164e-05
2990 | 0.00011582 | 0.00011541 | 3.3037 | 3.4838 | 3.4273 | 5.1471 | 5.6293 | 5.4742 | 3.4273 | 9.58 | 0.24722 | 9.1329e-05
2991 | 0.00010428 | 0.00011126 | 3.3395 | 3.484 | 3.4273 | 5.2401 | 5.63 | 5.4742 | 3.4273 | 10.12 | 0.17556 | 0.00028497
2992 | 8.1204e-05 | 0.00010459 | 3.4134 | 3.4843 | 3.4273 | 5.4366 | 5.6306 | 5.4742 | 3.4273 | 11.2 | 0.29056 | 0.00024929
2993 | 9.7872e-05 | 0.00010954 | 3.3597 | 3.4845 | 3.4273 | 5.2933 | 5.6314 | 5.4742 | 3.4273 | 10.42 | 0.18667 | 4.2474e-05
2994 | 0.00012608 | 0.00011799 | 3.2726 | 3.4848 | 3.4273 | 5.0672 | 5.6321 | 5.4742 | 3.4273 | 9.1 | 0.10111 | 3.763e-05
2995 | 0.00014745 | 0.00012509 | 3.2095 | 3.4851 | 3.4273 | 4.9083 | 5.6329 | 5.4742 | 3.4273 | 8.1 | 0.011111 | 3.9993e-05
2996 | 0.00014104 | 0.00012286 | 3.2282 | 3.4855 | 3.4273 | 4.9549 | 5.634 | 5.4742 | 3.4273 | 8.4 | 0 | 0.00016098
2997 | 0.00015856 | 0.00012835 | 3.1777 | 3.4858 | 3.4273 | 4.8296 | 5.6348 | 5.4742 | 3.4273 | 7.58 | 0 | 0.00017953
2998 | 0.000156 | 0.00012781 | 3.185 | 3.486 | 3.4273 | 4.8475 | 5.6354 | 5.4742 | 3.4273 | 7.7 | 0 | 0.00015525
2999 | 0.00016283 | 0.00012958 | 3.1656 | 3.4861 | 3.4273 | 4.8 | 5.6358 | 5.4742 | 3.4273 | 7.38 | 0 | 1.9494e-05
3000 | 0.00020985 | 0.00014297 | 3.0386 | 3.486 | 3.4273 | 4.4967 | 5.6353 | 5.4742 | 3.4273 | 5.18 | 0 | 1.3469e-05
3001 | 0.0002419 | 0.00015288 | 2.3661 | 3.4859 | 3.4273 | 3.4488 | 5.6351 | 5.4742 | 3.4273 | 3.68 | 0 | 1.1638e-05
3002 | 0.00022908 | 0.00014687 | 2.3916 | 3.4858 | 3.4273 | 3.5067 | 5.6349 | 5.4742 | 3.4273 | 4.28 | 0 | 9.9245e-06
3003 | 0.00024746 | 0.00015522 | 2.3552 | 3.4857 | 3.4273 | 3.4243 | 5.6347 | 5.4742 | 3.4273 | 3.42 | 0 | 1.3055e-05
3004 | 0.00025729 | 0.000157 | 2.3363 | 3.4857 | 3.4273 | 3.3817 | 5.6347 | 5.4742 | 3.4273 | 2.96 | 0.011111 | 1.0102e-05
3005 | 0.00025301 | 0.00015653 | 2.3445 | 3.4857 | 3.4273 | 3.4001 | 5.6345 | 5.4742 | 3.4273 | 3.16 | 0.10889 | 1.4591e-05
3006 | 0.00020899 | 0.00014301 | 3.0408 | 3.4856 | 3.4273 | 4.5019 | 5.6344 | 5.4742 | 3.4273 | 5.22 | 0.255 | 8.3885e-06
3007 | 0.000156 | 0.00012742 | 3.185 | 3.4855 | 3.4273 | 4.8475 | 5.6341 | 5.4742 | 3.4273 | 7.7 | 0.41556 | 0.00050656
3008 | 0.00012181 | 0.00011646 | 3.2855 | 3.4854 | 3.4273 | 5.1002 | 5.6339 | 5.4742 | 3.4273 | 9.3 | 0.56444 | 0.00012872
3009 | 9.1461e-05 | 0.00010728 | 3.3802 | 3.4854 | 3.4273 | 5.3475 | 5.6337 | 5.4742 | 3.4273 | 10.72 | 0.69667 | 7.1302e-05
3010 | 9.1461e-05 | 0.00010653 | 3.3802 | 3.4854 | 3.4273 | 5.3475 | 5.6337 | 5.4742 | 3.4273 | 10.72 | 0.79389 | 0.00012128
3011 | 8.676e-05 | 0.00010609 | 3.3953 | 3.4855 | 3.4273 | 5.388 | 5.634 | 5.4742 | 3.4273 | 10.94 | 0.64889 | 0.00012193
3012 | 5.2141e-05 | 9.513e-05 | 3.5113 | 3.4856 | 3.4273 | 5.7061 | 5.6344 | 5.4742 | 3.4273 | 12.56 | 0.39278 | 0.00024149
3013 | 4.8722e-05 | 9.4626e-05 | 3.5232 | 3.4857 | 3.4273 | 5.7396 | 5.6346 | 5.4742 | 3.4273 | 12.72 | 0.51611 | 0.00013168
3014 | 3.3336e-05 | 8.9759e-05 | 3.5776 | 3.4859 | 3.4273 | 5.8951 | 5.6351 | 5.4742 | 3.4273 | 13.44 | 0.24722 | 0.00012394
3015 | 2.5216e-05 | 8.582e-05 | 3.6071 | 3.486 | 3.4273 | 5.9807 | 5.6354 | 5.4742 | 3.4273 | 13.82 | 0.22111 | 0.00011632
3016 | 2.7353e-05 | 8.4899e-05 | 3.5993 | 3.4861 | 3.4273 | 5.958 | 5.6357 | 5.4742 | 3.4273 | 13.72 | 0.14833 | 8.3472e-05
3017 | 3.1627e-05 | 8.6971e-05 | 3.5838 | 3.4863 | 3.4273 | 5.913 | 5.6363 | 5.4742 | 3.4273 | 13.52 | 0.091111 | 7.6737e-05
3018 | 5.6842e-05 | 9.3485e-05 | 3.4951 | 3.4867 | 3.4273 | 5.6607 | 5.6375 | 5.4742 | 3.4273 | 12.34 | 0.040556 | 0.00022472
3019 | 0.00011454 | 0.00011725 | 3.3077 | 3.4871 | 3.4273 | 5.1573 | 5.6385 | 5.4742 | 3.4273 | 9.64 | 0.0038889 | 0.00021426
3020 | 0.00014531 | 0.00012406 | 3.2157 | 3.4874 | 3.4273 | 4.9237 | 5.6392 | 5.4742 | 3.4273 | 8.2 | 0 | 0.00022956
3021 | 0.00014745 | 0.00012485 | 3.2095 | 3.4875 | 3.4273 | 4.9083 | 5.6395 | 5.4742 | 3.4273 | 8.1 | 0 | 0.00025095
3022 | 0.0001607 | 0.00012896 | 3.1716 | 3.4873 | 3.4273 | 4.8147 | 5.6392 | 5.4742 | 3.4273 | 7.48 | 0 | 8.5657e-06
3023 | 0.00017266 | 0.0001326 | 3.1382 | 3.4871 | 3.4273 | 4.7332 | 5.6386 | 5.4742 | 3.4273 | 6.92 | 0 | 8.3294e-06
3024 | 0.00019532 | 0.00013877 | 3.0767 | 3.4869 | 3.4273 | 4.5863 | 5.6378 | 5.4742 | 3.4273 | 5.86 | 0 | 1.2169e-05
3025 | 0.00019532 | 0.00013812 | 3.0767 | 3.4866 | 3.4273 | 4.5863 | 5.637 | 5.4742 | 3.4273 | 5.86 | 0 | 1.3055e-05
3026 | 0.00020215 | 0.00013867 | 3.0587 | 3.4863 | 3.4273 | 4.5437 | 5.6363 | 5.4742 | 3.4273 | 5.54 | 0 | 8.8611e-06
3027 | 0.00022053 | 0.00014626 | 2.4089 | 3.486 | 3.4273 | 3.5464 | 5.6355 | 5.4742 | 3.4273 | 4.68 | 0 | 1.3587e-05
3028 | 0.00024532 | 0.00015417 | 2.3594 | 3.4858 | 3.4273 | 3.4337 | 5.6348 | 5.4742 | 3.4273 | 3.52 | 0.0088889 | 8.6248e-06
3029 | 0.00021711 | 0.00014608 | 2.4159 | 3.4855 | 3.4273 | 3.5626 | 5.6342 | 5.4742 | 3.4273 | 4.84 | 0.084444 | 1.1342e-05
3030 | 0.00021198 | 0.00014427 | 3.033 | 3.4854 | 3.4273 | 4.4838 | 5.6337 | 5.4742 | 3.4273 | 5.08 | 0.16361 | 1.3469e-05
3031 | 0.00018677 | 0.00013565 | 3.0996 | 3.4852 | 3.4273 | 4.6406 | 5.6332 | 5.4742 | 3.4273 | 6.26 | 0.36167 | 0.00054
3032 | 0.00011411 | 0.00011416 | 3.309 | 3.485 | 3.4273 | 5.1607 | 5.6327 | 5.4742 | 3.4273 | 9.66 | 0.40556 | 0.00012701
3033 | 6.1544e-05 | 9.8736e-05 | 3.479 | 3.4848 | 3.4273 | 5.616 | 5.6322 | 5.4742 | 3.4273 | 12.12 | 0.52389 | 8.1109e-05
3034 | 1.6241e-05 | 8.5035e-05 | 3.6402 | 3.4847 | 3.4273 | 6.0782 | 5.6318 | 5.4742 | 3.4273 | 14.24 | 0.45167 | 0.00012518
3035 | 0 | 8.0552e-05 | 3.7365 | 3.4845 | 3.4273 | 6.37 | 5.6312 | 5.4742 | 3.4273 | 15.42 | 0.47333 | 0.00012595
3036 | 0 | 8.0441e-05 | 3.705 | 3.4843 | 3.4273 | 6.273 | 5.6306 | 5.4742 | 3.4273 | 15.04 | 0.71611 | 0.00022076
3037 | 1.7095e-06 | 8.095e-05 | 3.6951 | 3.4841 | 3.4273 | 6.243 | 5.6301 | 5.4742 | 3.4273 | 14.92 | 0.45944 | 0.00011147
3038 | 6.1259e-06 | 8.1637e-05 | 3.6782 | 3.4837 | 3.4273 | 6.192 | 5.629 | 5.4742 | 3.4273 | 14.7133 | 0.35444 | 0.0001159
3039 | 0 | 7.9535e-05 | 3.8666 | 3.4832 | 3.4273 | 6.784 | 5.6277 | 5.4742 | 3.4273 | 16.92 | 0.315 | 0.00012784
3040 | 0 | 7.8583e-05 | 3.7466 | 3.4829 | 3.4273 | 6.4013 | 5.6269 | 5.4742 | 3.4273 | 15.54 | 0.265 | 8.483e-05
3041 | 0 | 7.7998e-05 | 3.7248 | 3.4826 | 3.4273 | 6.3339 | 5.6259 | 5.4742 | 3.4273 | 15.28 | 0.22333 | 6.4273e-05
3042 | 2.5216e-05 | 8.9186e-05 | 3.6071 | 3.4821 | 3.4273 | 5.9807 | 5.6247 | 5.4742 | 3.4273 | 13.82 | 0.071667 | 0.00021769
3043 | 7.7357e-05 | 0.00010323 | 3.4261 | 3.4819 | 3.4273 | 5.4708 | 5.624 | 5.4742 | 3.4273 | 11.38 | 0.011111 | 0.00023836
3044 | 0.0001124 | 0.00011396 | 3.3143 | 3.4816 | 3.4273 | 5.1743 | 5.6233 | 5.4742 | 3.4273 | 9.74 | 0 | 0.00024841
3045 | 0.00014317 | 0.00012328 | 3.222 | 3.4814 | 3.4273 | 4.9393 | 5.6228 | 5.4742 | 3.4273 | 8.3 | 0 | 0.00022673
3046 | 0.0001654 | 0.0001301 | 3.1584 | 3.4813 | 3.4273 | 4.7824 | 5.6225 | 5.4742 | 3.4273 | 7.26 | 0 | 8.2113e-06
3047 | 0.00018078 | 0.00013434 | 3.1159 | 3.4812 | 3.4273 | 4.6795 | 5.622 | 5.4742 | 3.4273 | 6.54 | 0 | 1.0456e-05
3048 | 0.00018805 | 0.00013698 | 3.0962 | 3.481 | 3.4273 | 4.6324 | 5.6215 | 5.4742 | 3.4273 | 6.2 | 0 | 1.0633e-05
3049 | 0.00021369 | 0.00014464 | 3.0286 | 3.4808 | 3.4273 | 4.4736 | 5.621 | 5.4742 | 3.4273 | 5 | 0 | 8.9202e-06
3050 | 0.00020686 | 0.00014278 | 3.0464 | 3.4807 | 3.4273 | 4.5149 | 5.6207 | 5.4742 | 3.4273 | 5.32 | 0 | 7.7387e-06
3051 | 0.00022523 | 0.00014841 | 2.3994 | 3.4806 | 3.4273 | 3.5245 | 5.6204 | 5.4742 | 3.4273 | 4.46 | 0 | 8.802e-06
3052 | 0.00023421 | 0.00015078 | 2.3813 | 3.4805 | 3.4273 | 3.4833 | 5.6201 | 5.4742 | 3.4273 | 4.04 | 0.016111 | 1.1815e-05
3053 | 0.00021198 | 0.00014428 | 3.033 | 3.4804 | 3.4273 | 4.4838 | 5.6198 | 5.4742 | 3.4273 | 5.08 | 0.11389 | 9.5109e-06
3054 | 0.00018249 | 0.00013287 | 3.1112 | 3.4803 | 3.4273 | 4.6683 | 5.6195 | 5.4742 | 3.4273 | 6.46 | 0.26056 | 1.276e-05
3055 | 0.00012993 | 0.00011873 | 3.2611 | 3.4802 | 3.4273 | 5.0378 | 5.6192 | 5.4742 | 3.4273 | 8.92 | 0.40556 | 0.00053846
3056 | 8.9324e-05 | 0.00010661 | 3.387 | 3.48 | 3.4273 | 5.3658 | 5.6187 | 5.4742 | 3.4273 | 10.82 | 0.56111 | 0.00012553
3057 | 3.932e-05 | 9.1471e-05 | 3.5563 | 3.4797 | 3.4273 | 5.8336 | 5.6179 | 5.4742 | 3.4273 | 13.16 | 0.63278 | 8.4476e-05
3058 | 2.3079e-05 | 8.6139e-05 | 3.6149 | 3.4793 | 3.4273 | 6.0036 | 5.6168 | 5.4742 | 3.4273 | 13.92 | 0.69056 | 0.00012766
3059 | 1.1539e-05 | 8.3542e-05 | 3.6578 | 3.479 | 3.4273 | 6.1306 | 5.616 | 5.4742 | 3.4273 | 14.46 | 0.35722 | 0.00011791
3060 | 1.795e-05 | 8.5539e-05 | 3.6338 | 3.4787 | 3.4273 | 6.0594 | 5.6152 | 5.4742 | 3.4273 | 14.16 | 0.33389 | 0.00024569
3061 | 1.7095e-06 | 8.0236e-05 | 3.6951 | 3.4786 | 3.4273 | 6.243 | 5.6148 | 5.4742 | 3.4273 | 14.92 | 0.37333 | 0.0001201
3062 | 7.2656e-06 | 8.2034e-05 | 3.6739 | 3.4784 | 3.4273 | 6.179 | 5.6144 | 5.4742 | 3.4273 | 14.66 | 0.40889 | 0.00010533
3063 | 0 | 7.8036e-05 | 3.7653 | 3.4784 | 3.4273 | 6.4594 | 5.6143 | 5.4742 | 3.4273 | 15.76 | 0.38333 | 0.00010001
3064 | 1.5813e-05 | 8.3081e-05 | 3.6418 | 3.4782 | 3.4273 | 6.0829 | 5.6137 | 5.4742 | 3.4273 | 14.26 | 0.34389 | 6.2737e-05
3065 | 2.5216e-05 | 8.5862e-05 | 3.6071 | 3.4778 | 3.4273 | 5.9807 | 5.6128 | 5.4742 | 3.4273 | 13.82 | 0.095 | 7.7446e-05
3066 | 3.3336e-05 | 8.6385e-05 | 3.5776 | 3.4776 | 3.4273 | 5.8951 | 5.6122 | 5.4742 | 3.4273 | 13.44 | 0.057222 | 0.00023807
3067 | 9.7872e-05 | 0.00011044 | 3.3597 | 3.4774 | 3.4273 | 5.2933 | 5.6116 | 5.4742 | 3.4273 | 10.42 | 0.0088889 | 0.00021485
3068 | 0.00011027 | 0.0001127 | 3.3209 | 3.4772 | 3.4273 | 5.1915 | 5.6111 | 5.4742 | 3.4273 | 9.84 | 0 | 0.00022336
3069 | 0.0001607 | 0.0001283 | 3.1716 | 3.477 | 3.4273 | 4.8147 | 5.6105 | 5.4742 | 3.4273 | 7.48 | 0 | 0.00021869
3070 | 0.00017608 | 0.00013323 | 3.1288 | 3.4768 | 3.4273 | 4.7104 | 5.6099 | 5.4742 | 3.4273 | 6.76 | 0 | 9.7472e-06
3071 | 0.00020429 | 0.00014126 | 3.0531 | 3.4766 | 3.4273 | 4.5305 | 5.6093 | 5.4742 | 3.4273 | 5.44 | 0 | 1.0456e-05
3072 | 0.00022908 | 0.0001488 | 2.3916 | 3.4763 | 3.4273 | 3.5067 | 5.6086 | 5.4742 | 3.4273 | 4.28 | 0 | 1.276e-05
3073 | 0.00023891 | 0.00015244 | 2.372 | 3.4761 | 3.4273 | 3.4621 | 5.6079 | 5.4742 | 3.4273 | 3.82 | 0 | 1.0397e-05
3074 | 0.00025985 | 0.00015833 | 2.3314 | 3.4758 | 3.4273 | 3.3708 | 5.6072 | 5.4742 | 3.4273 | 2.84 | 0 | 1.3587e-05
3075 | 0.0002778 | 0.00016389 | 2.2976 | 3.4756 | 3.4273 | 3.2963 | 5.6066 | 5.4742 | 3.4273 | 2 | 0 | 1.5714e-05
3076 | 0.00026541 | 0.00015975 | 2.3208 | 3.4753 | 3.4273 | 3.3474 | 5.6059 | 5.4742 | 3.4273 | 2.58 | 0.016111 | 8.4476e-06
3077 | 0.00024404 | 0.00015345 | 2.3619 | 3.4751 | 3.4273 | 3.4393 | 5.6052 | 5.4742 | 3.4273 | 3.58 | 0.11722 | 1.0692e-05
3078 | 0.00015429 | 0.00012708 | 3.1899 | 3.4749 | 3.4273 | 4.8596 | 5.6047 | 5.4742 | 3.4273 | 7.78 | 0.26222 | 1.3174e-05
3079 | 8.505e-05 | 0.00010533 | 3.4009 | 3.4749 | 3.4273 | 5.4029 | 5.6045 | 5.4742 | 3.4273 | 11.02 | 0.41222 | 0.00053332
3080 | 3.932e-05 | 9.1052e-05 | 3.5563 | 3.4748 | 3.4273 | 5.8336 | 5.6045 | 5.4742 | 3.4273 | 13.16 | 0.56944 | 0.00011898
3081 | 9.4025e-06 | 8.1648e-05 | 3.6658 | 3.4749 | 3.4273 | 6.1547 | 5.6047 | 5.4742 | 3.4273 | 14.56 | 0.70778 | 7.5851e-05
3082 | 0 | 7.8157e-05 | 3.7466 | 3.475 | 3.4273 | 6.4013 | 5.6049 | 5.4742 | 3.4273 | 15.54 | 0.77222 | 0.00011567
3083 | 0 | 7.9058e-05 | 3.8188 | 3.4751 | 3.4273 | 6.6289 | 5.6051 | 5.4742 | 3.4273 | 16.38 | 0.73667 | 0.00010887
3084 | 0 | 7.8808e-05 | 3.8992 | 3.4753 | 3.4273 | 6.8915 | 5.6057 | 5.4742 | 3.4273 | 17.28 | 0.63722 | 0.00022171
3085 | 0 | 7.7846e-05 | 3.9717 | 3.4755 | 3.4273 | 7.1365 | 5.6064 | 5.4742 | 3.4273 | 18.06 | 0.59611 | 0.00010946
3086 | 0 | 7.8006e-05 | 3.9927 | 3.4758 | 3.4273 | 7.2088 | 5.607 | 5.4742 | 3.4273 | 18.28 | 0.73056 | 0.00013445
3087 | 0 | 7.711e-05 | 4.113 | 3.4759 | 3.4273 | 7.6378 | 5.6074 | 5.4742 | 3.4273 | 19.5 | 0.58 | 0.00012122
3088 | 0 | 7.8508e-05 | 4.0688 | 3.476 | 3.4273 | 7.4773 | 5.6077 | 5.4742 | 3.4273 | 19.06 | 0.46278 | 7.5497e-05
3089 | 0 | 8.22e-05 | 4.0216 | 3.476 | 3.4273 | 7.3098 | 5.6078 | 5.4742 | 3.4273 | 18.58 | 0.27778 | 7.6442e-05
3090 | 0 | 8.3285e-05 | 4.1334 | 3.4761 | 3.4273 | 7.7131 | 5.6079 | 5.4742 | 3.4273 | 19.7 | 0.11722 | 0.00023653
3091 | 0 | 8.5231e-05 | 3.7653 | 3.4761 | 3.4273 | 6.4594 | 5.608 | 5.4742 | 3.4273 | 15.76 | 0.013889 | 0.00023766
3092 | 7.0092e-05 | 0.00010599 | 3.4502 | 3.4762 | 3.4273 | 5.5366 | 5.6082 | 5.4742 | 3.4273 | 11.72 | 0 | 0.0002386
3093 | 9.1461e-05 | 0.00011076 | 3.3802 | 3.4763 | 3.4273 | 5.3475 | 5.6085 | 5.4742 | 3.4273 | 10.72 | 0 | 0.00022608
3094 | 0.00013164 | 0.00012181 | 3.256 | 3.4764 | 3.4273 | 5.0249 | 5.6088 | 5.4742 | 3.4273 | 8.84 | 0 | 1.2228e-05
3095 | 0.0001607 | 0.00013034 | 3.1716 | 3.4765 | 3.4273 | 4.8147 | 5.609 | 5.4742 | 3.4273 | 7.48 | 0 | 8.5657e-06
3096 | 0.00015258 | 0.00012649 | 3.1948 | 3.4765 | 3.4273 | 4.8717 | 5.6092 | 5.4742 | 3.4273 | 7.86 | 0 | 9.7472e-06
3097 | 0.00017266 | 0.00013385 | 3.1382 | 3.4766 | 3.4273 | 4.7332 | 5.6093 | 5.4742 | 3.4273 | 6.92 | 0 | 1.1815e-05
3098 | 0.00018164 | 0.00013338 | 3.1136 | 3.4767 | 3.4273 | 4.6739 | 5.6097 | 5.4742 | 3.4273 | 6.5 | 0 | 1.1401e-05
3099 | 0.00019232 | 0.00013773 | 3.0847 | 3.477 | 3.4273 | 4.6051 | 5.6104 | 5.4742 | 3.4273 | 6 | 0 | 9.57e-06
3100 | 0.00021369 | 0.00014264 | 3.0286 | 3.4773 | 3.4273 | 4.4736 | 5.6113 | 5.4742 | 3.4273 | 5 | 0.016667 | 1.1933e-05
3101 | 0.00019532 | 0.00013878 | 3.0767 | 3.4776 | 3.4273 | 4.5863 | 5.6122 | 5.4742 | 3.4273 | 5.86 | 0.11722 | 1.4828e-05
3102 | 0.0001342 | 0.00012084 | 3.2483 | 3.478 | 3.4273 | 5.0056 | 5.6131 | 5.4742 | 3.4273 | 8.72 | 0.26222 | 1.4001e-05
3103 | 7.9921e-05 | 0.00010349 | 3.4176 | 3.4783 | 3.4273 | 5.448 | 5.6141 | 5.4742 | 3.4273 | 11.26 | 0.40124 | 0.00051908
3104 | 4.4021e-05 | 9.1077e-05 | 3.5396 | 3.4787 | 3.4273 | 5.7862 | 5.615 | 5.4742 | 3.4273 | 12.94 | 0.56556 | 0.00012884
3105 | 0 | 7.8312e-05 | 3.7248 | 3.479 | 3.4273 | 6.3339 | 5.6161 | 5.4742 | 3.4273 | 15.28 | 0.68389 | 9.2924e-05
3106 | 0 | 7.4543e-05 | 3.8381 | 3.4794 | 3.4273 | 6.6912 | 5.617 | 5.4742 | 3.4273 | 16.6 | 0.69389 | 0.00011927
3107 | 0 | 8.0022e-05 | 3.9176 | 3.4797 | 3.4273 | 6.9527 | 5.6181 | 5.4742 | 3.4273 | 17.48 | 0.72833 | 0.00013262
3108 | 0 | 8.0258e-05 | 3.985 | 3.4801 | 3.4273 | 7.1823 | 5.619 | 5.4742 | 3.4273 | 18.2 | 0.805 | 0.00023145
3109 | 0 | 8.0868e-05 | 4.0688 | 3.4803 | 3.4273 | 7.4773 | 5.6197 | 5.4742 | 3.4273 | 19.06 | 0.75111 | 0.00011401
3110 | 0 | 8.073e-05 | 4.113 | 3.4805 | 3.4273 | 7.6378 | 5.6203 | 5.4742 | 3.4273 | 19.5 | 0.68722 | 0.00012795
3111 | 0 | 7.7772e-05 | 4.215 | 3.4809 | 3.4273 | 8.0213 | 5.6213 | 5.4742 | 3.4273 | 20.48 | 0.49833 | 0.00011496
3112 | 0 | 7.8862e-05 | 4.1437 | 3.4812 | 3.4273 | 7.7512 | 5.6221 | 5.4742 | 3.4273 | 19.8 | 0.40611 | 7.5556e-05
3113 | 0 | 8.2419e-05 | 4.2022 | 3.4814 | 3.4273 | 7.9723 | 5.6226 | 5.4742 | 3.4273 | 20.36 | 0.26278 | 7.8805e-05
3114 | 0 | 8.3722e-05 | 4.113 | 3.4816 | 3.4273 | 7.6378 | 5.6233 | 5.4742 | 3.4273 | 19.5 | 0.10611 | 0.00023535
3115 | 0 | 8.456e-05 | 3.8188 | 3.4819 | 3.4273 | 6.6289 | 5.6241 | 5.4742 | 3.4273 | 16.38 | 0.013889 | 0.00023724
3116 | 2.949e-05 | 9.4487e-05 | 3.5915 | 3.4822 | 3.4273 | 5.9354 | 5.6249 | 5.4742 | 3.4273 | 13.62 | 0 | 0.00021225
3117 | 4.1457e-05 | 9.2327e-05 | 3.5487 | 3.4826 | 3.4273 | 5.812 | 5.626 | 5.4742 | 3.4273 | 13.06 | 0 | 0.00023429
3118 | 5.4278e-05 | 9.8696e-05 | 3.5039 | 3.4828 | 3.4273 | 5.6854 | 5.6266 | 5.4742 | 3.4273 | 12.46 | 0 | 9.8063e-06
3119 | 9.4025e-05 | 0.00011012 | 3.372 | 3.483 | 3.4273 | 5.3257 | 5.6271 | 5.4742 | 3.4273 | 10.6 | 0 | 9.3928e-06
3120 | 0.00010856 | 0.00011515 | 3.3262 | 3.4832 | 3.4273 | 5.2053 | 5.6277 | 5.4742 | 3.4273 | 9.92 | 0 | 2.4752e-05
3121 | 0.00011539 | 0.0001157 | 3.3051 | 3.4834 | 3.4273 | 5.1505 | 5.6283 | 5.4742 | 3.4273 | 9.6 | 0 | 2.1444e-05
3122 | 0.0001342 | 0.00012146 | 3.2483 | 3.4837 | 3.4273 | 5.0056 | 5.6291 | 5.4742 | 3.4273 | 8.72 | 0 | 2.0794e-05
3123 | 0.0001607 | 0.00012948 | 3.1716 | 3.484 | 3.4273 | 4.8147 | 5.63 | 5.4742 | 3.4273 | 7.48 | 0 | 1.8963e-05
3124 | 0.00015044 | 0.00012645 | 3.2009 | 3.4843 | 3.4273 | 4.8869 | 5.6309 | 5.4742 | 3.4273 | 7.96 | 0.013889 | 2.1739e-05
3125 | 0.00012736 | 0.00011636 | 3.2687 | 3.4846 | 3.4273 | 5.0573 | 5.6317 | 5.4742 | 3.4273 | 9.04 | 0.11889 | 2.1326e-05
3126 | 9.4025e-05 | 0.00010933 | 3.372 | 3.4851 | 3.4273 | 5.3257 | 5.6328 | 5.4742 | 3.4273 | 10.6 | 0.25222 | 1.8845e-05
3127 | 4.8722e-05 | 9.4583e-05 | 3.5232 | 3.4855 | 3.4273 | 5.7396 | 5.6339 | 5.4742 | 3.4273 | 12.72 | 0.40889 | 0.00045782
3128 | 1.7095e-06 | 7.9621e-05 | 3.6951 | 3.4859 | 3.4273 | 6.243 | 5.6351 | 5.4742 | 3.4273 | 14.92 | 0.57444 | 0.00046775
3129 | 0 | 7.4515e-05 | 3.8381 | 3.4862 | 3.4273 | 6.6912 | 5.636 | 5.4742 | 3.4273 | 16.6 | 0.69444 | 0.00013575
3130 | 0 | 8.0123e-05 | 3.9927 | 3.4865 | 3.4273 | 7.2088 | 5.6367 | 5.4742 | 3.4273 | 18.28 | 0.78778 | 0.00013705
3131 | 0 | 8.5401e-05 | 4.0569 | 3.4867 | 3.4273 | 7.4347 | 5.6373 | 5.4742 | 3.4273 | 18.94 | 0.83611 | 9.7236e-05
3132 | 0 | 8.2068e-05 | 4.2755 | 3.4868 | 3.4273 | 8.2582 | 5.6378 | 5.4742 | 3.4273 | 21.04 | 0.83056 | 7.0712e-05
3133 | 0 | 8.1071e-05 | 4.3221 | 3.487 | 3.4273 | 8.4453 | 5.6383 | 5.4742 | 3.4273 | 21.46 | 0.8 | 8.0223e-05
3134 | 0 | 8.0674e-05 | 4.3515 | 3.4872 | 3.4273 | 8.5654 | 5.6387 | 5.4742 | 3.4273 | 21.72 | 0.70778 | 8.3649e-05
3135 | 0 | 7.8058e-05 | 4.3538 | 3.4873 | 3.4273 | 8.5748 | 5.6391 | 5.4742 | 3.4273 | 21.74 | 0.54389 | 0.00026737
3136 | 0 | 7.9252e-05 | 4.3109 | 3.4874 | 3.4273 | 8.3999 | 5.6394 | 5.4742 | 3.4273 | 21.36 | 0.41889 | 0.00027605
3137 | 0 | 8.2957e-05 | 4.2755 | 3.4875 | 3.4273 | 8.2582 | 5.6395 | 5.4742 | 3.4273 | 21.04 | 0.27667 | 4.3597e-05
3138 | 0 | 8.4254e-05 | 4.154 | 3.4875 | 3.4273 | 7.7898 | 5.6397 | 5.4742 | 3.4273 | 19.9 | 0.11444 | 4.6905e-05
3139 | 0 | 8.4426e-05 | 3.9717 | 3.4876 | 3.4273 | 7.1365 | 5.64 | 5.4742 | 3.4273 | 18.06 | 0.016667 | 3.3259e-05
3140 | 1.1112e-05 | 8.9502e-05 | 3.6594 | 3.4879 | 3.4273 | 6.1354 | 5.6407 | 5.4742 | 3.4273 | 14.48 | 0 | 0.00016062
3141 | 2.3079e-05 | 8.9328e-05 | 3.6149 | 3.4881 | 3.4273 | 6.0036 | 5.6413 | 5.4742 | 3.4273 | 13.92 | 0 | 0.00015838
3142 | 5.6842e-05 | 0.00010011 | 3.4951 | 3.4884 | 3.4273 | 5.6607 | 5.6421 | 5.4742 | 3.4273 | 12.34 | 0 | 0.00016251
3143 | 4.1457e-05 | 9.4754e-05 | 3.5487 | 3.4887 | 3.4273 | 5.812 | 5.6431 | 5.4742 | 3.4273 | 13.06 | 0 | 1.4355e-05
3144 | 7.6075e-05 | 0.00010397 | 3.4303 | 3.4891 | 3.4273 | 5.4823 | 5.644 | 5.4742 | 3.4273 | 11.44 | 0 | 1.7781e-05
3145 | 0.00011967 | 0.00011715 | 3.292 | 3.4893 | 3.4273 | 5.1168 | 5.6447 | 5.4742 | 3.4273 | 9.4 | 0 | 2.4929e-05
3146 | 0.0001342 | 0.00012102 | 3.2483 | 3.4897 | 3.4273 | 5.0056 | 5.6458 | 5.4742 | 3.4273 | 8.72 | 0 | 2.4752e-05
3147 | 0.00015429 | 0.0001275 | 3.1899 | 3.4902 | 3.4273 | 4.8596 | 5.647 | 5.4742 | 3.4273 | 7.78 | 0 | 1.8254e-05
3148 | 0.00016754 | 0.0001307 | 3.1524 | 3.4907 | 3.4273 | 4.7678 | 5.6484 | 5.4742 | 3.4273 | 7.16 | 0.021667 | 2.5225e-05
3149 | 0.000156 | 0.0001278 | 3.185 | 3.4912 | 3.4273 | 4.8475 | 5.65 | 5.4742 | 3.4273 | 7.7 | 0.12556 | 2.0676e-05
3150 | 0.00013292 | 0.00012096 | 3.2521 | 3.4918 | 3.4273 | 5.0152 | 5.6516 | 5.4742 | 3.4273 | 8.78 | 0.28111 | 2.233e-05
3151 | 0.00010001 | 0.00011058 | 3.353 | 3.4923 | 3.4273 | 5.2754 | 5.653 | 5.4742 | 3.4273 | 10.32 | 0.42667 | 0.00048772
3152 | 5.2141e-05 | 9.4995e-05 | 3.5113 | 3.4927 | 3.4273 | 5.7061 | 5.6542 | 5.4742 | 3.4273 | 12.56 | 0.59611 | 0.00048795
3153 | 1.4104e-05 | 8.0828e-05 | 3.6482 | 3.493 | 3.4273 | 6.1019 | 5.655 | 5.4742 | 3.4273 | 14.34 | 0.71222 | 0.00012908
3154 | 0 | 7.7806e-05 | 3.791 | 3.4934 | 3.4273 | 6.5403 | 5.6561 | 5.4742 | 3.4273 | 16.06 | 0.805 | 0.00012902
3155 | 0 | 8.4204e-05 | 3.8577 | 3.4936 | 3.4273 | 6.7547 | 5.6567 | 5.4742 | 3.4273 | 16.82 | 0.85722 | 9.7709e-05
3156 | 0 | 8.1424e-05 | 3.9717 | 3.4938 | 3.4273 | 7.1365 | 5.6571 | 5.4742 | 3.4273 | 18.06 | 0.88556 | 8.867e-05
3157 | 0 | 8.0517e-05 | 3.9736 | 3.4939 | 3.4273 | 7.143 | 5.6574 | 5.4742 | 3.4273 | 18.08 | 0.82 | 8.1995e-05
3158 | 0 | 8.0344e-05 | 4.0216 | 3.4939 | 3.4273 | 7.3098 | 5.6575 | 5.4742 | 3.4273 | 18.58 | 0.70611 | 7.9632e-05
3159 | 0 | 7.7753e-05 | 4.0928 | 3.494 | 3.4273 | 7.564 | 5.6576 | 5.4742 | 3.4273 | 19.3 | 0.54667 | 0.00028391
3160 | 0 | 7.8726e-05 | 4.0569 | 3.494 | 3.4273 | 7.4347 | 5.6576 | 5.4742 | 3.4273 | 18.94 | 0.41889 | 0.00025963
3161 | 0 | 8.2566e-05 | 3.9946 | 3.4939 | 3.4273 | 7.2154 | 5.6575 | 5.4742 | 3.4273 | 18.3 | 0.27833 | 3.9521e-05
3162 | 0 | 8.3737e-05 | 3.8756 | 3.4939 | 3.4273 | 6.8135 | 5.6575 | 5.4742 | 3.4273 | 17.02 | 0.12778 | 3.3082e-05
3163 | 2.0087e-05 | 9.0308e-05 | 3.6259 | 3.4939 | 3.4273 | 6.036 | 5.6576 | 5.4742 | 3.4273 | 14.06 | 0.019444 | 3.8753e-05
3164 | 6.4963e-05 | 0.00010524 | 3.4674 | 3.4941 | 3.4273 | 5.584 | 5.6579 | 5.4742 | 3.4273 | 11.96 | 0 | 0.00015531
3165 | 8.9324e-05 | 0.00010978 | 3.387 | 3.4943 | 3.4273 | 5.3658 | 5.6585 | 5.4742 | 3.4273 | 10.82 | 0 | 0.00016269
3166 | 0.00011539 | 0.00011654 | 3.3051 | 3.4946 | 3.4273 | 5.1505 | 5.6593 | 5.4742 | 3.4273 | 9.6 | 0 | 0.00017297
3167 | 0.00013805 | 0.00012323 | 3.237 | 3.495 | 3.4273 | 4.977 | 5.6605 | 5.4742 | 3.4273 | 8.54 | 0 | 1.914e-05
3168 | 0.00014745 | 0.00012606 | 3.2095 | 3.4955 | 3.4273 | 4.9083 | 5.6619 | 5.4742 | 3.4273 | 8.1 | 0 | 6.5572e-06
3169 | 0.00015856 | 0.00012872 | 3.1777 | 3.4961 | 3.4273 | 4.8296 | 5.6635 | 5.4742 | 3.4273 | 7.58 | 0 | 1.5832e-05
3170 | 0.00017779 | 0.00013437 | 3.1241 | 3.4967 | 3.4273 | 4.6991 | 5.6651 | 5.4742 | 3.4273 | 6.68 | 0 | 1.3882e-05
3171 | 0.00019361 | 0.00013934 | 3.0813 | 3.4973 | 3.4273 | 4.597 | 5.667 | 5.4742 | 3.4273 | 5.94 | 0 | 1.0574e-05
3172 | 0.00020429 | 0.00014162 | 3.0531 | 3.498 | 3.4273 | 4.5305 | 5.6689 | 5.4742 | 3.4273 | 5.44 | 0.021667 | 1.0988e-05
3173 | 0.00018036 | 0.00013511 | 3.117 | 3.4987 | 3.4273 | 4.6823 | 5.6708 | 5.4742 | 3.4273 | 6.56 | 0.13167 | 1.0811e-05
3174 | 0.00014018 | 0.00012321 | 3.2307 | 3.4993 | 3.4273 | 4.9612 | 5.6726 | 5.4742 | 3.4273 | 8.44 | 0.27833 | 7.8569e-06
3175 | 9.6162e-05 | 0.00010915 | 3.3652 | 3.4998 | 3.4273 | 5.3076 | 5.6739 | 5.4742 | 3.4273 | 10.5 | 0.42722 | 0.00051105
3176 | 2.3079e-05 | 8.6579e-05 | 3.6149 | 3.5 | 3.4273 | 6.0036 | 5.6745 | 5.4742 | 3.4273 | 13.92 | 0.59222 | 0.0001198
3177 | 0 | 7.7802e-05 | 3.7653 | 3.5001 | 3.4273 | 6.4594 | 5.6747 | 5.4742 | 3.4273 | 15.76 | 0.71722 | 8.5185e-05
3178 | 0 | 7.599e-05 | 3.8811 | 3.5001 | 3.4273 | 6.8314 | 5.6748 | 5.4742 | 3.4273 | 17.08 | 0.80722 | 0.00011898
3179 | 0 | 8.2802e-05 | 3.9946 | 3.5001 | 3.4273 | 7.2154 | 5.6747 | 5.4742 | 3.4273 | 18.3 | 0.85278 | 0.00010592
3180 | 0 | 8.0864e-05 | 4.0352 | 3.4999 | 3.4273 | 7.3578 | 5.6742 | 5.4742 | 3.4273 | 18.72 | 0.86611 | 0.00021592
3181 | 0 | 8.0303e-05 | 4.0928 | 3.4998 | 3.4273 | 7.564 | 5.6739 | 5.4742 | 3.4273 | 19.3 | 0.81278 | 0.00011708
3182 | 0 | 8.0323e-05 | 4.1437 | 3.4996 | 3.4273 | 7.7512 | 5.6734 | 5.4742 | 3.4273 | 19.8 | 0.71778 | 0.00012069
3183 | 0 | 7.7754e-05 | 4.1769 | 3.4993 | 3.4273 | 7.876 | 5.6724 | 5.4742 | 3.4273 | 20.12 | 0.57778 | 0.00011874
3184 | 0 | 7.9115e-05 | 4.2299 | 3.499 | 3.4273 | 8.0792 | 5.6717 | 5.4742 | 3.4273 | 20.62 | 0.42889 | 8.0282e-05
3185 | 0 | 8.2958e-05 | 4.2043 | 3.4987 | 3.4273 | 7.9804 | 5.6709 | 5.4742 | 3.4273 | 20.38 | 0.27167 | 7.9041e-05
3186 | 0 | 8.4337e-05 | 4.1437 | 3.4985 | 3.4273 | 7.7512 | 5.6704 | 5.4742 | 3.4273 | 19.8 | 0.12778 | 0.00024669
3187 | 0 | 8.4562e-05 | 3.8381 | 3.4984 | 3.4273 | 6.6912 | 5.67 | 5.4742 | 3.4273 | 16.6 | 0.019444 | 0.00022968
3188 | 3.932e-05 | 9.7996e-05 | 3.5563 | 3.4983 | 3.4273 | 5.8336 | 5.6698 | 5.4742 | 3.4273 | 13.16 | 0 | 0.00022129
3189 | 8.505e-05 | 0.00010585 | 3.4009 | 3.4984 | 3.4273 | 5.4029 | 5.67 | 5.4742 | 3.4273 | 11.02 | 0 | 0.00023825
3190 | 0.0001124 | 0.00011623 | 3.3143 | 3.4983 | 3.4273 | 5.1743 | 5.6699 | 5.4742 | 3.4273 | 9.74 | 0 | 1.3587e-05
3191 | 0.00014531 | 0.00012591 | 3.2157 | 3.4984 | 3.4273 | 4.9237 | 5.67 | 5.4742 | 3.4273 | 8.2 | 0 | 1.1992e-05
3192 | 0.00015429 | 0.00012933 | 3.1899 | 3.4985 | 3.4273 | 4.8596 | 5.6704 | 5.4742 | 3.4273 | 7.78 | 0 | 1.3941e-05
3193 | 0.00015856 | 0.00012823 | 3.1777 | 3.4986 | 3.4273 | 4.8296 | 5.6705 | 5.4742 | 3.4273 | 7.58 | 0 | 1.0043e-05
3194 | 0.00018805 | 0.00013734 | 3.0962 | 3.4986 | 3.4273 | 4.6324 | 5.6707 | 5.4742 | 3.4273 | 6.2 | 0 | 1.4296e-05
3195 | 0.0001701 | 0.00013124 | 3.1453 | 3.4987 | 3.4273 | 4.7505 | 5.6709 | 5.4742 | 3.4273 | 7.04 | 0 | 8.3885e-06
3196 | 0.0001654 | 0.00012961 | 3.1584 | 3.4988 | 3.4273 | 4.7824 | 5.6711 | 5.4742 | 3.4273 | 7.26 | 0.022222 | 1.1933e-05
3197 | 0.00014531 | 0.00012412 | 3.2157 | 3.4989 | 3.4273 | 4.9237 | 5.6714 | 5.4742 | 3.4273 | 8.2 | 0.16056 | 1.4001e-05
3198 | 7.9921e-05 | 0.00010473 | 3.4176 | 3.4991 | 3.4273 | 5.448 | 5.6719 | 5.4742 | 3.4273 | 11.26 | 0.27833 | 1.0692e-05
3199 | 2.0087e-05 | 8.5494e-05 | 3.6259 | 3.4992 | 3.4273 | 6.036 | 5.6722 | 5.4742 | 3.4273 | 14.06 | 0.42333 | 0.00048116
3200 | 0 | 7.9313e-05 | 3.8188 | 3.4992 | 3.4273 | 6.6289 | 5.6723 | 5.4742 | 3.4273 | 16.38 | 0.56944 | 0.00012346
3201 | 0 | 7.9609e-05 | 3.9176 | 3.4991 | 3.4273 | 6.9527 | 5.672 | 5.4742 | 3.4273 | 17.48 | 0.71278 | 9.0324e-05
3202 | 0 | 7.8785e-05 | 4.0807 | 3.499 | 3.4273 | 7.5204 | 5.6717 | 5.4742 | 3.4273 | 19.18 | 0.77944 | 0.00011691
3203 | 0 | 7.956e-05 | 4.1437 | 3.4989 | 3.4273 | 7.7512 | 5.6713 | 5.4742 | 3.4273 | 19.8 | 0.81 | 0.0001136
3204 | 0 | 8.0348e-05 | 4.2407 | 3.4987 | 3.4273 | 8.1211 | 5.671 | 5.4742 | 3.4273 | 20.72 | 0.81283 | 0.00024687
3205 | 0 | 8.0376e-05 | 4.2932 | 3.4986 | 3.4273 | 8.3285 | 5.6706 | 5.4742 | 3.4273 | 21.2 | 0.80556 | 0.00011638
3206 | 0 | 8.0373e-05 | 4.3402 | 3.4984 | 3.4273 | 8.5188 | 5.67 | 5.4742 | 3.4273 | 21.62 | 0.70778 | 0.000112
3207 | 0 | 7.7684e-05 | 4.3766 | 3.4981 | 3.4273 | 8.6697 | 5.6691 | 5.4742 | 3.4273 | 21.94 | 0.55889 | 9.6822e-05
3208 | 0 | 7.9193e-05 | 4.2159 | 3.4977 | 3.4273 | 8.0249 | 5.6682 | 5.4742 | 3.4273 | 20.4889 | 0.35167 | 6.9707e-05
3209 | 0 | 8.3144e-05 | 3.9268 | 3.4973 | 3.4273 | 6.9837 | 5.6669 | 5.4742 | 3.4273 | 17.58 | 0.21667 | 6.9294e-05
3210 | 0 | 8.4558e-05 | 3.7738 | 3.4968 | 3.4273 | 6.4861 | 5.6656 | 5.4742 | 3.4273 | 15.86 | 0.086667 | 0.00022454
3211 | 1.795e-05 | 8.956e-05 | 3.6338 | 3.4965 | 3.4273 | 6.0594 | 5.6646 | 5.4742 | 3.4273 | 14.16 | 0.011111 | 0.00025036
3212 | 5.2141e-05 | 0.00010147 | 3.5113 | 3.4962 | 3.4273 | 5.7061 | 5.664 | 5.4742 | 3.4273 | 12.56 | 0 | 0.0002373
3213 | 8.1204e-05 | 0.00010583 | 3.4134 | 3.4962 | 3.4273 | 5.4366 | 5.6639 | 5.4742 | 3.4273 | 11.2 | 0 | 0.0002207
3214 | 9.7872e-05 | 0.00011186 | 3.3597 | 3.4961 | 3.4273 | 5.2933 | 5.6637 | 5.4742 | 3.4273 | 10.42 | 0 | 1.0633e-05
3215 | 0.00010642 | 0.00011391 | 3.3328 | 3.4963 | 3.4273 | 5.2226 | 5.6642 | 5.4742 | 3.4273 | 10.02 | 0 | 1.3882e-05
3216 | 0.00010428 | 0.00011462 | 3.3395 | 3.4967 | 3.4273 | 5.2401 | 5.6652 | 5.4742 | 3.4273 | 10.12 | 0 | 1.1283e-05
3217 | 0.0001124 | 0.00011565 | 3.3143 | 3.4972 | 3.4273 | 5.1743 | 5.6666 | 5.4742 | 3.4273 | 9.74 | 0 | 9.57e-06
3218 | 0.00011411 | 0.00011587 | 3.309 | 3.4977 | 3.4273 | 5.1607 | 5.6682 | 5.4742 | 3.4273 | 9.66 | 0 | 9.9245e-06
3219 | 0.00012394 | 0.00011801 | 3.279 | 3.4983 | 3.4273 | 5.0836 | 5.6697 | 5.4742 | 3.4273 | 9.2 | 0 | 1.1519e-05
3220 | 0.00015813 | 0.00012744 | 3.1789 | 3.4989 | 3.4273 | 4.8326 | 5.6713 | 5.4742 | 3.4273 | 7.6 | 0.022222 | 1.4946e-05
3221 | 0.00014104 | 0.00012301 | 3.2282 | 3.4994 | 3.4273 | 4.9549 | 5.6729 | 5.4742 | 3.4273 | 8.4 | 0.13389 | 8.9202e-06
3222 | 0.00010856 | 0.00011337 | 3.3262 | 3.5 | 3.4273 | 5.2053 | 5.6746 | 5.4742 | 3.4273 | 9.92 | 0.28833 | 1.0515e-05
3223 | 7.9921e-05 | 0.00010288 | 3.4176 | 3.5005 | 3.4273 | 5.448 | 5.6759 | 5.4742 | 3.4273 | 11.26 | 0.44 | 0.00048518
3224 | 4.6585e-05 | 8.685e-05 | 3.5306 | 3.5008 | 3.4273 | 5.7607 | 5.6768 | 5.4742 | 3.4273 | 12.82 | 0.61111 | 0.00012683
3225 | 7.2656e-06 | 8.2187e-05 | 3.6739 | 3.501 | 3.4273 | 6.179 | 5.6772 | 5.4742 | 3.4273 | 14.66 | 0.73722 | 0.00010025
3226 | 0 | 8.3638e-05 | 3.7466 | 3.5011 | 3.4273 | 6.4013 | 5.6776 | 5.4742 | 3.4273 | 15.54 | 0.835 | 0.00010935
3227 | 0 | 8.6447e-05 | 3.8083 | 3.5012 | 3.4273 | 6.5954 | 5.6778 | 5.4742 | 3.4273 | 16.26 | 0.85056 | 0.00012476
3228 | 0 | 8.4652e-05 | 3.8488 | 3.5012 | 3.4273 | 6.7257 | 5.6778 | 5.4742 | 3.4273 | 16.72 | 0.86778 | 0.0002461
3229 | 0 | 8.2505e-05 | 3.8188 | 3.5013 | 3.4273 | 6.6289 | 5.678 | 5.4742 | 3.4273 | 16.38 | 0.80389 | 0.00011413
3230 | 0 | 8.1969e-05 | 3.9084 | 3.5013 | 3.4273 | 6.922 | 5.678 | 5.4742 | 3.4273 | 17.38 | 0.60611 | 0.00010119
3231 | 0 | 7.9183e-05 | 3.9084 | 3.5013 | 3.4273 | 6.922 | 5.6781 | 5.4742 | 3.4273 | 17.38 | 0.30222 | 0.0001312
3232 | 0 | 8.0188e-05 | 3.8488 | 3.5013 | 3.4273 | 6.7257 | 5.678 | 5.4742 | 3.4273 | 16.72 | 0.13167 | 6.9648e-05
3233 | 0 | 8.3629e-05 | 3.8811 | 3.5012 | 3.4273 | 6.8314 | 5.678 | 5.4742 | 3.4273 | 17.08 | 0.066111 | 7.7801e-05
3234 | 3.8465e-06 | 8.5787e-05 | 3.6869 | 3.5012 | 3.4273 | 6.2182 | 5.6778 | 5.4742 | 3.4273 | 14.82 | 0.057222 | 0.0002116
3235 | 2.5216e-05 | 9.1796e-05 | 3.6071 | 3.5013 | 3.4273 | 5.9807 | 5.678 | 5.4742 | 3.4273 | 13.82 | 0.019444 | 0.00021485
3236 | 8.505e-05 | 0.00011167 | 3.4009 | 3.5014 | 3.4273 | 5.4029 | 5.6783 | 5.4742 | 3.4273 | 11.02 | 0 | 0.00022259
3237 | 0.0001124 | 0.00011478 | 3.3143 | 3.5014 | 3.4273 | 5.1743 | 5.6783 | 5.4742 | 3.4273 | 9.74 | 0 | 0.00022046
3238 | 0.00010984 | 0.00011773 | 3.3222 | 3.5015 | 3.4273 | 5.1949 | 5.6787 | 5.4742 | 3.4273 | 9.86 | 0 | 1.1224e-05
3239 | 0.00014104 | 0.00013004 | 3.2282 | 3.5016 | 3.4273 | 4.9549 | 5.679 | 5.4742 | 3.4273 | 8.4 | 0 | 1.0751e-05
3240 | 0.0001607 | 0.0001379 | 3.1716 | 3.5017 | 3.4273 | 4.8147 | 5.6793 | 5.4742 | 3.4273 | 7.48 | 0 | 1.0043e-05
3241 | 0.00017352 | 0.00014334 | 3.1358 | 3.5018 | 3.4273 | 4.7275 | 5.6796 | 5.4742 | 3.4273 | 6.88 | 0 | 9.7472e-06
3242 | 0.00019361 | 0.00014876 | 3.0813 | 3.502 | 3.4273 | 4.597 | 5.6802 | 5.4742 | 3.4273 | 5.94 | 0 | 1.0751e-05
3243 | 0.00019959 | 0.00014787 | 3.0654 | 3.5023 | 3.4273 | 4.5596 | 5.681 | 5.4742 | 3.4273 | 5.66 | 0 | 1.1815e-05
3244 | 0.00019232 | 0.00014529 | 3.0847 | 3.5026 | 3.4273 | 4.6051 | 5.6817 | 5.4742 | 3.4273 | 6 | 0.016667 | 9.2156e-06
3245 | 0.00017309 | 0.00013347 | 3.137 | 3.5029 | 3.4273 | 4.7304 | 5.6827 | 5.4742 | 3.4273 | 6.9 | 0.12278 | 1.0633e-05
3246 | 0.00012993 | 0.00012026 | 3.2611 | 3.5033 | 3.4273 | 5.0378 | 5.6837 | 5.4742 | 3.4273 | 8.92 | 0.28111 | 1.3055e-05
3247 | 0.0001124 | 0.00011016 | 3.3143 | 3.5036 | 3.4273 | 5.1743 | 5.6845 | 5.4742 | 3.4273 | 9.74 | 0.44333 | 0.00050219
3248 | 6.4963e-05 | 9.7957e-05 | 3.4674 | 3.5038 | 3.4273 | 5.584 | 5.685 | 5.4742 | 3.4273 | 11.96 | 0.45944 | 0.00013067
3249 | 1.4104e-05 | 8.8582e-05 | 3.6482 | 3.5039 | 3.4273 | 6.1019 | 5.6854 | 5.4742 | 3.4273 | 14.34 | 0.66611 | 9.0442e-05
3250 | 0 | 8.4305e-05 | 3.7824 | 3.5039 | 3.4273 | 6.5131 | 5.6854 | 5.4742 | 3.4273 | 15.96 | 0.61667 | 0.00011366
3251 | 0 | 8.8832e-05 | 3.9454 | 3.5039 | 3.4273 | 7.0466 | 5.6853 | 5.4742 | 3.4273 | 17.78 | 0.79667 | 0.00011342
3252 | 0 | 8.546e-05 | 3.9176 | 3.5039 | 3.4273 | 6.9527 | 5.6855 | 5.4742 | 3.4273 | 17.48 | 0.77944 | 0.00024362
3253 | 0 | 8.258e-05 | 4.0928 | 3.5039 | 3.4273 | 7.564 | 5.6854 | 5.4742 | 3.4273 | 19.3 | 0.315 | 0.00010344
3254 | 0 | 8.1871e-05 | 3.9661 | 3.5039 | 3.4273 | 7.117 | 5.6855 | 5.4742 | 3.4273 | 18 | 0.42056 | 0.00012524
3255 | 0 | 7.9057e-05 | 3.9268 | 3.5038 | 3.4273 | 6.9837 | 5.6852 | 5.4742 | 3.4273 | 17.58 | 0.14833 | 0.00012134
3256 | 0 | 8.0067e-05 | 3.7653 | 3.5038 | 3.4273 | 6.4594 | 5.6852 | 5.4742 | 3.4273 | 15.76 | 0.091111 | 7.2248e-05
3257 | 0 | 8.349e-05 | 3.7248 | 3.5038 | 3.4273 | 6.3339 | 5.6851 | 5.4742 | 3.4273 | 15.28 | 0.12278 | 7.467e-05
3258 | 1.7095e-06 | 8.5009e-05 | 3.6951 | 3.5038 | 3.4273 | 6.243 | 5.685 | 5.4742 | 3.4273 | 14.92 | 0.13389 | 0.00024096
3259 | 7.9921e-05 | 0.00010807 | 3.4176 | 3.5038 | 3.4273 | 5.448 | 5.6851 | 5.4742 | 3.4273 | 11.26 | 0.022222 | 0.00023712
3260 | 0.00010642 | 0.00011794 | 3.3328 | 3.5037 | 3.4273 | 5.2226 | 5.6849 | 5.4742 | 3.4273 | 10.02 | 0 | 0.00023198
3261 | 0.00011967 | 0.00011678 | 3.292 | 3.5036 | 3.4273 | 5.1168 | 5.6847 | 5.4742 | 3.4273 | 9.4 | 0 | 0.0002386
3262 | 0.0001342 | 0.00012501 | 3.2483 | 3.5036 | 3.4273 | 5.0056 | 5.6846 | 5.4742 | 3.4273 | 8.72 | 0 | 6.9117e-06
3263 | 0.00014531 | 0.00013152 | 3.2157 | 3.5037 | 3.4273 | 4.9237 | 5.6847 | 5.4742 | 3.4273 | 8.2 | 0 | 6.1437e-06
3264 | 0.00018036 | 0.00014378 | 3.117 | 3.5037 | 3.4273 | 4.6823 | 5.6848 | 5.4742 | 3.4273 | 6.56 | 0 | 8.8611e-06
3265 | 0.00018164 | 0.00014572 | 3.1136 | 3.5037 | 3.4273 | 4.6739 | 5.6848 | 5.4742 | 3.4273 | 6.5 | 0 | 7.148e-06
3266 | 0.00019232 | 0.00014928 | 3.0847 | 3.5038 | 3.4273 | 4.6051 | 5.6852 | 5.4742 | 3.4273 | 6 | 0 | 1.0633e-05
3267 | 0.00019959 | 0.00015111 | 3.0654 | 3.504 | 3.4273 | 4.5596 | 5.6856 | 5.4742 | 3.4273 | 5.66 | 0 | 1.1815e-05
3268 | 0.00020472 | 0.00015225 | 3.0519 | 3.5042 | 3.4273 | 4.5279 | 5.6863 | 5.4742 | 3.4273 | 5.42 | 0.026667 | 1.0515e-05
3269 | 0.00017779 | 0.00014397 | 3.1241 | 3.5046 | 3.4273 | 4.6991 | 5.6872 | 5.4742 | 3.4273 | 6.68 | 0.13667 | 1.2642e-05
3270 | 0.00012993 | 0.00012925 | 3.2611 | 3.5048 | 3.4273 | 5.0378 | 5.6878 | 5.4742 | 3.4273 | 8.92 | 0.28833 | 1.3764e-05
3271 | 7.9921e-05 | 0.0001028 | 3.4176 | 3.5049 | 3.4273 | 5.448 | 5.6882 | 5.4742 | 3.4273 | 11.26 | 0.44333 | 0.00050095
3272 | 2.5216e-05 | 9.3222e-05 | 3.6071 | 3.5049 | 3.4273 | 5.9807 | 5.6882 | 5.4742 | 3.4273 | 13.82 | 0.6 | 0.00012104
3273 | 0 | 8.5924e-05 | 3.7738 | 3.5049 | 3.4273 | 6.4861 | 5.6881 | 5.4742 | 3.4273 | 15.86 | 0.73056 | 8.2054e-05
3274 | 0 | 8.7321e-05 | 3.8381 | 3.5048 | 3.4273 | 6.6912 | 5.6879 | 5.4742 | 3.4273 | 16.6 | 0.63056 | 0.00010881
3275 | 0 | 9.0194e-05 | 3.9268 | 3.5047 | 3.4273 | 6.9837 | 5.6876 | 5.4742 | 3.4273 | 17.58 | 0.65667 | 0.0001058
3276 | 0 | 8.5417e-05 | 3.8992 | 3.5046 | 3.4273 | 6.8915 | 5.6872 | 5.4742 | 3.4273 | 17.28 | 0.36833 | 0.00023116
3277 | 0 | 8.2374e-05 | 4.0236 | 3.5044 | 3.4273 | 7.3166 | 5.6868 | 5.4742 | 3.4273 | 18.6 | 0.25222 | 9.9717e-05
3278 | 0 | 8.1666e-05 | 3.9361 | 3.5043 | 3.4273 | 7.015 | 5.6865 | 5.4742 | 3.4273 | 17.68 | 0.245 | 0.00012423
3279 | 9.3598e-05 | 0.00010691 | 3.3733 | 3.5042 | 3.4273 | 5.3293 | 5.6861 | 5.4742 | 3.4273 | 10.62 | 0.10611 | 0.00011271
3280 | 6.1544e-05 | 9.8198e-05 | 3.479 | 3.5047 | 3.4273 | 5.616 | 5.6876 | 5.4742 | 3.4273 | 12.12 | 0.25556 | 7.8155e-05
3281 | 7.2228e-05 | 0.00010489 | 3.4431 | 3.505 | 3.4273 | 5.5171 | 5.6886 | 5.4742 | 3.4273 | 11.62 | 0.17167 | 7.9986e-05
3282 | 5.6842e-05 | 0.00010131 | 3.4951 | 3.5054 | 3.4273 | 5.6607 | 5.6896 | 5.4742 | 3.4273 | 12.34 | 0.084444 | 0.00022425
3283 | 6.71e-05 | 0.0001037 | 3.4602 | 3.5056 | 3.4273 | 5.5641 | 5.6902 | 5.4742 | 3.4273 | 11.86 | 0.0066667 | 0.00021479
3284 | 8.505e-05 | 0.00011073 | 3.4009 | 3.5059 | 3.4273 | 5.4029 | 5.691 | 5.4742 | 3.4273 | 11.02 | 0 | 0.00023417
3285 | 0.00010172 | 0.0001105 | 3.3476 | 3.5061 | 3.4273 | 5.2613 | 5.6916 | 5.4742 | 3.4273 | 10.24 | 0 | 0.00022501
3286 | 0.00010856 | 0.00011573 | 3.3262 | 3.5064 | 3.4273 | 5.2053 | 5.6923 | 5.4742 | 3.4273 | 9.92 | 0 | 1.2524e-05
3287 | 0.00012095 | 0.00012228 | 3.2881 | 3.5067 | 3.4273 | 5.1068 | 5.6931 | 5.4742 | 3.4273 | 9.34 | 0 | 1.5005e-05
3288 | 0.00012993 | 0.000122 | 3.2611 | 3.5069 | 3.4273 | 5.0378 | 5.6939 | 5.4742 | 3.4273 | 8.92 | 0 | 2.3748e-05
3289 | 0.00013164 | 0.00012095 | 3.256 | 3.5071 | 3.4273 | 5.0249 | 5.6944 | 5.4742 | 3.4273 | 8.84 | 0 | 2.806e-05
3290 | 0.00012993 | 0.00011874 | 3.2611 | 3.5073 | 3.4273 | 5.0378 | 5.695 | 5.4742 | 3.4273 | 8.92 | 0 | 2.4752e-05
3291 | 0.0001295 | 0.00011892 | 3.2623 | 3.5076 | 3.4273 | 5.041 | 5.6957 | 5.4742 | 3.4273 | 8.94 | 0 | 2.1267e-05
3292 | 0.00012736 | 0.00011839 | 3.2687 | 3.508 | 3.4273 | 5.0573 | 5.6968 | 5.4742 | 3.4273 | 9.04 | 0.0088889 | 2.0912e-05
3293 | 0.00011967 | 0.00011357 | 3.292 | 3.5084 | 3.4273 | 5.1168 | 5.698 | 5.4742 | 3.4273 | 9.4 | 0.016667 | 2.6347e-05
3294 | 0.00010428 | 0.00011137 | 3.3395 | 3.5089 | 3.4273 | 5.2401 | 5.6995 | 5.4742 | 3.4273 | 10.12 | 0.038889 | 2.0735e-05
3295 | 8.6332e-05 | 0.00010511 | 3.3967 | 3.5094 | 3.4273 | 5.3917 | 5.7007 | 5.4742 | 3.4273 | 10.96 | 0.13444 | 0.00048394
3296 | 7.0092e-05 | 0.0001001 | 3.4502 | 3.5098 | 3.4273 | 5.5366 | 5.7019 | 5.4742 | 3.4273 | 11.72 | 0.34444 | 0.00047679
3297 | 4.1457e-05 | 8.8962e-05 | 3.5487 | 3.5102 | 3.4273 | 5.812 | 5.703 | 5.4742 | 3.4273 | 13.06 | 0.35722 | 0.00013941
3298 | 1.795e-05 | 8.1262e-05 | 3.6338 | 3.5106 | 3.4273 | 6.0594 | 5.7042 | 5.4742 | 3.4273 | 14.16 | 0.33111 | 0.00013286
3299 | 0 | 8.2457e-05 | 3.7149 | 3.511 | 3.4273 | 6.3033 | 5.7053 | 5.4742 | 3.4273 | 15.16 | 0.78222 | 0.00011047
3300 | 0 | 8.1724e-05 | 3.8901 | 3.5114 | 3.4273 | 6.8613 | 5.7064 | 5.4742 | 3.4273 | 17.18 | 0.58944 | 9.44e-05
3301 | 0 | 8.0785e-05 | 3.8188 | 3.5117 | 3.4273 | 6.6289 | 5.7074 | 5.4742 | 3.4273 | 16.38 | 0.42111 | 0.00010161
3302 | 0 | 8.1003e-05 | 3.9529 | 3.5121 | 3.4273 | 7.072 | 5.7083 | 5.4742 | 3.4273 | 17.86 | 0.36389 | 7.7801e-05
3303 | 0 | 7.8749e-05 | 3.8488 | 3.5123 | 3.4273 | 6.7257 | 5.7089 | 5.4742 | 3.4273 | 16.72 | 0.35167 | 0.00025384
3304 | 0 | 7.9663e-05 | 3.8188 | 3.5123 | 3.4273 | 6.6289 | 5.7091 | 5.4742 | 3.4273 | 16.38 | 0.12556 | 0.00026997
3305 | 0 | 8.2989e-05 | 3.7738 | 3.5123 | 3.4273 | 6.4861 | 5.7089 | 5.4742 | 3.4273 | 15.86 | 0.24096 | 3.2432e-05
3306 | 0 | 8.4054e-05 | 3.7248 | 3.5123 | 3.4273 | 6.3339 | 5.7088 | 5.4742 | 3.4273 | 15.28 | 0.10111 | 3.4204e-05
3307 | 1.5813e-05 | 8.8203e-05 | 3.6418 | 3.5123 | 3.4273 | 6.0829 | 5.709 | 5.4742 | 3.4273 | 14.26 | 0.0088889 | 4.1765e-05
3308 | 6.71e-05 | 0.00010533 | 3.4602 | 3.5124 | 3.4273 | 5.5641 | 5.7092 | 5.4742 | 3.4273 | 11.86 | 0 | 0.00016978
3309 | 5.6842e-05 | 9.7399e-05 | 3.4951 | 3.5124 | 3.4273 | 5.6607 | 5.7093 | 5.4742 | 3.4273 | 12.34 | 0 | 0.0001598
3310 | 7.6075e-05 | 0.00010387 | 3.4303 | 3.5124 | 3.4273 | 5.4823 | 5.7093 | 5.4742 | 3.4273 | 11.44 | 0 | 0.00015944
3311 | 8.6332e-05 | 0.00010824 | 3.3967 | 3.5125 | 3.4273 | 5.3917 | 5.7097 | 5.4742 | 3.4273 | 10.96 | 0 | 2.2153e-05
3312 | 8.505e-05 | 0.00010739 | 3.4009 | 3.5127 | 3.4273 | 5.4029 | 5.7101 | 5.4742 | 3.4273 | 11.02 | 0 | 1.979e-05
3313 | 9.6162e-05 | 0.00010675 | 3.3652 | 3.5128 | 3.4273 | 5.3076 | 5.7104 | 5.4742 | 3.4273 | 10.5 | 0 | 2.7942e-05
3314 | 0.00010984 | 0.00011493 | 3.3222 | 3.5129 | 3.4273 | 5.1949 | 5.7105 | 5.4742 | 3.4273 | 9.86 | 0 | 1.8313e-05
3315 | 0.00011933 | 0.00011592 | 3.293 | 3.5129 | 3.4273 | 5.1195 | 5.7107 | 5.4742 | 3.4273 | 9.4158 | 0 | 2.7529e-05
3316 | 0.00012095 | 0.00011611 | 3.2881 | 3.513 | 3.4273 | 5.1068 | 5.711 | 5.4742 | 3.4273 | 9.34 | 0.0066667 | 1.2937e-05
3317 | 0.00012736 | 0.0001176 | 3.2687 | 3.5132 | 3.4273 | 5.0573 | 5.7114 | 5.4742 | 3.4273 | 9.04 | 0.026667 | 1.7663e-05
3318 | 9.7872e-05 | 0.00010804 | 3.3597 | 3.5135 | 3.4273 | 5.2933 | 5.7122 | 5.4742 | 3.4273 | 10.42 | 0.13444 | 2.2094e-05
3319 | 4.8722e-05 | 9.3089e-05 | 3.5232 | 3.5138 | 3.4273 | 5.7396 | 5.7133 | 5.4742 | 3.4273 | 12.72 | 0.21278 | 0.00049374
3320 | 2.0087e-05 | 8.5015e-05 | 3.6259 | 3.5144 | 3.4273 | 6.036 | 5.7147 | 5.4742 | 3.4273 | 14.06 | 0.27167 | 0.00047702
3321 | 0 | 7.8536e-05 | 3.81 | 3.5149 | 3.4273 | 6.601 | 5.7164 | 5.4742 | 3.4273 | 16.28 | 0.31778 | 0.00012441
3322 | 0 | 8.0161e-05 | 3.9176 | 3.5156 | 3.4273 | 6.9527 | 5.7182 | 5.4742 | 3.4273 | 17.48 | 0.37667 | 0.00012276
3323 | 0 | 8.0107e-05 | 4.0023 | 3.5162 | 3.4273 | 7.2421 | 5.72 | 5.4742 | 3.4273 | 18.38 | 0.235 | 7.7801e-05
3324 | 0 | 8.0096e-05 | 3.9946 | 3.5169 | 3.4273 | 7.2154 | 5.7219 | 5.4742 | 3.4273 | 18.3 | 0.36833 | 8.3176e-05
3325 | 0 | 7.9612e-05 | 4.0688 | 3.5176 | 3.4273 | 7.4773 | 5.7238 | 5.4742 | 3.4273 | 19.06 | 0.34444 | 8.424e-05
3326 | 0 | 7.7291e-05 | 4.0807 | 3.5183 | 3.4273 | 7.5204 | 5.7257 | 5.4742 | 3.4273 | 19.18 | 0.42 | 8.294e-05
3327 | 0 | 7.4221e-05 | 4.0569 | 3.519 | 3.4273 | 7.4347 | 5.7278 | 5.4742 | 3.4273 | 18.94 | 0.32611 | 0.00025514
3328 | 0 | 7.7313e-05 | 4.1902 | 3.5197 | 3.4273 | 7.9265 | 5.7299 | 5.4742 | 3.4273 | 20.2467 | 0.35722 | 0.00028296
3329 | 0 | 8.1009e-05 | 4.0119 | 3.5206 | 3.4273 | 7.2758 | 5.7322 | 5.4742 | 3.4273 | 18.48 | 0.26944 | 4.4306e-05
3330 | 0 | 8.22e-05 | 3.9268 | 3.5214 | 3.4273 | 6.9837 | 5.7345 | 5.4742 | 3.4273 | 17.58 | 0.086667 | 4.5664e-05
3331 | 0 | 8.2717e-05 | 3.7824 | 3.5222 | 3.4273 | 6.5131 | 5.7368 | 5.4742 | 3.4273 | 15.96 | 0.032222 | 4.4837e-05
3332 | 1.5813e-05 | 8.9645e-05 | 3.6418 | 3.523 | 3.4273 | 6.0829 | 5.7391 | 5.4742 | 3.4273 | 14.26 | 0 | 0.00014656
3333 | 6.4963e-05 | 0.00010149 | 3.4674 | 3.5238 | 3.4273 | 5.584 | 5.7412 | 5.4742 | 3.4273 | 11.96 | 0 | 0.00016623
3334 | 9.1033e-05 | 0.00010839 | 3.3815 | 3.5245 | 3.4273 | 5.3512 | 5.7434 | 5.4742 | 3.4273 | 10.74 | 0 | 0.00015767
3335 | 0.00010856 | 0.0001132 | 3.3262 | 3.5253 | 3.4273 | 5.2053 | 5.7456 | 5.4742 | 3.4273 | 9.92 | 0 | 2.0558e-05
3336 | 0.00013164 | 0.00012066 | 3.256 | 3.5261 | 3.4273 | 5.0249 | 5.7479 | 5.4742 | 3.4273 | 8.84 | 0 | 1.4591e-05
3337 | 0.00013591 | 0.00012081 | 3.2433 | 3.5269 | 3.4273 | 4.9928 | 5.7502 | 5.4742 | 3.4273 | 8.64 | 0 | 8.2704e-06
3338 | 0.00015813 | 0.00012748 | 3.1789 | 3.5277 | 3.4273 | 4.8326 | 5.7523 | 5.4742 | 3.4273 | 7.6 | 0 | 1.022e-05
3339 | 0.00016283 | 0.00012907 | 3.1656 | 3.5284 | 3.4273 | 4.8 | 5.7544 | 5.4742 | 3.4273 | 7.38 | 0 | 1.3646e-05
3340 | 0.0001607 | 0.00012829 | 3.1716 | 3.529 | 3.4273 | 4.8147 | 5.7562 | 5.4742 | 3.4273 | 7.48 | 0.032222 | 1.146e-05
3341 | 0.00011411 | 0.00011427 | 3.309 | 3.5296 | 3.4273 | 5.1607 | 5.7578 | 5.4742 | 3.4273 | 9.66 | 0.13944 | 9.7472e-06
3342 | 5.6842e-05 | 9.7128e-05 | 3.4951 | 3.5302 | 3.4273 | 5.6607 | 5.7594 | 5.4742 | 3.4273 | 12.34 | 0.28167 | 1.1579e-05
3343 | 0 | 7.8949e-05 | 3.7824 | 3.5308 | 3.4273 | 6.5131 | 5.7613 | 5.4742 | 3.4273 | 15.96 | 0.43389 | 0.00050851
3344 | 0 | 7.8514e-05 | 3.9268 | 3.5315 | 3.4273 | 6.9837 | 5.7633 | 5.4742 | 3.4273 | 17.58 | 0.58111 | 0.00011714
3345 | 0 | 7.9232e-05 | 4.0928 | 3.5323 | 3.4273 | 7.564 | 5.7655 | 5.4742 | 3.4273 | 19.3 | 0.71833 | 6.1437e-05
3346 | 0 | 7.9042e-05 | 4.2192 | 3.5332 | 3.4273 | 8.0377 | 5.7681 | 5.4742 | 3.4273 | 20.52 | 0.68111 | 0.00012341
3347 | 0 | 7.9863e-05 | 4.1665 | 3.5342 | 3.4273 | 7.8366 | 5.7708 | 5.4742 | 3.4273 | 20.02 | 0.77 | 9.8358e-05
3348 | 0 | 7.9887e-05 | 4.2954 | 3.5352 | 3.4273 | 8.3373 | 5.7735 | 5.4742 | 3.4273 | 21.22 | 0.67167 | 0.00020824
3349 | 0 | 7.9005e-05 | 4.4396 | 3.536 | 3.4273 | 8.9369 | 5.776 | 5.4742 | 3.4273 | 22.48 | 0.82056 | 0.00011159
3350 | 0 | 7.9528e-05 | 4.3402 | 3.5369 | 3.4273 | 8.5188 | 5.7786 | 5.4742 | 3.4273 | 21.62 | 0.74111 | 0.00013888
3351 | 0 | 7.6873e-05 | 4.3221 | 3.5379 | 3.4273 | 8.4453 | 5.7814 | 5.4742 | 3.4273 | 21.46 | 0.59222 | 0.00010362
3352 | 0 | 7.5328e-05 | 4.4114 | 3.5388 | 3.4273 | 8.8162 | 5.7839 | 5.4742 | 3.4273 | 22.24 | 0.24722 | 8.0164e-05
3353 | 0 | 7.9174e-05 | 4.3109 | 3.5397 | 3.4273 | 8.3999 | 5.7863 | 5.4742 | 3.4273 | 21.36 | 0.23 | 7.6855e-05
3354 | 0 | 8.0108e-05 | 4.1937 | 3.5403 | 3.4273 | 7.9399 | 5.7882 | 5.4742 | 3.4273 | 20.28 | 0.14556 | 0.0002223
3355 | 0 | 8.4832e-05 | 4.1252 | 3.541 | 3.4273 | 7.6828 | 5.7901 | 5.4742 | 3.4273 | 19.62 | 0.022222 | 0.00022537
3356 | 0 | 8.0027e-05 | 3.9084 | 3.5417 | 3.4273 | 6.922 | 5.792 | 5.4742 | 3.4273 | 17.38 | 0 | 0.00021515
3357 | 0 | 7.99e-05 | 3.705 | 3.5422 | 3.4273 | 6.273 | 5.7936 | 5.4742 | 3.4273 | 15.04 | 0 | 0.0002249
3358 | 3.7183e-05 | 9.1114e-05 | 3.5639 | 3.5427 | 3.4273 | 5.8555 | 5.7949 | 5.4742 | 3.4273 | 13.26 | 0 | 9.2156e-06
3359 | 0.00010001 | 0.00010959 | 3.353 | 3.5431 | 3.4273 | 5.2754 | 5.796 | 5.4742 | 3.4273 | 10.32 | 0 | 1.1874e-05
3360 | 0.00010856 | 0.00011243 | 3.3262 | 3.5434 | 3.4273 | 5.2053 | 5.797 | 5.4742 | 3.4273 | 9.92 | 0 | 9.6291e-06
3361 | 0.00013805 | 0.00012096 | 3.237 | 3.544 | 3.4273 | 4.977 | 5.7985 | 5.4742 | 3.4273 | 8.54 | 0 | 1.2406e-05
3362 | 0.0001295 | 0.00011835 | 3.2623 | 3.5446 | 3.4273 | 5.041 | 5.8005 | 5.4742 | 3.4273 | 8.94 | 0 | 1.2701e-05
3363 | 0.00012565 | 0.00011502 | 3.2739 | 3.5453 | 3.4273 | 5.0704 | 5.8024 | 5.4742 | 3.4273 | 9.12 | 0 | 1.0692e-05
3364 | 0.00013591 | 0.00011927 | 3.2433 | 3.546 | 3.4273 | 4.9928 | 5.8045 | 5.4742 | 3.4273 | 8.64 | 0.026667 | 1.4237e-05
3365 | 0.00012095 | 0.00011569 | 3.2881 | 3.5468 | 3.4273 | 5.1068 | 5.8067 | 5.4742 | 3.4273 | 9.34 | 0.12778 | 1.1519e-05
3366 | 0.00010984 | 0.00011236 | 3.3222 | 3.5476 | 3.4273 | 5.1949 | 5.8089 | 5.4742 | 3.4273 | 9.86 | 0.29389 | 6.6163e-06
3367 | 8.1204e-05 | 0.00010257 | 3.4134 | 3.5483 | 3.4273 | 5.4366 | 5.8108 | 5.4742 | 3.4273 | 11.2 | 0.42889 | 0.00046781
3368 | 5.4278e-05 | 9.3798e-05 | 3.5039 | 3.5489 | 3.4273 | 5.6854 | 5.8125 | 5.4742 | 3.4273 | 12.46 | 0.60056 | 0.00013061
3369 | 1.4104e-05 | 8.3396e-05 | 3.6482 | 3.5495 | 3.4273 | 6.1019 | 5.8143 | 5.4742 | 3.4273 | 14.34 | 0.73722 | 7.0357e-05
3370 | 0 | 7.9332e-05 | 3.8276 | 3.55 | 3.4273 | 6.6571 | 5.8158 | 5.4742 | 3.4273 | 16.48 | 0.74611 | 9.9422e-05
3371 | 0 | 7.9038e-05 | 4.0352 | 3.5506 | 3.4273 | 7.3578 | 5.8174 | 5.4742 | 3.4273 | 18.72 | 0.76389 | 0.00011419
3372 | 0 | 7.9062e-05 | 3.985 | 3.5509 | 3.4273 | 7.1823 | 5.8184 | 5.4742 | 3.4273 | 18.2 | 0.90111 | 0.00022643
3373 | 0 | 7.7937e-05 | 4.2192 | 3.5512 | 3.4273 | 8.0377 | 5.8191 | 5.4742 | 3.4273 | 20.52 | 0.81444 | 0.00012536
3374 | 0 | 7.8472e-05 | 4.0825 | 3.5516 | 3.4273 | 7.5268 | 5.8202 | 5.4742 | 3.4273 | 19.1978 | 0.76278 | 0.00011153
3375 | 0 | 7.6674e-05 | 4.1665 | 3.5519 | 3.4273 | 7.8366 | 5.8213 | 5.4742 | 3.4273 | 20.02 | 0.57833 | 0.00011886
3376 | 0 | 7.7491e-05 | 4.1937 | 3.5523 | 3.4273 | 7.9399 | 5.8223 | 5.4742 | 3.4273 | 20.28 | 0.31056 | 6.2619e-05
3377 | 0 | 8.1237e-05 | 4.0042 | 3.5527 | 3.4273 | 7.2488 | 5.8234 | 5.4742 | 3.4273 | 18.4 | 0.21889 | 7.3193e-05
3378 | 0 | 8.2441e-05 | 3.8756 | 3.5527 | 3.4273 | 6.8135 | 5.8234 | 5.4742 | 3.4273 | 17.02 | 0.091111 | 0.00022129
3379 | 9.4025e-06 | 8.7769e-05 | 3.6658 | 3.5528 | 3.4273 | 6.1547 | 5.8238 | 5.4742 | 3.4273 | 14.56 | 0.026667 | 0.00024386
3380 | 5.6842e-05 | 0.00010103 | 3.4951 | 3.5531 | 3.4273 | 5.6607 | 5.8247 | 5.4742 | 3.4273 | 12.34 | 0 | 0.0002334
3381 | 0.00011539 | 0.00011493 | 3.3051 | 3.5535 | 3.4273 | 5.1505 | 5.8259 | 5.4742 | 3.4273 | 9.6 | 0 | 0.00022035
3382 | 0.0001295 | 0.00011805 | 3.2623 | 3.554 | 3.4273 | 5.041 | 5.8273 | 5.4742 | 3.4273 | 8.94 | 0 | 1.1401e-05
3383 | 0.00015044 | 0.00012257 | 3.2009 | 3.5546 | 3.4273 | 4.8869 | 5.8289 | 5.4742 | 3.4273 | 7.96 | 0 | 1.2642e-05
3384 | 0.00015258 | 0.00012549 | 3.1948 | 3.5552 | 3.4273 | 4.8717 | 5.8306 | 5.4742 | 3.4273 | 7.86 | 0 | 1.4473e-05
3385 | 0.000156 | 0.00012664 | 3.185 | 3.5559 | 3.4273 | 4.8475 | 5.8326 | 5.4742 | 3.4273 | 7.7 | 0 | 7.7387e-06
3386 | 0.0001701 | 0.00013063 | 3.1453 | 3.5566 | 3.4273 | 4.7505 | 5.8345 | 5.4742 | 3.4273 | 7.04 | 0 | 1.4237e-05
3387 | 0.000156 | 0.00012648 | 3.185 | 3.5572 | 3.4273 | 4.8475 | 5.8363 | 5.4742 | 3.4273 | 7.7 | 0 | 7.7387e-06
3388 | 0.00015813 | 0.00012702 | 3.1789 | 3.5579 | 3.4273 | 4.8326 | 5.8383 | 5.4742 | 3.4273 | 7.6 | 0.016667 | 9.7472e-06
3389 | 0.00014317 | 0.00012252 | 3.222 | 3.5587 | 3.4273 | 4.9393 | 5.8405 | 5.4742 | 3.4273 | 8.3 | 0.079444 | 7.5024e-06
3390 | 0.00013156 | 0.00011853 | 3.2562 | 3.5594 | 3.4273 | 5.0254 | 5.8425 | 5.4742 | 3.4273 | 8.8435 | 0.15778 | 1.4828e-05
3391 | 0.00010856 | 0.00011012 | 3.3262 | 3.5601 | 3.4273 | 5.2053 | 5.8447 | 5.4742 | 3.4273 | 9.92 | 0.17833 | 0.00050136
3392 | 8.505e-05 | 0.000103 | 3.4009 | 3.5608 | 3.4273 | 5.4029 | 5.8465 | 5.4742 | 3.4273 | 11.02 | 0.52 | 0.00011407
3393 | 6.1544e-05 | 9.6941e-05 | 3.479 | 3.5613 | 3.4273 | 5.616 | 5.848 | 5.4742 | 3.4273 | 12.12 | 0.59889 | 7.4788e-05
3394 | 6.4963e-05 | 9.789e-05 | 3.4674 | 3.5616 | 3.4273 | 5.584 | 5.8488 | 5.4742 | 3.4273 | 11.96 | 0.75111 | 0.00011289
3395 | 5.4278e-05 | 9.6203e-05 | 3.5039 | 3.5618 | 3.4273 | 5.6854 | 5.8494 | 5.4742 | 3.4273 | 12.46 | 0.67167 | 0.00011744
3396 | 2.7353e-05 | 8.7656e-05 | 3.5993 | 3.562 | 3.4273 | 5.958 | 5.85 | 5.4742 | 3.4273 | 13.72 | 0.60278 | 0.00021704
3397 | 0.00012736 | 0.00011665 | 3.2687 | 3.5623 | 3.4273 | 5.0573 | 5.8508 | 5.4742 | 3.4273 | 9.04 | 0.62222 | 0.0001149
3398 | 0.00010984 | 0.00011181 | 3.3222 | 3.5625 | 3.4273 | 5.1949 | 5.8517 | 5.4742 | 3.4273 | 9.86 | 0.42389 | 0.00011573
3399 | 8.9324e-05 | 0.00010265 | 3.387 | 3.5629 | 3.4273 | 5.3658 | 5.8526 | 5.4742 | 3.4273 | 10.82 | 0.57833 | 0.00011602
3400 | 0.00010856 | 0.00010958 | 3.3262 | 3.5631 | 3.4273 | 5.2053 | 5.8533 | 5.4742 | 3.4273 | 9.92 | 0.45167 | 6.6104e-05
3401 | 0.00012736 | 0.0001151 | 3.2687 | 3.5635 | 3.4273 | 5.0573 | 5.8543 | 5.4742 | 3.4273 | 9.04 | 0.26056 | 6.4509e-05
3402 | 0.00011411 | 0.00011296 | 3.309 | 3.5638 | 3.4273 | 5.1607 | 5.8553 | 5.4742 | 3.4273 | 9.66 | 0.13667 | 0.00023039
3403 | 0.00014018 | 0.00012551 | 3.2307 | 3.5642 | 3.4273 | 4.9612 | 5.8564 | 5.4742 | 3.4273 | 8.44 | 0.034444 | 0.00023364
3404 | 0.00017608 | 0.00013283 | 3.1288 | 3.5646 | 3.4273 | 4.7104 | 5.8576 | 5.4742 | 3.4273 | 6.76 | 0 | 0.00021219
3405 | 0.00015813 | 0.00012712 | 3.1789 | 3.565 | 3.4273 | 4.8326 | 5.8587 | 5.4742 | 3.4273 | 7.6 | 0 | 0.00021249
3406 | 0.00017224 | 0.00013121 | 3.1394 | 3.5654 | 3.4273 | 4.7361 | 5.8598 | 5.4742 | 3.4273 | 6.94 | 0 | 1.1047e-05
3407 | 0.00017608 | 0.00013231 | 3.1288 | 3.5658 | 3.4273 | 4.7104 | 5.8611 | 5.4742 | 3.4273 | 6.76 | 0 | 1.2051e-05
3408 | 0.00018677 | 0.00013515 | 3.0996 | 3.5663 | 3.4273 | 4.6406 | 5.8624 | 5.4742 | 3.4273 | 6.26 | 0 | 1.3174e-05
3409 | 0.00018976 | 0.00013543 | 3.0916 | 3.5668 | 3.4273 | 4.6215 | 5.8639 | 5.4742 | 3.4273 | 6.12 | 0 | 9.2746e-06
3410 | 0.00020429 | 0.00014014 | 3.0531 | 3.5674 | 3.4273 | 4.5305 | 5.8655 | 5.4742 | 3.4273 | 5.44 | 0 | 1.1992e-05
3411 | 0.00020215 | 0.000139 | 3.0587 | 3.5679 | 3.4273 | 4.5437 | 5.8671 | 5.4742 | 3.4273 | 5.54 | 0 | 7.2661e-06
3412 | 0.0002013 | 0.00013896 | 3.0609 | 3.5685 | 3.4273 | 4.549 | 5.8688 | 5.4742 | 3.4273 | 5.58 | 0.026667 | 1.7427e-05
3413 | 0.00018463 | 0.00013384 | 3.1054 | 3.5692 | 3.4273 | 4.6544 | 5.8707 | 5.4742 | 3.4273 | 6.36 | 0.095 | 9.0974e-06
3414 | 0.00015813 | 0.00012578 | 3.1789 | 3.5698 | 3.4273 | 4.8326 | 5.8725 | 5.4742 | 3.4273 | 7.6 | 0.20056 | 1.4237e-05
3415 | 0.00015813 | 0.00012415 | 3.1789 | 3.5703 | 3.4273 | 4.8326 | 5.8741 | 5.4742 | 3.4273 | 7.6 | 0.24778 | 0.0004912
3416 | 0.00014104 | 0.00011897 | 3.2282 | 3.5708 | 3.4273 | 4.9549 | 5.8754 | 5.4742 | 3.4273 | 8.4 | 0.25722 | 0.0001253
3417 | 0.00014018 | 0.0001189 | 3.2307 | 3.5711 | 3.4273 | 4.9612 | 5.8763 | 5.4742 | 3.4273 | 8.44 | 0.39833 | 7.3606e-05
3418 | 9.7872e-05 | 0.00010517 | 3.3597 | 3.5713 | 3.4273 | 5.2933 | 5.877 | 5.4742 | 3.4273 | 10.42 | 0.60667 | 0.00011939
3419 | 6.1544e-05 | 9.5755e-05 | 3.479 | 3.5716 | 3.4273 | 5.616 | 5.8777 | 5.4742 | 3.4273 | 12.12 | 0.64667 | 0.00013622
3420 | 3.932e-05 | 8.9197e-05 | 3.5563 | 3.5718 | 3.4273 | 5.8336 | 5.8784 | 5.4742 | 3.4273 | 13.16 | 0.58167 | 0.00022814
3421 | 3.1627e-05 | 8.6961e-05 | 3.5838 | 3.5718 | 3.4273 | 5.913 | 5.8783 | 5.4742 | 3.4273 | 13.52 | 0.66833 | 0.00011833
3422 | 0 | 7.7732e-05 | 3.7248 | 3.5719 | 3.4273 | 6.3339 | 5.8786 | 5.4742 | 3.4273 | 15.28 | 0.79444 | 0.00010025
3423 | 4.6585e-05 | 9.1066e-05 | 3.5306 | 3.5719 | 3.4273 | 5.7607 | 5.8787 | 5.4742 | 3.4273 | 12.82 | 0.50556 | 0.00011017
3424 | 0.00010172 | 0.00010713 | 3.3476 | 3.572 | 3.4273 | 5.2613 | 5.879 | 5.4742 | 3.4273 | 10.24 | 0.28833 | 7.7801e-05
3425 | 6.71e-05 | 0.00010001 | 3.4602 | 3.5723 | 3.4273 | 5.5641 | 5.8797 | 5.4742 | 3.4273 | 11.86 | 0.29389 | 7.6147e-05
3426 | 9.7872e-05 | 0.00011014 | 3.3597 | 3.5723 | 3.4273 | 5.2933 | 5.8798 | 5.4742 | 3.4273 | 10.42 | 0.11444 | 0.000223
3427 | 0.00011539 | 0.00012132 | 3.3051 | 3.5724 | 3.4273 | 5.1505 | 5.8801 | 5.4742 | 3.4273 | 9.6 | 0.017222 | 0.00023157
3428 | 0.00013805 | 0.00012273 | 3.237 | 3.5727 | 3.4273 | 4.977 | 5.8809 | 5.4742 | 3.4273 | 8.54 | 0 | 0.0002223
3429 | 0.00014959 | 0.00012411 | 3.2034 | 3.573 | 3.4273 | 4.893 | 5.8818 | 5.4742 | 3.4273 | 8 | 0 | 0.00021621
3430 | 0.0001607 | 0.00012745 | 3.1716 | 3.5734 | 3.4273 | 4.8147 | 5.8829 | 5.4742 | 3.4273 | 7.48 | 0 | 1.3351e-05
3431 | 0.00017181 | 0.00013046 | 3.1406 | 3.5738 | 3.4273 | 4.739 | 5.884 | 5.4742 | 3.4273 | 6.96 | 0 | 1.0279e-05
3432 | 0.00018677 | 0.00013441 | 3.0996 | 3.5743 | 3.4273 | 4.6406 | 5.8856 | 5.4742 | 3.4273 | 6.26 | 0 | 1.1519e-05
3433 | 0.00018976 | 0.00013564 | 3.0916 | 3.575 | 3.4273 | 4.6215 | 5.8874 | 5.4742 | 3.4273 | 6.12 | 0 | 1.1106e-05
3434 | 0.00018036 | 0.00013244 | 3.117 | 3.5756 | 3.4273 | 4.6823 | 5.8894 | 5.4742 | 3.4273 | 6.56 | 0 | 1.1933e-05
3435 | 0.0001919 | 0.00013577 | 3.0859 | 3.5764 | 3.4273 | 4.6079 | 5.8914 | 5.4742 | 3.4273 | 6.02 | 0 | 1.3233e-05
3436 | 0.0002013 | 0.0001389 | 3.0609 | 3.5771 | 3.4273 | 4.549 | 5.8935 | 5.4742 | 3.4273 | 5.58 | 0.013889 | 7.9159e-06
3437 | 0.0001701 | 0.00012961 | 3.1453 | 3.5778 | 3.4273 | 4.7505 | 5.8956 | 5.4742 | 3.4273 | 7.04 | 0.082222 | 1.341e-05
3438 | 0.0001342 | 0.0001182 | 3.2483 | 3.5785 | 3.4273 | 5.0056 | 5.8975 | 5.4742 | 3.4273 | 8.72 | 0.305 | 1.0515e-05
3439 | 0.00010642 | 0.00010914 | 3.3328 | 3.5789 | 3.4273 | 5.2226 | 5.8987 | 5.4742 | 3.4273 | 10.02 | 0.46667 | 0.00050981
3440 | 6.4963e-05 | 9.6357e-05 | 3.4674 | 3.579 | 3.4273 | 5.584 | 5.8992 | 5.4742 | 3.4273 | 11.96 | 0.61111 | 0.00012157
3441 | 4.3783e-05 | 8.9747e-05 | 3.5405 | 3.5791 | 3.4273 | 5.7886 | 5.8992 | 5.4742 | 3.4273 | 12.9511 | 0.75111 | 7.9455e-05
3442 | 1.4104e-05 | 8.0353e-05 | 3.6482 | 3.5789 | 3.4273 | 6.1019 | 5.8989 | 5.4742 | 3.4273 | 14.34 | 0.77722 | 0.00010669
3443 | 0 | 7.711e-05 | 3.8488 | 3.5788 | 3.4273 | 6.7257 | 5.8985 | 5.4742 | 3.4273 | 16.72 | 0.66889 | 0.00011632
3444 | 0 | 7.6672e-05 | 3.9454 | 3.5787 | 3.4273 | 7.0466 | 5.8982 | 5.4742 | 3.4273 | 17.78 | 0.82278 | 0.00023417
3445 | 0 | 7.525e-05 | 3.9268 | 3.5785 | 3.4273 | 6.9837 | 5.8975 | 5.4742 | 3.4273 | 17.58 | 0.55222 | 0.00010905
3446 | 0 | 7.7014e-05 | 3.8188 | 3.5783 | 3.4273 | 6.6289 | 5.8972 | 5.4742 | 3.4273 | 16.38 | 0.44944 | 0.00010456
3447 | 0 | 7.5362e-05 | 3.791 | 3.5781 | 3.4273 | 6.5403 | 5.8964 | 5.4742 | 3.4273 | 16.06 | 0.39833 | 0.00012471
3448 | 3.8465e-06 | 7.8048e-05 | 3.6869 | 3.5775 | 3.4273 | 6.2182 | 5.8948 | 5.4742 | 3.4273 | 14.82 | 0.29556 | 7.6028e-05
3449 | 7.2656e-06 | 8.2817e-05 | 3.6739 | 3.5772 | 3.4273 | 6.179 | 5.8938 | 5.4742 | 3.4273 | 14.66 | 0.19389 | 6.4095e-05
3450 | 2.7353e-05 | 9.0295e-05 | 3.5993 | 3.5767 | 3.4273 | 5.958 | 5.8925 | 5.4742 | 3.4273 | 13.72 | 0.082222 | 0.00020912
3451 | 3.1294e-05 | 9.2632e-05 | 3.585 | 3.5761 | 3.4273 | 5.9164 | 5.8908 | 5.4742 | 3.4273 | 13.5356 | 0.017222 | 0.00020883
3452 | 3.1199e-05 | 9.3761e-05 | 3.5853 | 3.5758 | 3.4273 | 5.9174 | 5.8898 | 5.4742 | 3.4273 | 13.54 | 0 | 0.00022537
3453 | 3.932e-05 | 9.1215e-05 | 3.5563 | 3.5758 | 3.4273 | 5.8336 | 5.8897 | 5.4742 | 3.4273 | 13.16 | 0 | 0.00023068
3454 | 5.8979e-05 | 9.7731e-05 | 3.4878 | 3.5758 | 3.4273 | 5.6403 | 5.8897 | 5.4742 | 3.4273 | 12.24 | 0 | 1.0811e-05
3455 | 8.1204e-05 | 0.00010311 | 3.4134 | 3.5759 | 3.4273 | 5.4366 | 5.8901 | 5.4742 | 3.4273 | 11.2 | 0 | 1.1106e-05
3456 | 0.00010428 | 0.00010822 | 3.3395 | 3.5761 | 3.4273 | 5.2401 | 5.8907 | 5.4742 | 3.4273 | 10.12 | 0 | 2.2448e-05
3457 | 9.5735e-05 | 0.00010742 | 3.3665 | 3.5763 | 3.4273 | 5.3112 | 5.8912 | 5.4742 | 3.4273 | 10.52 | 0 | 2.3098e-05
3458 | 9.3598e-05 | 0.00010598 | 3.3733 | 3.5764 | 3.4273 | 5.3293 | 5.8917 | 5.4742 | 3.4273 | 10.62 | 0 | 2.3157e-05
3459 | 7.9921e-05 | 0.00010215 | 3.4176 | 3.5766 | 3.4273 | 5.448 | 5.8921 | 5.4742 | 3.4273 | 11.26 | 0 | 2.6701e-05
3460 | 6.71e-05 | 9.8458e-05 | 3.4602 | 3.5768 | 3.4273 | 5.5641 | 5.8926 | 5.4742 | 3.4273 | 11.86 | 0.0088889 | 3.0246e-05
3461 | 5.6842e-05 | 9.5113e-05 | 3.4951 | 3.577 | 3.4273 | 5.6607 | 5.8934 | 5.4742 | 3.4273 | 12.34 | 0.047778 | 2.2212e-05
3462 | 5.4278e-05 | 9.3948e-05 | 3.5039 | 3.5773 | 3.4273 | 5.6854 | 5.8941 | 5.4742 | 3.4273 | 12.46 | 0.063333 | 1.7899e-05
3463 | 3.7183e-05 | 8.7459e-05 | 3.5639 | 3.5774 | 3.4273 | 5.8555 | 5.8944 | 5.4742 | 3.4273 | 13.26 | 0.10611 | 0.00045517
3464 | 2.2652e-05 | 7.8743e-05 | 3.6165 | 3.5774 | 3.4273 | 6.0083 | 5.8944 | 5.4742 | 3.4273 | 13.94 | 0.14833 | 0.00049989
3465 | 2.2652e-05 | 8.0276e-05 | 3.6165 | 3.5773 | 3.4273 | 6.0083 | 5.8943 | 5.4742 | 3.4273 | 13.94 | 0.19222 | 0.00013357
3466 | 0 | 7.9509e-05 | 3.7165 | 3.5773 | 3.4273 | 6.3084 | 5.8941 | 5.4742 | 3.4273 | 15.18 | 0.17556 | 0.00013752
3467 | 0 | 8.3713e-05 | 3.7248 | 3.5772 | 3.4273 | 6.3339 | 5.8938 | 5.4742 | 3.4273 | 15.28 | 0.17833 | 8.5126e-05
3468 | 0 | 8.2003e-05 | 3.791 | 3.5771 | 3.4273 | 6.5403 | 5.8935 | 5.4742 | 3.4273 | 16.06 | 0.26333 | 8.164e-05
3469 | 0 | 8.0228e-05 | 3.8666 | 3.5769 | 3.4273 | 6.784 | 5.893 | 5.4742 | 3.4273 | 16.92 | 0.27167 | 8.7902e-05
3470 | 0 | 8.017e-05 | 4.0948 | 3.5768 | 3.4273 | 7.5713 | 5.8926 | 5.4742 | 3.4273 | 19.32 | 0.46278 | 7.5969e-05
3471 | 0 | 7.7853e-05 | 4.0827 | 3.5766 | 3.4273 | 7.5276 | 5.8922 | 5.4742 | 3.4273 | 19.2 | 0.35444 | 0.00026353
3472 | 0 | 7.8802e-05 | 3.8381 | 3.5765 | 3.4273 | 6.6912 | 5.8917 | 5.4742 | 3.4273 | 16.6 | 0.20944 | 0.00028249
3473 | 0 | 8.2219e-05 | 3.9946 | 3.5763 | 3.4273 | 7.2154 | 5.8912 | 5.4742 | 3.4273 | 18.3 | 0.21889 | 4.4187e-05
3474 | 0 | 8.3261e-05 | 3.9454 | 3.576 | 3.4273 | 7.0466 | 5.8905 | 5.4742 | 3.4273 | 17.78 | 0.13444 | 4.2238e-05
3475 | 0 | 8.2614e-05 | 3.81 | 3.5758 | 3.4273 | 6.601 | 5.8898 | 5.4742 | 3.4273 | 16.28 | 0.022222 | 4.0052e-05
3476 | 0 | 8.4335e-05 | 3.7738 | 3.5757 | 3.4273 | 6.4861 | 5.8896 | 5.4742 | 3.4273 | 15.86 | 0 | 0.0001442
3477 | 4.8722e-05 | 9.4087e-05 | 3.5232 | 3.5758 | 3.4273 | 5.7396 | 5.8898 | 5.4742 | 3.4273 | 12.72 | 0 | 0.00014036
3478 | 7.6075e-05 | 0.00010469 | 3.4303 | 3.5759 | 3.4273 | 5.4823 | 5.8901 | 5.4742 | 3.4273 | 11.44 | 0 | 0.00017586
3479 | 9.1033e-05 | 0.00010916 | 3.3815 | 3.5759 | 3.4273 | 5.3512 | 5.89 | 5.4742 | 3.4273 | 10.74 | 0 | 1.8195e-05
3480 | 0.00010428 | 0.00011055 | 3.3395 | 3.576 | 3.4273 | 5.2401 | 5.8905 | 5.4742 | 3.4273 | 10.12 | 0 | 2.2566e-05
3481 | 9.7444e-05 | 0.00010874 | 3.3611 | 3.5762 | 3.4273 | 5.2969 | 5.891 | 5.4742 | 3.4273 | 10.44 | 0 | 1.8431e-05
3482 | 0.00010428 | 0.00011015 | 3.3395 | 3.5764 | 3.4273 | 5.2401 | 5.8917 | 5.4742 | 3.4273 | 10.12 | 0 | 1.8845e-05
3483 | 0.00011753 | 0.00011431 | 3.2985 | 3.5767 | 3.4273 | 5.1336 | 5.8925 | 5.4742 | 3.4273 | 9.5 | 0 | 2.0262e-05
3484 | 0.0001295 | 0.0001176 | 3.2623 | 3.577 | 3.4273 | 5.041 | 5.8934 | 5.4742 | 3.4273 | 8.94 | 0.036111 | 1.7427e-05
3485 | 8.4623e-05 | 0.00010416 | 3.4023 | 3.5774 | 3.4273 | 5.4066 | 5.8943 | 5.4742 | 3.4273 | 11.04 | 0.086667 | 1.9967e-05
3486 | 5.6842e-05 | 9.6193e-05 | 3.4951 | 3.5776 | 3.4273 | 5.6607 | 5.8951 | 5.4742 | 3.4273 | 12.34 | 0.25778 | 1.914e-05
3487 | 1.5813e-05 | 8.1759e-05 | 3.6418 | 3.5779 | 3.4273 | 6.0829 | 5.8958 | 5.4742 | 3.4273 | 14.26 | 0.26333 | 0.00046609
3488 | 3.8465e-06 | 7.3552e-05 | 3.6869 | 3.578 | 3.4273 | 6.2182 | 5.8962 | 5.4742 | 3.4273 | 14.82 | 0.28444 | 0.00047915
3489 | 0 | 7.8328e-05 | 3.7824 | 3.578 | 3.4273 | 6.5131 | 5.8961 | 5.4742 | 3.4273 | 15.96 | 0.565 | 0.00012146
3490 | 0 | 8.2609e-05 | 3.8756 | 3.5779 | 3.4273 | 6.8135 | 5.8958 | 5.4742 | 3.4273 | 17.02 | 0.52444 | 0.00012742
3491 | 0 | 8.5271e-05 | 3.9084 | 3.5777 | 3.4273 | 6.922 | 5.8953 | 5.4742 | 3.4273 | 17.38 | 0.53833 | 9.2864e-05
3492 | 0 | 8.3938e-05 | 4.0236 | 3.5774 | 3.4273 | 7.3166 | 5.8944 | 5.4742 | 3.4273 | 18.6 | 0.72222 | 9.1151e-05
3493 | 0 | 8.1192e-05 | 4.0688 | 3.577 | 3.4273 | 7.4773 | 5.8932 | 5.4742 | 3.4273 | 19.06 | 0.75944 | 7.6147e-05
3494 | 0 | 8.0501e-05 | 4.0827 | 3.5766 | 3.4273 | 7.5276 | 5.8921 | 5.4742 | 3.4273 | 19.2 | 0.67833 | 8.2113e-05
3495 | 0 | 7.7786e-05 | 4.0236 | 3.5762 | 3.4273 | 7.3166 | 5.8909 | 5.4742 | 3.4273 | 18.6 | 0.58444 | 0.00026761
3496 | 0 | 7.8663e-05 | 3.9529 | 3.5757 | 3.4273 | 7.072 | 5.8895 | 5.4742 | 3.4273 | 17.86 | 0.36944 | 0.00025118
3497 | 0 | 8.2083e-05 | 3.9361 | 3.5753 | 3.4273 | 7.015 | 5.8883 | 5.4742 | 3.4273 | 17.68 | 0.28444 | 4.277e-05
3498 | 0 | 8.3127e-05 | 3.8756 | 3.575 | 3.4273 | 6.8135 | 5.8874 | 5.4742 | 3.4273 | 17.02 | 0.073889 | 4.277e-05
3499 | 0 | 8.274e-05 | 3.7551 | 3.5747 | 3.4273 | 6.4275 | 5.8867 | 5.4742 | 3.4273 | 15.64 | 0.017222 | 3.3731e-05
3500 | 3.932e-05 | 9.6381e-05 | 3.5563 | 3.5746 | 3.4273 | 5.8336 | 5.8863 | 5.4742 | 3.4273 | 13.16 | 0 | 0.00016694
3501 | 2.9062e-05 | 8.8291e-05 | 3.5931 | 3.5746 | 3.4273 | 5.9399 | 5.8863 | 5.4742 | 3.4273 | 13.64 | 0 | 0.00015371
3502 | 2.5216e-05 | 9.0892e-05 | 3.6071 | 3.5746 | 3.4273 | 5.9807 | 5.8863 | 5.4742 | 3.4273 | 13.82 | 0 | 0.00015613
3503 | 5.8979e-05 | 0.00010423 | 3.4878 | 3.5746 | 3.4273 | 5.6403 | 5.8864 | 5.4742 | 3.4273 | 12.24 | 0 | 1.5832e-05
3504 | 8.5905e-05 | 0.00011403 | 3.3981 | 3.5746 | 3.4273 | 5.3954 | 5.8863 | 5.4742 | 3.4273 | 10.98 | 0 | 1.2878e-05
3505 | 8.1204e-05 | 0.00011409 | 3.4134 | 3.5745 | 3.4273 | 5.4366 | 5.8862 | 5.4742 | 3.4273 | 11.2 | 0 | 1.3055e-05
3506 | 6.4535e-05 | 0.00010989 | 3.4689 | 3.5747 | 3.4273 | 5.588 | 5.8867 | 5.4742 | 3.4273 | 11.98 | 0 | 1.0574e-05
3507 | 6.4535e-05 | 0.00010952 | 3.4689 | 3.5748 | 3.4273 | 5.588 | 5.8871 | 5.4742 | 3.4273 | 11.98 | 0.0022222 | 1.0574e-05
3508 | 5.4278e-05 | 0.00010257 | 3.5039 | 3.5751 | 3.4273 | 5.6854 | 5.8878 | 5.4742 | 3.4273 | 12.46 | 0.032222 | 1.4946e-05
3509 | 3.3241e-05 | 9.5993e-05 | 3.578 | 3.5754 | 3.4273 | 5.8961 | 5.8887 | 5.4742 | 3.4273 | 13.4444 | 0.12278 | 9.2156e-06
3510 | 1.5813e-05 | 8.4761e-05 | 3.6418 | 3.5757 | 3.4273 | 6.0829 | 5.8895 | 5.4742 | 3.4273 | 14.26 | 0.20278 | 1.276e-05
3511 | 0 | 7.2122e-05 | 3.7165 | 3.576 | 3.4273 | 6.3084 | 5.8903 | 5.4742 | 3.4273 | 15.18 | 0.27833 | 0.00050975
3512 | 0 | 8.0158e-05 | 3.791 | 3.5762 | 3.4273 | 6.5403 | 5.891 | 5.4742 | 3.4273 | 16.06 | 0.25222 | 0.00010037
3513 | 0 | 8.403e-05 | 3.9361 | 3.5764 | 3.4273 | 7.015 | 5.8915 | 5.4742 | 3.4273 | 17.68 | 0.49278 | 7.2248e-05
3514 | 0 | 8.4273e-05 | 3.8901 | 3.5764 | 3.4273 | 6.8613 | 5.8917 | 5.4742 | 3.4273 | 17.18 | 0.49 | 0.00011289
3515 | 0 | 8.8286e-05 | 3.9268 | 3.5764 | 3.4273 | 6.9837 | 5.8917 | 5.4742 | 3.4273 | 17.58 | 0.315 | 0.00011236
3516 | 0 | 8.4212e-05 | 3.9454 | 3.5765 | 3.4273 | 7.0466 | 5.8918 | 5.4742 | 3.4273 | 17.78 | 0.25778 | 0.00021586
3517 | 0 | 8.1028e-05 | 3.8756 | 3.5765 | 3.4273 | 6.8135 | 5.8918 | 5.4742 | 3.4273 | 17.02 | 0.21278 | 0.00010958
3518 | 0 | 8.0358e-05 | 3.9454 | 3.5765 | 3.4273 | 7.0466 | 5.8919 | 5.4742 | 3.4273 | 17.78 | 0.26944 | 0.00011313
3519 | 0 | 7.7662e-05 | 3.9454 | 3.5765 | 3.4273 | 7.0466 | 5.8918 | 5.4742 | 3.4273 | 17.78 | 0.21278 | 0.00011354
3520 | 0 | 7.8524e-05 | 3.8577 | 3.5765 | 3.4273 | 6.7547 | 5.8918 | 5.4742 | 3.4273 | 16.82 | 0.11056 | 7.0298e-05
3521 | 0 | 8.1942e-05 | 3.8756 | 3.5765 | 3.4273 | 6.8135 | 5.8917 | 5.4742 | 3.4273 | 17.02 | 0.060556 | 7.2602e-05
3522 | 0 | 8.2992e-05 | 3.8666 | 3.5765 | 3.4273 | 6.784 | 5.8919 | 5.4742 | 3.4273 | 16.92 | 0.027222 | 0.00023506
3523 | 0 | 8.2605e-05 | 3.7248 | 3.5766 | 3.4273 | 6.3339 | 5.8921 | 5.4742 | 3.4273 | 15.28 | 0.0066667 | 0.00023612
3524 | 2.2652e-05 | 9.1238e-05 | 3.6165 | 3.5768 | 3.4273 | 6.0083 | 5.8927 | 5.4742 | 3.4273 | 13.94 | 0 | 0.00024439
3525 | 2.2652e-05 | 8.6238e-05 | 3.6165 | 3.577 | 3.4273 | 6.0083 | 5.8932 | 5.4742 | 3.4273 | 13.94 | 0 | 0.00023464
3526 | 1.795e-05 | 8.8574e-05 | 3.6338 | 3.5772 | 3.4273 | 6.0594 | 5.8937 | 5.4742 | 3.4273 | 14.16 | 0 | 6.9117e-06
3527 | 1.5813e-05 | 9.1136e-05 | 3.6418 | 3.5773 | 3.4273 | 6.0829 | 5.8941 | 5.4742 | 3.4273 | 14.26 | 0 | 1.0988e-05
3528 | 9.4025e-06 | 9.0974e-05 | 3.6658 | 3.5774 | 3.4273 | 6.1547 | 5.8946 | 5.4742 | 3.4273 | 14.56 | 0 | 9.2156e-06
3529 | 3.8465e-06 | 9.0963e-05 | 3.6869 | 3.5776 | 3.4273 | 6.2182 | 5.895 | 5.4742 | 3.4273 | 14.82 | 0 | 8.9202e-06
3530 | 3.8465e-06 | 9.1601e-05 | 3.6869 | 3.5777 | 3.4273 | 6.2182 | 5.8954 | 5.4742 | 3.4273 | 14.82 | 0 | 6.2619e-06
3531 | 6.1259e-06 | 9.2343e-05 | 3.6782 | 3.5779 | 3.4273 | 6.192 | 5.8958 | 5.4742 | 3.4273 | 14.7133 | 0 | 1.1224e-05
3532 | 5.6985e-06 | 9.1795e-05 | 3.6799 | 3.578 | 3.4273 | 6.1969 | 5.8962 | 5.4742 | 3.4273 | 14.7333 | 0.0038889 | 7.9159e-06
3533 | 3.8465e-06 | 9.0176e-05 | 3.6869 | 3.5782 | 3.4273 | 6.2182 | 5.8968 | 5.4742 | 3.4273 | 14.82 | 0.02 | 1.4473e-05
3534 | 1.7095e-06 | 8.6578e-05 | 3.6951 | 3.5784 | 3.4273 | 6.243 | 5.8975 | 5.4742 | 3.4273 | 14.92 | 0.047778 | 1.3055e-05
3535 | 0 | 8.0114e-05 | 3.7551 | 3.5788 | 3.4273 | 6.4275 | 5.8984 | 5.4742 | 3.4273 | 15.64 | 0.23833 | 0.00050036
3536 | 0 | 8.3408e-05 | 3.7996 | 3.5791 | 3.4273 | 6.5677 | 5.8994 | 5.4742 | 3.4273 | 16.16 | 0.29389 | 0.00012902
3537 | 0 | 8.3445e-05 | 3.8488 | 3.5793 | 3.4273 | 6.7257 | 5.9 | 5.4742 | 3.4273 | 16.72 | 0.33944 | 8.7725e-05
3538 | 0 | 8.3792e-05 | 3.9176 | 3.5796 | 3.4273 | 6.9527 | 5.9007 | 5.4742 | 3.4273 | 17.48 | 0.55556 | 0.00011644
3539 | 0 | 8.6707e-05 | 3.7738 | 3.5798 | 3.4273 | 6.4861 | 5.9015 | 5.4742 | 3.4273 | 15.86 | 0.64167 | 0.00011082
3540 | 0 | 8.3068e-05 | 3.9268 | 3.5801 | 3.4273 | 6.9837 | 5.9022 | 5.4742 | 3.4273 | 17.58 | 0.22167 | 0.00022992
3541 | 0 | 8.0544e-05 | 3.8756 | 3.5804 | 3.4273 | 6.8135 | 5.903 | 5.4742 | 3.4273 | 17.02 | 0.265 | 0.00011431
3542 | 5.6985e-06 | 8.1873e-05 | 3.6799 | 3.5807 | 3.4273 | 6.1969 | 5.9038 | 5.4742 | 3.4273 | 14.7333 | 0.39 | 0.00011472
3543 | 0 | 7.7533e-05 | 3.8847 | 3.5809 | 3.4273 | 6.8433 | 5.9047 | 5.4742 | 3.4273 | 17.12 | 0.30833 | 0.00011986
3544 | 0 | 7.8385e-05 | 3.8992 | 3.5812 | 3.4273 | 6.8915 | 5.9055 | 5.4742 | 3.4273 | 17.28 | 0.28167 | 6.7226e-05
3545 | 0 | 8.1803e-05 | 3.8381 | 3.5815 | 3.4273 | 6.6912 | 5.9063 | 5.4742 | 3.4273 | 16.6 | 0.15778 | 6.6636e-05
3546 | 0 | 8.2857e-05 | 3.7466 | 3.5818 | 3.4273 | 6.4013 | 5.907 | 5.4742 | 3.4273 | 15.54 | 0.036111 | 0.0002142
3547 | 7.2656e-06 | 8.4651e-05 | 3.6739 | 3.582 | 3.4273 | 6.179 | 5.9079 | 5.4742 | 3.4273 | 14.66 | 0.017222 | 0.00021544
3548 | 4.8722e-05 | 9.8755e-05 | 3.5232 | 3.5824 | 3.4273 | 5.7396 | 5.909 | 5.4742 | 3.4273 | 12.72 | 0 | 0.00019725
3549 | 8.5905e-05 | 0.00010507 | 3.3981 | 3.583 | 3.4273 | 5.3954 | 5.9105 | 5.4742 | 3.4273 | 10.98 | 0 | 0.00022425
3550 | 0.00011753 | 0.00011807 | 3.2985 | 3.5835 | 3.4273 | 5.1336 | 5.9122 | 5.4742 | 3.4273 | 9.5 | 0 | 1.0102e-05
3551 | 0.00012095 | 0.00011773 | 3.2881 | 3.584 | 3.4273 | 5.1068 | 5.9135 | 5.4742 | 3.4273 | 9.34 | 0 | 1.0929e-05
3552 | 0.00013591 | 0.00012125 | 3.2433 | 3.5846 | 3.4273 | 4.9928 | 5.9154 | 5.4742 | 3.4273 | 8.64 | 0 | 1.146e-05
3553 | 0.00014317 | 0.00012185 | 3.222 | 3.5852 | 3.4273 | 4.9393 | 5.917 | 5.4742 | 3.4273 | 8.3 | 0 | 1.465e-05
3554 | 0.00014959 | 0.00012384 | 3.2034 | 3.5857 | 3.4273 | 4.893 | 5.9186 | 5.4742 | 3.4273 | 8 | 0 | 1.2642e-05
3555 | 0.00016283 | 0.00012769 | 3.1656 | 3.5863 | 3.4273 | 4.8 | 5.9203 | 5.4742 | 3.4273 | 7.38 | 0 | 8.9793e-06
3556 | 0.0001701 | 0.00012942 | 3.1453 | 3.5868 | 3.4273 | 4.7505 | 5.9217 | 5.4742 | 3.4273 | 7.04 | 0.043333 | 9.8063e-06
3557 | 0.00012394 | 0.00011587 | 3.279 | 3.5872 | 3.4273 | 5.0836 | 5.9229 | 5.4742 | 3.4273 | 9.2 | 0.18056 | 1.1342e-05
3558 | 9.1033e-05 | 0.00010569 | 3.3815 | 3.5877 | 3.4273 | 5.3512 | 5.9242 | 5.4742 | 3.4273 | 10.74 | 0.26778 | 1.1106e-05
3559 | 4.6585e-05 | 9.1685e-05 | 3.5306 | 3.588 | 3.4273 | 5.7607 | 5.9253 | 5.4742 | 3.4273 | 12.82 | 0.32611 | 0.00049439
3560 | 2.9062e-05 | 8.015e-05 | 3.5931 | 3.5883 | 3.4273 | 5.9399 | 5.926 | 5.4742 | 3.4273 | 13.64 | 0.35444 | 0.00013363
3561 | 2.0087e-05 | 8.1372e-05 | 3.6259 | 3.5886 | 3.4273 | 6.036 | 5.9268 | 5.4742 | 3.4273 | 14.06 | 0.39278 | 8.2881e-05
3562 | 0 | 8.1379e-05 | 3.7466 | 3.5889 | 3.4273 | 6.4013 | 5.9277 | 5.4742 | 3.4273 | 15.54 | 0.60667 | 0.00011035
3563 | 0 | 8.3558e-05 | 3.8666 | 3.5893 | 3.4273 | 6.784 | 5.9288 | 5.4742 | 3.4273 | 16.92 | 0.70278 | 0.00010964
3564 | 0 | 8.1833e-05 | 3.9661 | 3.5897 | 3.4273 | 7.117 | 5.9302 | 5.4742 | 3.4273 | 18 | 0.61667 | 0.00021958
3565 | 0 | 7.9917e-05 | 3.8992 | 3.5902 | 3.4273 | 6.8915 | 5.9315 | 5.4742 | 3.4273 | 17.28 | 0.45 | 0.00011348
3566 | 0 | 7.9474e-05 | 3.81 | 3.5907 | 3.4273 | 6.601 | 5.9328 | 5.4742 | 3.4273 | 16.28 | 0.31056 | 0.00010734
3567 | 0 | 7.7331e-05 | 3.791 | 3.5911 | 3.4273 | 6.5403 | 5.9341 | 5.4742 | 3.4273 | 16.06 | 0.26056 | 0.0001289
3568 | 1.1112e-05 | 8.1579e-05 | 3.6594 | 3.5915 | 3.4273 | 6.1354 | 5.9354 | 5.4742 | 3.4273 | 14.48 | 0.13444 | 7.3724e-05
3569 | 3.2909e-05 | 9.154e-05 | 3.5792 | 3.5921 | 3.4273 | 5.8996 | 5.9369 | 5.4742 | 3.4273 | 13.46 | 0.060556 | 7.5024e-05
3570 | 3.7183e-05 | 9.3876e-05 | 3.5639 | 3.5928 | 3.4273 | 5.8555 | 5.9389 | 5.4742 | 3.4273 | 13.26 | 0.029444 | 0.00024138
3571 | 3.2909e-05 | 9.2209e-05 | 3.5792 | 3.5935 | 3.4273 | 5.8996 | 5.9412 | 5.4742 | 3.4273 | 13.46 | 0.0066667 | 0.0002207
3572 | 2.9062e-05 | 9.2716e-05 | 3.5931 | 3.5943 | 3.4273 | 5.9399 | 5.9435 | 5.4742 | 3.4273 | 13.64 | 0 | 0.00021828
3573 | 2.2652e-05 | 8.56e-05 | 3.6165 | 3.595 | 3.4273 | 6.0083 | 5.9455 | 5.4742 | 3.4273 | 13.94 | 0 | 0.00022466
3574 | 0 | 8.2638e-05 | 3.7365 | 3.5957 | 3.4273 | 6.37 | 5.9476 | 5.4742 | 3.4273 | 15.42 | 0 | 1.1697e-05
3575 | 0 | 8.1889e-05 | 3.8399 | 3.5964 | 3.4273 | 6.697 | 5.9496 | 5.4742 | 3.4273 | 16.62 | 0 | 1.66e-05
3576 | 0 | 8.3894e-05 | 3.8488 | 3.5971 | 3.4273 | 6.7257 | 5.9517 | 5.4742 | 3.4273 | 16.72 | 0 | 2.0853e-05
3577 | 0 | 7.9867e-05 | 3.8276 | 3.5977 | 3.4273 | 6.6571 | 5.9533 | 5.4742 | 3.4273 | 16.48 | 0 | 2.5993e-05
3578 | 0 | 7.9705e-05 | 3.791 | 3.5982 | 3.4273 | 6.5403 | 5.9549 | 5.4742 | 3.4273 | 16.06 | 0 | 2.044e-05
3579 | 0 | 7.8867e-05 | 3.7824 | 3.5987 | 3.4273 | 6.5131 | 5.9563 | 5.4742 | 3.4273 | 15.96 | 0.0022222 | 2.5697e-05
3580 | 0 | 7.8645e-05 | 3.7824 | 3.5992 | 3.4273 | 6.5131 | 5.9577 | 5.4742 | 3.4273 | 15.96 | 0.029444 | 2.0971e-05
3581 | 0 | 7.8691e-05 | 3.8276 | 3.5998 | 3.4273 | 6.6571 | 5.9595 | 5.4742 | 3.4273 | 16.48 | 0.12611 | 2.2389e-05
3582 | 0 | 7.8416e-05 | 3.8992 | 3.6004 | 3.4273 | 6.8915 | 5.9613 | 5.4742 | 3.4273 | 17.28 | 0.26944 | 2.2035e-05
3583 | 0 | 7.6498e-05 | 3.9661 | 3.601 | 3.4273 | 7.117 | 5.963 | 5.4742 | 3.4273 | 18 | 0.38778 | 0.00046627
3584 | 0 | 7.2369e-05 | 4.0236 | 3.6016 | 3.4273 | 7.3166 | 5.9648 | 5.4742 | 3.4273 | 18.6 | 0.39611 | 0.0004671
3585 | 0 | 7.9959e-05 | 4.2299 | 3.6024 | 3.4273 | 8.0792 | 5.9669 | 5.4742 | 3.4273 | 20.62 | 0.38778 | 0.00012016
3586 | 0 | 8.2151e-05 | 4.2299 | 3.6031 | 3.4273 | 8.0792 | 5.969 | 5.4742 | 3.4273 | 20.62 | 0.73722 | 0.00012069
3587 | 0 | 8.5304e-05 | 4.3424 | 3.6039 | 3.4273 | 8.5281 | 5.9714 | 5.4742 | 3.4273 | 21.64 | 0.79722 | 8.8139e-05
3588 | 0 | 8.313e-05 | 4.461 | 3.6048 | 3.4273 | 9.0297 | 5.9739 | 5.4742 | 3.4273 | 22.66 | 0.65222 | 8.9379e-05
3589 | 0 | 8.0497e-05 | 4.4208 | 3.6056 | 3.4273 | 8.8561 | 5.9765 | 5.4742 | 3.4273 | 22.32 | 0.53852 | 9.0915e-05
3590 | 0 | 7.9946e-05 | 4.5512 | 3.6066 | 3.4273 | 9.4322 | 5.9792 | 5.4742 | 3.4273 | 23.4 | 0.58944 | 8.8079e-05
3591 | 0 | 7.7282e-05 | 4.6477 | 3.6074 | 3.4273 | 9.8848 | 5.9818 | 5.4742 | 3.4273 | 24.16 | 0.47667 | 0.00027883
3592 | 0 | 7.8115e-05 | 4.5939 | 3.6083 | 3.4273 | 9.6295 | 5.9844 | 5.4742 | 3.4273 | 23.74 | 0.44333 | 0.00025804
3593 | 0 | 8.1524e-05 | 4.502 | 3.6093 | 3.4273 | 9.2103 | 5.9872 | 5.4742 | 3.4273 | 23 | 0.29056 | 3.8871e-05
3594 | 0 | 8.2584e-05 | 4.461 | 3.6102 | 3.4273 | 9.0297 | 5.9899 | 5.4742 | 3.4273 | 22.66 | 0.10889 | 4.3419e-05
3595 | 0 | 8.2203e-05 | 4.2299 | 3.6112 | 3.4273 | 8.0792 | 5.9929 | 5.4742 | 3.4273 | 20.62 | 0.038889 | 4.2179e-05
3596 | 0 | 8.4006e-05 | 3.9736 | 3.6123 | 3.4273 | 7.143 | 5.9959 | 5.4742 | 3.4273 | 18.08 | 0.0022222 | 0.00016824
3597 | 0 | 7.9048e-05 | 3.9361 | 3.6134 | 3.4273 | 7.015 | 5.9992 | 5.4742 | 3.4273 | 17.68 | 0 | 0.00016529
3598 | 0 | 8.2653e-05 | 3.791 | 3.6144 | 3.4273 | 6.5403 | 6.0023 | 5.4742 | 3.4273 | 16.06 | 0 | 0.00016033
3599 | 7.2656e-06 | 8.7817e-05 | 3.6739 | 3.6152 | 3.4273 | 6.179 | 6.0046 | 5.4742 | 3.4273 | 14.66 | 0 | 2.103e-05
3600 | 1.4104e-05 | 9.1222e-05 | 3.6482 | 3.6161 | 3.4273 | 6.1019 | 6.0072 | 5.4742 | 3.4273 | 14.34 | 0 | 1.4001e-05
3601 | 1.2822e-06 | 8.9193e-05 | 3.6967 | 3.617 | 3.4273 | 6.248 | 6.0098 | 5.4742 | 3.4273 | 14.94 | 0 | 7.975e-06
3602 | 0 | 8.6064e-05 | 3.7265 | 3.6179 | 3.4273 | 6.3391 | 6.0124 | 5.4742 | 3.4273 | 15.3 | 0 | 1.4946e-05
3603 | 1.5813e-05 | 9.0242e-05 | 3.6418 | 3.6188 | 3.4273 | 6.0829 | 6.0151 | 5.4742 | 3.4273 | 14.26 | 0.0022222 | 1.5005e-05
3604 | 5.6985e-06 | 8.1404e-05 | 3.6799 | 3.6197 | 3.4273 | 6.1969 | 6.0176 | 5.4742 | 3.4273 | 14.7333 | 0.029444 | 9.8063e-06
3605 | 0 | 7.5764e-05 | 3.7738 | 3.6205 | 3.4273 | 6.4861 | 6.0201 | 5.4742 | 3.4273 | 15.86 | 0.071667 | 1.2878e-05
3606 | 0 | 7.8448e-05 | 3.9946 | 3.6214 | 3.4273 | 7.2154 | 6.0227 | 5.4742 | 3.4273 | 18.3 | 0.25778 | 9.6882e-06
3607 | 0 | 7.3624e-05 | 4.1437 | 3.6221 | 3.4273 | 7.7512 | 6.0249 | 5.4742 | 3.4273 | 19.8 | 0.37056 | 0.00047029
3608 | 0 | 7.6417e-05 | 4.2887 | 3.6229 | 3.4273 | 8.3108 | 6.0272 | 5.4742 | 3.4273 | 21.16 | 0.59278 | 0.0001364
3609 | 0 | 8.2965e-05 | 4.3538 | 3.6236 | 3.4273 | 8.5748 | 6.0291 | 5.4742 | 3.4273 | 21.74 | 0.66889 | 7.6442e-05
3610 | 0 | 8.3247e-05 | 4.4396 | 3.624 | 3.4273 | 8.9369 | 6.0303 | 5.4742 | 3.4273 | 22.48 | 0.69444 | 0.00010858
3611 | 0 | 8.7191e-05 | 4.7002 | 3.6242 | 3.4273 | 10 | 6.0311 | 5.4742 | 3.4273 | 24.56 | 0.85333 | 0.00011714
3612 | 0 | 8.3697e-05 | 4.7162 | 3.6242 | 3.4273 | 10 | 6.0308 | 5.4742 | 3.4273 | 24.68 | 0.795 | 0.00020564
3613 | 0 | 8.0523e-05 | 4.9137 | 3.624 | 3.4273 | 10 | 6.0305 | 5.4742 | 3.4273 | 26.1 | 0.69778 | 0.00012199
3614 | 0 | 7.9812e-05 | 4.7839 | 3.6238 | 3.4273 | 10 | 6.0298 | 5.4742 | 3.4273 | 25.18 | 0.50556 | 0.00010793
3615 | 0 | 7.7156e-05 | 4.9283 | 3.6237 | 3.4273 | 10 | 6.0295 | 5.4742 | 3.4273 | 26.2 | 0.50556 | 0.00010911
3616 | 0 | 7.7978e-05 | 4.8993 | 3.6238 | 3.4273 | 10 | 6.0296 | 5.4742 | 3.4273 | 26 | 0.35444 | 6.9648e-05
3617 | 0 | 8.1387e-05 | 4.8649 | 3.624 | 3.4273 | 10 | 6.0305 | 5.4742 | 3.4273 | 25.76 | 0.30556 | 7.8569e-05
3618 | 0 | 8.245e-05 | 4.8678 | 3.6243 | 3.4273 | 10 | 6.0313 | 5.4742 | 3.4273 | 25.78 | 0.14833 | 0.0002396
3619 | 0 | 8.2071e-05 | 4.442 | 3.6246 | 3.4273 | 8.9471 | 6.0322 | 5.4742 | 3.4273 | 22.5 | 0.036667 | 0.00023435
3620 | 0 | 8.3865e-05 | 4.1769 | 3.6252 | 3.4273 | 7.876 | 6.0338 | 5.4742 | 3.4273 | 20.12 | 0 | 0.00020363
3621 | 0 | 7.8919e-05 | 4.1769 | 3.6257 | 3.4273 | 7.876 | 6.0353 | 5.4742 | 3.4273 | 20.12 | 0 | 0.00021781
3622 | 0 | 8.2623e-05 | 4.1252 | 3.6261 | 3.4273 | 7.6828 | 6.0366 | 5.4742 | 3.4273 | 19.62 | 0 | 1.2583e-05
3623 | 0 | 8.5839e-05 | 4.0688 | 3.6266 | 3.4273 | 7.4773 | 6.0381 | 5.4742 | 3.4273 | 19.06 | 0 | 1.1697e-05
3624 | 0 | 8.7604e-05 | 3.9361 | 3.6271 | 3.4273 | 7.015 | 6.0396 | 5.4742 | 3.4273 | 17.68 | 0 | 2.5225e-05
3625 | 0 | 8.9264e-05 | 3.9946 | 3.6277 | 3.4273 | 7.2154 | 6.0411 | 5.4742 | 3.4273 | 18.3 | 0 | 2.5106e-05
3626 | 0 | 8.9859e-05 | 4.0119 | 3.6281 | 3.4273 | 7.2758 | 6.0426 | 5.4742 | 3.4273 | 18.48 | 0 | 2.0203e-05
3627 | 0 | 8.9759e-05 | 4.0042 | 3.6286 | 3.4273 | 7.2488 | 6.0439 | 5.4742 | 3.4273 | 18.4 | 0 | 2.0203e-05
3628 | 0 | 8.9385e-05 | 4.0119 | 3.6291 | 3.4273 | 7.2758 | 6.0454 | 5.4742 | 3.4273 | 18.48 | 0.0088889 | 2.1562e-05
3629 | 0 | 8.9024e-05 | 3.9361 | 3.6296 | 3.4273 | 7.015 | 6.047 | 5.4742 | 3.4273 | 17.68 | 0.013889 | 2.0085e-05
3630 | 0 | 8.8823e-05 | 3.9965 | 3.6301 | 3.4273 | 7.2221 | 6.0485 | 5.4742 | 3.4273 | 18.32 | 0.047778 | 1.8845e-05
3631 | 0 | 8.8034e-05 | 4.0236 | 3.6306 | 3.4273 | 7.3166 | 6.0497 | 5.4742 | 3.4273 | 18.6 | 0.097778 | 0.00048458
3632 | 0 | 8.8356e-05 | 4.2887 | 3.6309 | 3.4273 | 8.3108 | 6.0508 | 5.4742 | 3.4273 | 21.16 | 0.215 | 0.00046202
3633 | 0 | 8.7333e-05 | 4.4021 | 3.6313 | 3.4273 | 8.7766 | 6.0518 | 5.4742 | 3.4273 | 22.16 | 0.625 | 0.00012282
3634 | 0 | 8.6613e-05 | 4.5191 | 3.6315 | 3.4273 | 9.2868 | 6.0525 | 5.4742 | 3.4273 | 23.14 | 0.73241 | 0.00013239
3635 | 0 | 8.8028e-05 | 4.6117 | 3.6317 | 3.4273 | 9.7131 | 6.0531 | 5.4742 | 3.4273 | 23.88 | 0.46278 | 7.5851e-05
3636 | 0 | 8.3559e-05 | 4.529 | 3.6319 | 3.4273 | 9.331 | 6.0538 | 5.4742 | 3.4273 | 23.22 | 0.31833 | 7.5024e-05
3637 | 0 | 8.034e-05 | 4.6607 | 3.6322 | 3.4273 | 9.9476 | 6.0545 | 5.4742 | 3.4273 | 24.26 | 0.15111 | 7.1716e-05
3638 | 0 | 7.9681e-05 | 4.4778 | 3.6323 | 3.4273 | 9.1032 | 6.055 | 5.4742 | 3.4273 | 22.8 | 0.027222 | 9.6645e-05
3639 | 0 | 7.7034e-05 | 4.502 | 3.6326 | 3.4273 | 9.2103 | 6.0556 | 5.4742 | 3.4273 | 23 | 0.11056 | 0.00024315
3640 | 0 | 7.7841e-05 | 4.3652 | 3.6334 | 3.4273 | 8.622 | 6.0581 | 5.4742 | 3.4273 | 21.84 | 0.315 | 0.00027363
3641 | 0 | 8.1247e-05 | 4.3334 | 3.6341 | 3.4273 | 8.4911 | 6.0601 | 5.4742 | 3.4273 | 21.56 | 0.27222 | 4.2061e-05
3642 | 0 | 8.2316e-05 | 4.1769 | 3.6348 | 3.4273 | 7.876 | 6.0621 | 5.4742 | 3.4273 | 20.12 | 0.15778 | 3.893e-05
3643 | 0 | 8.1938e-05 | 4.0827 | 3.6353 | 3.4273 | 7.5276 | 6.0638 | 5.4742 | 3.4273 | 19.2 | 0.027222 | 4.5192e-05
3644 | 0 | 8.3725e-05 | 3.9454 | 3.6359 | 3.4273 | 7.0466 | 6.0655 | 5.4742 | 3.4273 | 17.78 | 0.0022222 | 0.00015418
3645 | 0 | 7.8791e-05 | 3.8577 | 3.6363 | 3.4273 | 6.7547 | 6.0667 | 5.4742 | 3.4273 | 16.82 | 0 | 0.00015217
3646 | 0 | 8.2488e-05 | 3.7653 | 3.6367 | 3.4273 | 6.4594 | 6.0678 | 5.4742 | 3.4273 | 15.76 | 0 | 0.00017256
3647 | 1.795e-05 | 9.1089e-05 | 3.6338 | 3.6369 | 3.4273 | 6.0594 | 6.0686 | 5.4742 | 3.4273 | 14.16 | 0 | 1.9317e-05
3648 | 5.8979e-05 | 0.00010516 | 3.4878 | 3.6372 | 3.4273 | 5.6403 | 6.0694 | 5.4742 | 3.4273 | 12.24 | 0 | 1.53e-05
3649 | 6.1544e-05 | 0.00010759 | 3.479 | 3.6374 | 3.4273 | 5.616 | 6.0701 | 5.4742 | 3.4273 | 12.12 | 0 | 2.4339e-05
3650 | 6.71e-05 | 0.00010991 | 3.4602 | 3.6376 | 3.4273 | 5.5641 | 6.0706 | 5.4742 | 3.4273 | 11.86 | 0 | 2.3039e-05
3651 | 4.1029e-05 | 0.0001022 | 3.5502 | 3.6378 | 3.4273 | 5.8163 | 6.071 | 5.4742 | 3.4273 | 13.08 | 0.0022222 | 1.5477e-05
3652 | 3.2481e-05 | 9.9635e-05 | 3.5807 | 3.6379 | 3.4273 | 5.904 | 6.0715 | 5.4742 | 3.4273 | 13.48 | 0.032222 | 2.1916e-05
3653 | 9.4025e-06 | 9.2707e-05 | 3.6658 | 3.638 | 3.4273 | 6.1547 | 6.0717 | 5.4742 | 3.4273 | 14.56 | 0.073889 | 2.9419e-05
3654 | 0 | 8.9881e-05 | 3.7165 | 3.6383 | 3.4273 | 6.3084 | 6.0726 | 5.4742 | 3.4273 | 15.18 | 0.036667 | 1.9849e-05
3655 | 0 | 8.9764e-05 | 3.8488 | 3.6387 | 3.4273 | 6.7257 | 6.0738 | 5.4742 | 3.4273 | 16.72 | 0.26944 | 0.00047637
3656 | 0 | 8.9355e-05 | 3.8901 | 3.6392 | 3.4273 | 6.8613 | 6.0753 | 5.4742 | 3.4273 | 17.18 | 0.49611 | 0.00046757
3657 | 0 | 8.7666e-05 | 3.9755 | 3.6398 | 3.4273 | 7.1495 | 6.0771 | 5.4742 | 3.4273 | 18.1 | 0.64889 | 0.00013197
3658 | 0 | 8.6531e-05 | 4.0569 | 3.6403 | 3.4273 | 7.4347 | 6.0787 | 5.4742 | 3.4273 | 18.94 | 0.74611 | 0.00011779
3659 | 0 | 8.788e-05 | 4.1665 | 3.641 | 3.4273 | 7.8366 | 6.0805 | 5.4742 | 3.4273 | 20.02 | 0.82556 | 7.7151e-05
3660 | 0 | 8.3432e-05 | 4.2043 | 3.6416 | 3.4273 | 7.9804 | 6.0824 | 5.4742 | 3.4273 | 20.38 | 0.88778 | 8.1877e-05
3661 | 0 | 8.0205e-05 | 4.2299 | 3.6422 | 3.4273 | 8.0792 | 6.0841 | 5.4742 | 3.4273 | 20.62 | 0.84 | 7.7682e-05
3662 | 0 | 7.9547e-05 | 4.1937 | 3.6428 | 3.4273 | 7.9399 | 6.0861 | 5.4742 | 3.4273 | 20.28 | 0.74722 | 8.3117e-05
3663 | 0 | 7.6908e-05 | 3.9548 | 3.6435 | 3.4273 | 7.0784 | 6.0879 | 5.4742 | 3.4273 | 17.88 | 0.55222 | 0.00027877
3664 | 0 | 7.771e-05 | 3.7365 | 3.6442 | 3.4273 | 6.37 | 6.0902 | 5.4742 | 3.4273 | 15.42 | 0.36167 | 0.00027245
3665 | 0 | 8.1111e-05 | 3.7551 | 3.6449 | 3.4273 | 6.4275 | 6.0923 | 5.4742 | 3.4273 | 15.64 | 0.29056 | 3.8516e-05
3666 | 0 | 8.2183e-05 | 3.7265 | 3.6457 | 3.4273 | 6.3391 | 6.0946 | 5.4742 | 3.4273 | 15.3 | 0.097778 | 3.2845e-05
3667 | 2.0087e-05 | 8.7832e-05 | 3.6259 | 3.6464 | 3.4273 | 6.036 | 6.0966 | 5.4742 | 3.4273 | 14.06 | 0.036667 | 4.1057e-05
3668 | 4.3593e-05 | 9.6664e-05 | 3.5411 | 3.6471 | 3.4273 | 5.7905 | 6.0986 | 5.4742 | 3.4273 | 12.96 | 0.0022222 | 0.000153
3669 | 7.2228e-05 | 0.00010033 | 3.4431 | 3.6477 | 3.4273 | 5.5171 | 6.1006 | 5.4742 | 3.4273 | 11.62 | 0 | 0.0001611
3670 | 0.00010428 | 0.00011363 | 3.3395 | 3.6482 | 3.4273 | 5.2401 | 6.102 | 5.4742 | 3.4273 | 10.12 | 0 | 0.00015796
3671 | 0.00011411 | 0.0001198 | 3.309 | 3.6485 | 3.4273 | 5.1607 | 6.103 | 5.4742 | 3.4273 | 9.66 | 0 | 1.6482e-05
3672 | 0.00012565 | 0.00012503 | 3.2739 | 3.6488 | 3.4273 | 5.0704 | 6.1038 | 5.4742 | 3.4273 | 9.12 | 0 | 9.8654e-06
3673 | 0.00013591 | 0.00012977 | 3.2433 | 3.6491 | 3.4273 | 4.9928 | 6.1047 | 5.4742 | 3.4273 | 8.64 | 0 | 1.2406e-05
3674 | 0.00014018 | 0.0001317 | 3.2307 | 3.6494 | 3.4273 | 4.9612 | 6.1056 | 5.4742 | 3.4273 | 8.44 | 0 | 1.0692e-05
3675 | 0.00014317 | 0.00013271 | 3.222 | 3.6497 | 3.4273 | 4.9393 | 6.1064 | 5.4742 | 3.4273 | 8.3 | 0.0022222 | 9.9835e-06
3676 | 0.0001342 | 0.00013002 | 3.2483 | 3.65 | 3.4273 | 5.0056 | 6.1073 | 5.4742 | 3.4273 | 8.72 | 0.045556 | 1.0456e-05
3677 | 7.2228e-05 | 0.00011142 | 3.4431 | 3.6503 | 3.4273 | 5.5171 | 6.1083 | 5.4742 | 3.4273 | 11.62 | 0.16889 | 7.0889e-06
3678 | 2.0087e-05 | 9.5775e-05 | 3.6259 | 3.6507 | 3.4273 | 6.036 | 6.1095 | 5.4742 | 3.4273 | 14.06 | 0.315 | 8.9202e-06
3679 | 0 | 8.9627e-05 | 3.8276 | 3.6512 | 3.4273 | 6.6571 | 6.1111 | 5.4742 | 3.4273 | 16.48 | 0.47333 | 0.00047761
3680 | 0 | 8.9223e-05 | 3.9454 | 3.6517 | 3.4273 | 7.0466 | 6.1125 | 5.4742 | 3.4273 | 17.78 | 0.62222 | 0.00011992
3681 | 0 | 8.7536e-05 | 4.1334 | 3.6523 | 3.4273 | 7.7131 | 6.1141 | 5.4742 | 3.4273 | 19.7 | 0.72722 | 8.6012e-05
3682 | 0 | 8.6401e-05 | 4.1769 | 3.6527 | 3.4273 | 7.876 | 6.1154 | 5.4742 | 3.4273 | 20.12 | 0.82611 | 0.00010184
3683 | 0 | 8.7728e-05 | 4.2755 | 3.6531 | 3.4273 | 8.2582 | 6.1166 | 5.4742 | 3.4273 | 21.04 | 0.84278 | 0.00012252
3684 | 0 | 8.3328e-05 | 4.2954 | 3.6535 | 3.4273 | 8.3373 | 6.1179 | 5.4742 | 3.4273 | 21.22 | 0.84944 | 0.00023181
3685 | 0 | 8.0069e-05 | 4.4231 | 3.654 | 3.4273 | 8.8661 | 6.1194 | 5.4742 | 3.4273 | 22.34 | 0.81556 | 0.00011023
3686 | 0 | 7.9406e-05 | 4.4778 | 3.6545 | 3.4273 | 9.1032 | 6.1209 | 5.4742 | 3.4273 | 22.8 | 0.625 | 0.00011803
3687 | 0 | 7.6785e-05 | 4.5537 | 3.655 | 3.4273 | 9.4436 | 6.1223 | 5.4742 | 3.4273 | 23.42 | 0.53111 | 0.00010751
3688 | 0 | 7.7575e-05 | 4.5314 | 3.6555 | 3.4273 | 9.3422 | 6.1238 | 5.4742 | 3.4273 | 23.24 | 0.37778 | 7.7387e-05
3689 | 0 | 8.0974e-05 | 4.4899 | 3.6558 | 3.4273 | 9.1564 | 6.1247 | 5.4742 | 3.4273 | 22.9 | 0.25222 | 7.656e-05
3690 | 0 | 8.2047e-05 | 4.4044 | 3.6562 | 3.4273 | 8.7865 | 6.1258 | 5.4742 | 3.4273 | 22.18 | 0.11444 | 0.00023783
3691 | 0 | 8.1672e-05 | 4.3109 | 3.6566 | 3.4273 | 8.3999 | 6.127 | 5.4742 | 3.4273 | 21.36 | 0.029444 | 0.00020948
3692 | 0 | 8.3445e-05 | 4.154 | 3.657 | 3.4273 | 7.7898 | 6.1283 | 5.4742 | 3.4273 | 19.9 | 0 | 0.00020924
3693 | 0 | 7.8531e-05 | 4.0569 | 3.6575 | 3.4273 | 7.4347 | 6.1297 | 5.4742 | 3.4273 | 18.94 | 0 | 0.00021727
3694 | 0 | 8.2207e-05 | 3.985 | 3.658 | 3.4273 | 7.1823 | 6.1312 | 5.4742 | 3.4273 | 18.2 | 0 | 1.2524e-05
3695 | 0 | 8.5431e-05 | 3.8847 | 3.6584 | 3.4273 | 6.8433 | 6.1326 | 5.4742 | 3.4273 | 17.12 | 0 | 1.3941e-05
3696 | 0 | 8.7199e-05 | 3.791 | 3.6588 | 3.4273 | 6.5403 | 6.1338 | 5.4742 | 3.4273 | 16.06 | 0 | 1.087e-05
3697 | 1.4104e-05 | 9.3093e-05 | 3.6482 | 3.6592 | 3.4273 | 6.1019 | 6.1348 | 5.4742 | 3.4273 | 14.34 | 0 | 7.8569e-06
3698 | 5.6985e-06 | 9.122e-05 | 3.6799 | 3.6595 | 3.4273 | 6.1969 | 6.1357 | 5.4742 | 3.4273 | 14.7333 | 0 | 8.2704e-06
3699 | 4.3593e-05 | 0.0001027 | 3.5411 | 3.6598 | 3.4273 | 5.7905 | 6.1367 | 5.4742 | 3.4273 | 12.96 | 0.0022222 | 8.2704e-06
3700 | 4.3593e-05 | 0.0001027 | 3.5411 | 3.6601 | 3.4273 | 5.7905 | 6.1374 | 5.4742 | 3.4273 | 12.96 | 0.032222 | 1.2465e-05
3701 | 2.5216e-05 | 9.7186e-05 | 3.6071 | 3.6603 | 3.4273 | 5.9807 | 6.1382 | 5.4742 | 3.4273 | 13.82 | 0.11111 | 6.9707e-06
3702 | 0 | 8.9617e-05 | 3.8756 | 3.6605 | 3.4273 | 6.8135 | 6.1388 | 5.4742 | 3.4273 | 17.02 | 0.25778 | 7.5024e-06
3703 | 0 | 8.949e-05 | 4.0119 | 3.6607 | 3.4273 | 7.2758 | 6.1393 | 5.4742 | 3.4273 | 18.48 | 0.35444 | 0.00048996
3704 | 0 | 8.9093e-05 | 4.2043 | 3.6607 | 3.4273 | 7.9804 | 6.1392 | 5.4742 | 3.4273 | 20.38 | 0.20056 | 0.00012825
3705 | 0 | 8.7408e-05 | 4.4044 | 3.6606 | 3.4273 | 8.7865 | 6.139 | 5.4742 | 3.4273 | 22.18 | 0.36167 | 7.272e-05
3706 | 0 | 8.627e-05 | 4.4899 | 3.6605 | 3.4273 | 9.1564 | 6.1386 | 5.4742 | 3.4273 | 22.9 | 0.41278 | 0.00010492
3707 | 0 | 8.758e-05 | 4.5712 | 3.6603 | 3.4273 | 9.524 | 6.1382 | 5.4742 | 3.4273 | 23.56 | 0.25 | 0.00010332
3708 | 0 | 8.32e-05 | 4.461 | 3.6603 | 3.4273 | 9.0297 | 6.138 | 5.4742 | 3.4273 | 22.66 | 0.31889 | 0.00021798
3709 | 0 | 7.9936e-05 | 4.5712 | 3.6601 | 3.4273 | 9.524 | 6.1377 | 5.4742 | 3.4273 | 23.56 | 0.35722 | 0.00011945
3710 | 0 | 7.928e-05 | 4.6817 | 3.66 | 3.4273 | 10 | 6.1372 | 5.4742 | 3.4273 | 24.42 | 0.37778 | 0.00011295
3711 | 0 | 7.6658e-05 | 4.502 | 3.66 | 3.4273 | 9.2103 | 6.1372 | 5.4742 | 3.4273 | 23 | 0.49056 | 0.00011892
3712 | 0 | 7.7434e-05 | 4.5712 | 3.6599 | 3.4273 | 9.524 | 6.137 | 5.4742 | 3.4273 | 23.56 | 0.37833 | 7.0771e-05
3713 | 0 | 8.0837e-05 | 4.2043 | 3.6598 | 3.4273 | 7.9804 | 6.1366 | 5.4742 | 3.4273 | 20.38 | 0.12611 | 7.5674e-05
3714 | 0 | 8.1915e-05 | 4.047 | 3.6597 | 3.4273 | 7.3996 | 6.1363 | 5.4742 | 3.4273 | 18.84 | 0.091111 | 0.00021131
3715 | 0 | 8.154e-05 | 3.9548 | 3.6596 | 3.4273 | 7.0784 | 6.1359 | 5.4742 | 3.4273 | 17.88 | 0.013889 | 0.00022271
3716 | 0 | 8.3306e-05 | 3.8399 | 3.6594 | 3.4273 | 6.697 | 6.1355 | 5.4742 | 3.4273 | 16.62 | 0.0022222 | 0.00023588
3717 | 1.5813e-05 | 8.3143e-05 | 3.6418 | 3.6592 | 3.4273 | 6.0829 | 6.1349 | 5.4742 | 3.4273 | 14.26 | 0 | 0.00023854
3718 | 3.7183e-05 | 9.3225e-05 | 3.5639 | 3.6591 | 3.4273 | 5.8555 | 6.1344 | 5.4742 | 3.4273 | 13.26 | 0 | 1.3941e-05
3719 | 4.6585e-05 | 9.9273e-05 | 3.5306 | 3.6589 | 3.4273 | 5.7607 | 6.1339 | 5.4742 | 3.4273 | 12.82 | 0 | 7.0889e-06
3720 | 4.1029e-05 | 9.9373e-05 | 3.5502 | 3.6588 | 3.4273 | 5.8163 | 6.1337 | 5.4742 | 3.4273 | 13.08 | 0 | 8.6248e-06
3721 | 2.7353e-05 | 9.6934e-05 | 3.5993 | 3.6587 | 3.4273 | 5.958 | 6.1333 | 5.4742 | 3.4273 | 13.72 | 0 | 1.3941e-05
3722 | 2.2652e-05 | 9.6174e-05 | 3.6165 | 3.6586 | 3.4273 | 6.0083 | 6.1331 | 5.4742 | 3.4273 | 13.94 | 0 | 8.1522e-06
3723 | 1.5813e-05 | 9.4235e-05 | 3.6418 | 3.6585 | 3.4273 | 6.0829 | 6.1328 | 5.4742 | 3.4273 | 14.26 | 0.0022222 | 1.2051e-05
3724 | 1.5813e-05 | 9.4239e-05 | 3.6418 | 3.6584 | 3.4273 | 6.0829 | 6.1323 | 5.4742 | 3.4273 | 14.26 | 0.0066667 | 1.146e-05
3725 | 7.2656e-06 | 9.167e-05 | 3.6739 | 3.6583 | 3.4273 | 6.179 | 6.132 | 5.4742 | 3.4273 | 14.66 | 0.034444 | 1.0811e-05
3726 | 0 | 8.9485e-05 | 3.7165 | 3.6583 | 3.4273 | 6.3084 | 6.132 | 5.4742 | 3.4273 | 15.18 | 0.14833 | 1.4828e-05
3727 | 0 | 8.945e-05 | 3.8188 | 3.6585 | 3.4273 | 6.6289 | 6.1327 | 5.4742 | 3.4273 | 16.38 | 0.28222 | 0.00049256
3728 | 0 | 8.8962e-05 | 3.9965 | 3.6587 | 3.4273 | 7.2221 | 6.1332 | 5.4742 | 3.4273 | 18.32 | 0.59611 | 0.00011195
3729 | 0 | 8.7279e-05 | 4.0352 | 3.6589 | 3.4273 | 7.3578 | 6.1339 | 5.4742 | 3.4273 | 18.72 | 0.49278 | 6.5277e-05
3730 | 0 | 8.6141e-05 | 4.047 | 3.6591 | 3.4273 | 7.3996 | 6.1344 | 5.4742 | 3.4273 | 18.84 | 0.65833 | 0.00011389
3731 | 0 | 8.7435e-05 | 3.7551 | 3.6591 | 3.4273 | 6.4275 | 6.1347 | 5.4742 | 3.4273 | 15.64 | 0.60722 | 0.00011472
3732 | 0 | 8.3078e-05 | 3.7996 | 3.6592 | 3.4273 | 6.5677 | 6.1348 | 5.4742 | 3.4273 | 16.16 | 0.31889 | 0.00022998
3733 | 0 | 7.98e-05 | 4.0352 | 3.6593 | 3.4273 | 7.3578 | 6.1352 | 5.4742 | 3.4273 | 18.72 | 0.52833 | 0.00010722
3734 | 0 | 7.9148e-05 | 4.047 | 3.6594 | 3.4273 | 7.3996 | 6.1354 | 5.4742 | 3.4273 | 18.84 | 0.43556 | 0.00012323
3735 | 0 | 7.6537e-05 | 4.047 | 3.6596 | 3.4273 | 7.3996 | 6.136 | 5.4742 | 3.4273 | 18.84 | 0.22444 | 0.00012358
3736 | 0 | 7.73e-05 | 4.0948 | 3.6598 | 3.4273 | 7.5713 | 6.1367 | 5.4742 | 3.4273 | 19.32 | 0.18944 | 6.8526e-05
3737 | 2.6925e-05 | 8.8783e-05 | 3.6008 | 3.6601 | 3.4273 | 5.9625 | 6.1375 | 5.4742 | 3.4273 | 13.74 | 0.14833 | 6.9235e-05
3738 | 1.795e-05 | 8.7168e-05 | 3.6338 | 3.6605 | 3.4273 | 6.0594 | 6.1386 | 5.4742 | 3.4273 | 14.16 | 0.095 | 0.00024149
3739 | 1.1112e-05 | 8.4744e-05 | 3.6594 | 3.6609 | 3.4273 | 6.1354 | 6.1398 | 5.4742 | 3.4273 | 14.48 | 0.027222 | 0.0002282
3740 | 1.4104e-05 | 8.7402e-05 | 3.6482 | 3.6613 | 3.4273 | 6.1019 | 6.1412 | 5.4742 | 3.4273 | 14.34 | 0.0022222 | 0.00019908
3741 | 0 | 7.8272e-05 | 3.705 | 3.6617 | 3.4273 | 6.273 | 6.1424 | 5.4742 | 3.4273 | 15.04 | 0 | 0.00023151
3742 | 0 | 8.1931e-05 | 3.7551 | 3.6622 | 3.4273 | 6.4275 | 6.1437 | 5.4742 | 3.4273 | 15.64 | 0 | 1.1756e-05
3743 | 0 | 8.516e-05 | 3.7551 | 3.6626 | 3.4273 | 6.4275 | 6.145 | 5.4742 | 3.4273 | 15.64 | 0 | 1.0161e-05
3744 | 0 | 8.6929e-05 | 3.791 | 3.6629 | 3.4273 | 6.5403 | 6.1461 | 5.4742 | 3.4273 | 16.06 | 0 | 7.5615e-06
3745 | 0 | 8.8594e-05 | 3.7738 | 3.6632 | 3.4273 | 6.4861 | 6.1469 | 5.4742 | 3.4273 | 15.86 | 0 | 9.3337e-06
3746 | 1.1112e-05 | 9.258e-05 | 3.6594 | 3.6635 | 3.4273 | 6.1354 | 6.1478 | 5.4742 | 3.4273 | 14.48 | 0 | 8.8611e-06
3747 | 5.2711e-06 | 9.0941e-05 | 3.6815 | 3.6638 | 3.4273 | 6.2018 | 6.1485 | 5.4742 | 3.4273 | 14.7533 | 0 | 1.0279e-05
3748 | 0 | 8.9365e-05 | 3.705 | 3.664 | 3.4273 | 6.273 | 6.1491 | 5.4742 | 3.4273 | 15.04 | 0.0088889 | 1.3882e-05
3749 | 0 | 8.936e-05 | 3.705 | 3.6641 | 3.4273 | 6.273 | 6.1496 | 5.4742 | 3.4273 | 15.04 | 0.057778 | 1.276e-05
3750 | 0 | 8.9355e-05 | 3.791 | 3.6644 | 3.4273 | 6.5403 | 6.1505 | 5.4742 | 3.4273 | 16.06 | 0.13944 | 1.2996e-05
3751 | 0 | 8.9314e-05 | 3.7466 | 3.6651 | 3.4273 | 6.4013 | 6.1524 | 5.4742 | 3.4273 | 15.54 | 0.17167 | 0.00049705
3752 | 0 | 8.8831e-05 | 3.8666 | 3.6658 | 3.4273 | 6.784 | 6.1547 | 5.4742 | 3.4273 | 16.92 | 0.21889 | 0.00012683
3753 | 0 | 8.715e-05 | 3.8293 | 3.6667 | 3.4273 | 6.6628 | 6.1572 | 5.4742 | 3.4273 | 16.5 | 0.30556 | 7.8746e-05
3754 | 0 | 8.601e-05 | 3.9084 | 3.6675 | 3.4273 | 6.922 | 6.1598 | 5.4742 | 3.4273 | 17.38 | 0.49056 | 0.00011325
3755 | 0 | 8.7233e-05 | 3.9984 | 3.6685 | 3.4273 | 7.2288 | 6.1626 | 5.4742 | 3.4273 | 18.34 | 0.69833 | 0.00010143
3756 | 0 | 8.2936e-05 | 4.0827 | 3.6695 | 3.4273 | 7.5276 | 6.1657 | 5.4742 | 3.4273 | 19.2 | 0.41722 | 0.00021987
3757 | 0 | 7.9667e-05 | 4.0688 | 3.6705 | 3.4273 | 7.4773 | 6.1687 | 5.4742 | 3.4273 | 19.06 | 0.67889 | 0.00011543
3758 | 0 | 7.9009e-05 | 4.0948 | 3.6719 | 3.4273 | 7.5713 | 6.1729 | 5.4742 | 3.4273 | 19.32 | 0.60278 | 0.00010899
3759 | 0 | 7.6417e-05 | 4.2299 | 3.6733 | 3.4273 | 8.0792 | 6.1771 | 5.4742 | 3.4273 | 20.62 | 0.59889 | 0.00012081
3760 | 0 | 7.7175e-05 | 4.2192 | 3.6746 | 3.4273 | 8.0377 | 6.1811 | 5.4742 | 3.4273 | 20.52 | 0.42 | 7.1007e-05
3761 | 0 | 8.0566e-05 | 4.2064 | 3.676 | 3.4273 | 7.9885 | 6.1853 | 5.4742 | 3.4273 | 20.4 | 0.37111 | 7.1539e-05
3762 | 0 | 8.1652e-05 | 4.0948 | 3.6775 | 3.4273 | 7.5713 | 6.1897 | 5.4742 | 3.4273 | 19.32 | 0.16389 | 0.00020422
3763 | 0 | 8.1282e-05 | 3.9268 | 3.6788 | 3.4273 | 6.9837 | 6.1938 | 5.4742 | 3.4273 | 17.58 | 0.029444 | 0.00020818
3764 | 0 | 8.3029e-05 | 3.7165 | 3.6802 | 3.4273 | 6.3084 | 6.1978 | 5.4742 | 3.4273 | 15.18 | 0.0022222 | 0.00023594
3765 | 2.0087e-05 | 8.4173e-05 | 3.6259 | 3.6814 | 3.4273 | 6.036 | 6.2014 | 5.4742 | 3.4273 | 14.06 | 0 | 0.00021373
3766 | 3.1199e-05 | 9.1156e-05 | 3.5853 | 3.6824 | 3.4273 | 5.9174 | 6.2045 | 5.4742 | 3.4273 | 13.54 | 0 | 1.5714e-05
3767 | 3.5473e-05 | 9.5669e-05 | 3.57 | 3.6834 | 3.4273 | 5.873 | 6.2075 | 5.4742 | 3.4273 | 13.34 | 0 | 8.9202e-06
3768 | 3.1199e-05 | 9.6157e-05 | 3.5853 | 3.6843 | 3.4273 | 5.9174 | 6.2102 | 5.4742 | 3.4273 | 13.54 | 0 | 8.2704e-06
3769 | 3.7183e-05 | 9.9618e-05 | 3.5639 | 3.6851 | 3.4273 | 5.8555 | 6.2126 | 5.4742 | 3.4273 | 13.26 | 0 | 1.276e-05
3770 | 3.5473e-05 | 9.9758e-05 | 3.57 | 3.6858 | 3.4273 | 5.873 | 6.215 | 5.4742 | 3.4273 | 13.34 | 0 | 1.6954e-05
3771 | 3.7183e-05 | 0.00010038 | 3.5639 | 3.6868 | 3.4273 | 5.8555 | 6.2179 | 5.4742 | 3.4273 | 13.26 | 0.0022222 | 1.1283e-05
3772 | 3.5473e-05 | 9.9876e-05 | 3.57 | 3.6876 | 3.4273 | 5.873 | 6.2204 | 5.4742 | 3.4273 | 13.34 | 0.032222 | 7.6796e-06
3773 | 2.0087e-05 | 9.5256e-05 | 3.6259 | 3.6885 | 3.4273 | 6.036 | 6.223 | 5.4742 | 3.4273 | 14.06 | 0.11111 | 1.1106e-05
3774 | 7.2656e-06 | 9.1405e-05 | 3.6739 | 3.6894 | 3.4273 | 6.179 | 6.2259 | 5.4742 | 3.4273 | 14.66 | 0.073889 | 7.8569e-06
3775 | 0 | 8.9179e-05 | 3.7466 | 3.6905 | 3.4273 | 6.4013 | 6.2291 | 5.4742 | 3.4273 | 15.54 | 0.34444 | 0.00048736
3776 | 0 | 8.8703e-05 | 3.7265 | 3.6918 | 3.4273 | 6.3391 | 6.2329 | 5.4742 | 3.4273 | 15.3 | 0.34111 | 0.00012512
3777 | 0 | 8.7024e-05 | 3.8205 | 3.6932 | 3.4273 | 6.6345 | 6.2372 | 5.4742 | 3.4273 | 16.4 | 0.40222 | 7.8037e-05
3778 | 0 | 8.5883e-05 | 3.9084 | 3.6946 | 3.4273 | 6.922 | 6.2416 | 5.4742 | 3.4273 | 17.38 | 0.38444 | 0.00011195
3779 | 0 | 8.7088e-05 | 3.9984 | 3.6961 | 3.4273 | 7.2288 | 6.246 | 5.4742 | 3.4273 | 18.34 | 0.36944 | 0.00011691
3780 | 3.2054e-05 | 9.2429e-05 | 3.5823 | 3.6974 | 3.4273 | 5.9085 | 6.2501 | 5.4742 | 3.4273 | 13.5 | 0.39 | 0.00022336
3781 | 0 | 7.9535e-05 | 3.81 | 3.6988 | 3.4273 | 6.601 | 6.2543 | 5.4742 | 3.4273 | 16.28 | 0.235 | 0.00011372
3782 | 0 | 7.8878e-05 | 3.7165 | 3.7001 | 3.4273 | 6.3084 | 6.2583 | 5.4742 | 3.4273 | 15.18 | 0.44611 | 0.00010639
3783 | 0 | 7.6293e-05 | 3.8992 | 3.7014 | 3.4273 | 6.8915 | 6.2621 | 5.4742 | 3.4273 | 17.28 | 0.20056 | 0.00011773
3784 | 0 | 7.7045e-05 | 3.9567 | 3.7028 | 3.4273 | 7.0848 | 6.2665 | 5.4742 | 3.4273 | 17.9 | 0.43556 | 6.8703e-05
3785 | 1.5813e-05 | 8.5176e-05 | 3.6418 | 3.7044 | 3.4273 | 6.0829 | 6.2714 | 5.4742 | 3.4273 | 14.26 | 0.076667 | 6.9767e-05
3786 | 1.2822e-06 | 8.1907e-05 | 3.6967 | 3.7058 | 3.4273 | 6.248 | 6.2757 | 5.4742 | 3.4273 | 14.94 | 0.10167 | 0.00021485
3787 | 5.2711e-06 | 8.2734e-05 | 3.6815 | 3.7073 | 3.4273 | 6.2018 | 6.2802 | 5.4742 | 3.4273 | 14.7533 | 0.043333 | 0.00020127
3788 | 2.2652e-05 | 8.9688e-05 | 3.6165 | 3.7088 | 3.4273 | 6.0083 | 6.2846 | 5.4742 | 3.4273 | 13.94 | 0.0022222 | 0.00022106
3789 | 3.7183e-05 | 8.9176e-05 | 3.5639 | 3.7099 | 3.4273 | 5.8555 | 6.288 | 5.4742 | 3.4273 | 13.26 | 0 | 0.00021361
3790 | 5.6842e-05 | 9.8713e-05 | 3.4951 | 3.7108 | 3.4273 | 5.6607 | 6.2908 | 5.4742 | 3.4273 | 12.34 | 0 | 9.3337e-06
3791 | 3.5473e-05 | 9.5534e-05 | 3.57 | 3.7117 | 3.4273 | 5.873 | 6.2936 | 5.4742 | 3.4273 | 13.34 | 0 | 7.2661e-06
3792 | 3.5046e-05 | 9.7178e-05 | 3.5715 | 3.7127 | 3.4273 | 5.8774 | 6.2966 | 5.4742 | 3.4273 | 13.36 | 0 | 2.0912e-05
3793 | 2.9062e-05 | 9.7049e-05 | 3.5931 | 3.7136 | 3.4273 | 5.9399 | 6.2995 | 5.4742 | 3.4273 | 13.64 | 0 | 2.1503e-05
3794 | 3.932e-05 | 0.00010078 | 3.5563 | 3.7145 | 3.4273 | 5.8336 | 6.3023 | 5.4742 | 3.4273 | 13.16 | 0 | 1.6423e-05
3795 | 5.6842e-05 | 0.00010615 | 3.4951 | 3.7154 | 3.4273 | 5.6607 | 6.305 | 5.4742 | 3.4273 | 12.34 | 0 | 2.2212e-05
3796 | 4.1029e-05 | 0.00010141 | 3.5502 | 3.7163 | 3.4273 | 5.8163 | 6.3078 | 5.4742 | 3.4273 | 13.08 | 0.011111 | 2.5993e-05
3797 | 4.1029e-05 | 0.00010141 | 3.5502 | 3.7172 | 3.4273 | 5.8163 | 6.3106 | 5.4742 | 3.4273 | 13.08 | 0.032222 | 2.422e-05
3798 | 2.9062e-05 | 9.7814e-05 | 3.5931 | 3.7181 | 3.4273 | 5.9399 | 6.3133 | 5.4742 | 3.4273 | 13.64 | 0.12278 | 1.9494e-05
3799 | 3.5046e-05 | 9.9504e-05 | 3.5715 | 3.7189 | 3.4273 | 5.8774 | 6.3157 | 5.4742 | 3.4273 | 13.36 | 0.19 | 0.00046793
3800 | 3.5046e-05 | 9.9088e-05 | 3.5715 | 3.7197 | 3.4273 | 5.8774 | 6.3181 | 5.4742 | 3.4273 | 13.36 | 0.48278 | 0.00046669
3801 | 4.6585e-05 | 0.00010087 | 3.5306 | 3.7203 | 3.4273 | 5.7607 | 6.32 | 5.4742 | 3.4273 | 12.82 | 0.29556 | 0.00012654
3802 | 2.2224e-05 | 9.2421e-05 | 3.618 | 3.721 | 3.4273 | 6.0129 | 6.322 | 5.4742 | 3.4273 | 13.96 | 0.35944 | 0.00012293
3803 | 7.2656e-06 | 8.912e-05 | 3.6739 | 3.7214 | 3.4273 | 6.179 | 6.3233 | 5.4742 | 3.4273 | 14.66 | 0.45488 | 8.7607e-05
3804 | 2.2224e-05 | 8.9377e-05 | 3.618 | 3.7215 | 3.4273 | 6.0129 | 6.3238 | 5.4742 | 3.4273 | 13.96 | 0.40944 | 9.8831e-05
3805 | 0 | 7.9402e-05 | 3.8013 | 3.7218 | 3.4273 | 6.5733 | 6.3245 | 5.4742 | 3.4273 | 16.18 | 0.13944 | 8.5776e-05
3806 | 1.1112e-05 | 8.2086e-05 | 3.6594 | 3.7216 | 3.4273 | 6.1354 | 6.3239 | 5.4742 | 3.4273 | 14.48 | 0.13444 | 8.6071e-05
3807 | 7.5648e-05 | 9.8869e-05 | 3.4317 | 3.7217 | 3.4273 | 5.4862 | 6.3243 | 5.4742 | 3.4273 | 11.46 | 0.31222 | 0.00025839
3808 | 2.2224e-05 | 8.3586e-05 | 3.618 | 3.7221 | 3.4273 | 6.0129 | 6.3255 | 5.4742 | 3.4273 | 13.96 | 0.23 | 0.00025863
3809 | 5.4278e-05 | 9.6583e-05 | 3.5039 | 3.7225 | 3.4273 | 5.6854 | 6.3266 | 5.4742 | 3.4273 | 12.46 | 0.13944 | 4.0997e-05
3810 | 8.5905e-05 | 0.00010716 | 3.3981 | 3.7228 | 3.4273 | 5.3954 | 6.3277 | 5.4742 | 3.4273 | 10.98 | 0.032222 | 4.6019e-05
3811 | 8.5905e-05 | 0.00010679 | 3.3981 | 3.7232 | 3.4273 | 5.3954 | 6.329 | 5.4742 | 3.4273 | 10.98 | 0.017222 | 3.6862e-05
3812 | 8.4623e-05 | 0.0001081 | 3.4023 | 3.7236 | 3.4273 | 5.4066 | 6.33 | 5.4742 | 3.4273 | 11.04 | 0.0022222 | 0.0001569
3813 | 8.8897e-05 | 0.00010457 | 3.3884 | 3.7238 | 3.4273 | 5.3695 | 6.3307 | 5.4742 | 3.4273 | 10.84 | 0 | 0.00014692
3814 | 8.8897e-05 | 0.0001082 | 3.3884 | 3.724 | 3.4273 | 5.3695 | 6.3312 | 5.4742 | 3.4273 | 10.84 | 0 | 0.00015714
3815 | 9.5735e-05 | 0.00011348 | 3.3665 | 3.7241 | 3.4273 | 5.3112 | 6.3318 | 5.4742 | 3.4273 | 10.52 | 0 | 1.725e-05
3816 | 0.00010001 | 0.00011653 | 3.353 | 3.7243 | 3.4273 | 5.2754 | 6.3324 | 5.4742 | 3.4273 | 10.32 | 0 | 2.0676e-05
3817 | 0.00012693 | 0.00012628 | 3.27 | 3.7246 | 3.4273 | 5.0606 | 6.3331 | 5.4742 | 3.4273 | 9.06 | 0 | 2.5284e-05
3818 | 0.00013805 | 0.00013027 | 3.237 | 3.7249 | 3.4273 | 4.977 | 6.3341 | 5.4742 | 3.4273 | 8.54 | 0 | 1.9258e-05
3819 | 0.00013805 | 0.00013039 | 3.237 | 3.7253 | 3.4273 | 4.977 | 6.3352 | 5.4742 | 3.4273 | 8.54 | 0.0022222 | 2.233e-05
3820 | 0.00012693 | 0.00012706 | 3.27 | 3.7255 | 3.4273 | 5.0606 | 6.336 | 5.4742 | 3.4273 | 9.06 | 0.017222 | 2.1621e-05
3821 | 0.00012394 | 0.00012614 | 3.279 | 3.7258 | 3.4273 | 5.0836 | 6.3368 | 5.4742 | 3.4273 | 9.2 | 0.024444 | 2.5343e-05
3822 | 0.00010172 | 0.00011943 | 3.3476 | 3.726 | 3.4273 | 5.2613 | 6.3375 | 5.4742 | 3.4273 | 10.24 | 0.060556 | 2.6642e-05
3823 | 7.5648e-05 | 0.00011151 | 3.4317 | 3.7263 | 3.4273 | 5.4862 | 6.3383 | 5.4742 | 3.4273 | 11.46 | 0.19667 | 0.00044861
3824 | 5.8979e-05 | 0.0001061 | 3.4878 | 3.7265 | 3.4273 | 5.6403 | 6.3391 | 5.4742 | 3.4273 | 12.24 | 0.235 | 0.0004593
3825 | 1.5813e-05 | 9.1492e-05 | 3.6418 | 3.7268 | 3.4273 | 6.0829 | 6.3399 | 5.4742 | 3.4273 | 14.26 | 0.38444 | 0.00013711
3826 | 0 | 8.5626e-05 | 3.7365 | 3.7271 | 3.4273 | 6.37 | 6.3409 | 5.4742 | 3.4273 | 15.42 | 0.29389 | 0.00013451
3827 | 0 | 8.6797e-05 | 3.7738 | 3.7274 | 3.4273 | 6.4861 | 6.3417 | 5.4742 | 3.4273 | 15.86 | 0.68111 | 8.2999e-05
3828 | 0 | 8.2588e-05 | 3.7738 | 3.7277 | 3.4273 | 6.4861 | 6.3427 | 5.4742 | 3.4273 | 15.86 | 0.70278 | 7.7328e-05
3829 | 0 | 7.9271e-05 | 3.8756 | 3.728 | 3.4273 | 6.8135 | 6.3437 | 5.4742 | 3.4273 | 17.02 | 0.70889 | 7.3961e-05
3830 | 0 | 7.8625e-05 | 3.8992 | 3.7283 | 3.4273 | 6.8915 | 6.3446 | 5.4742 | 3.4273 | 17.28 | 0.64167 | 7.7092e-05
3831 | 0 | 7.605e-05 | 3.985 | 3.7284 | 3.4273 | 7.1823 | 6.3449 | 5.4742 | 3.4273 | 18.2 | 0.41722 | 0.00025361
3832 | 0 | 7.6785e-05 | 3.8901 | 3.7285 | 3.4273 | 6.8613 | 6.3451 | 5.4742 | 3.4273 | 17.18 | 0.29556 | 0.00026188
3833 | 0 | 8.0164e-05 | 3.8488 | 3.7288 | 3.4273 | 6.7257 | 6.346 | 5.4742 | 3.4273 | 16.72 | 0.17167 | 5.1513e-05
3834 | 0 | 8.126e-05 | 3.8013 | 3.7288 | 3.4273 | 6.5733 | 6.3462 | 5.4742 | 3.4273 | 16.18 | 0.045556 | 4.6787e-05
3835 | 0 | 8.0894e-05 | 3.7265 | 3.7289 | 3.4273 | 6.3391 | 6.3466 | 5.4742 | 3.4273 | 15.3 | 0.027222 | 4.4601e-05
3836 | 5.2711e-06 | 8.4161e-05 | 3.6815 | 3.7292 | 3.4273 | 6.2018 | 6.3473 | 5.4742 | 3.4273 | 14.7533 | 0.0022222 | 0.00015643
3837 | 9.4025e-06 | 8.0593e-05 | 3.6658 | 3.7294 | 3.4273 | 6.1547 | 6.348 | 5.4742 | 3.4273 | 14.56 | 0 | 0.00016629
3838 | 6.4535e-05 | 0.00010075 | 3.4689 | 3.7298 | 3.4273 | 5.588 | 6.3493 | 5.4742 | 3.4273 | 11.98 | 0 | 0.00014491
3839 | 4.3593e-05 | 9.7695e-05 | 3.5411 | 3.7304 | 3.4273 | 5.7905 | 6.351 | 5.4742 | 3.4273 | 12.96 | 0 | 1.2937e-05
3840 | 5.2141e-05 | 0.00010203 | 3.5113 | 3.731 | 3.4273 | 5.7061 | 6.3529 | 5.4742 | 3.4273 | 12.56 | 0 | 2.6583e-05
3841 | 4.6585e-05 | 0.000102 | 3.5306 | 3.7317 | 3.4273 | 5.7607 | 6.355 | 5.4742 | 3.4273 | 12.82 | 0 | 2.1208e-05
3842 | 4.8722e-05 | 0.00010327 | 3.5232 | 3.7324 | 3.4273 | 5.7396 | 6.3571 | 5.4742 | 3.4273 | 12.72 | 0 | 1.9435e-05
3843 | 5.8979e-05 | 0.00010643 | 3.4878 | 3.7331 | 3.4273 | 5.6403 | 6.3593 | 5.4742 | 3.4273 | 12.24 | 0.0022222 | 1.8667e-05
3844 | 5.2141e-05 | 0.00010431 | 3.5113 | 3.7338 | 3.4273 | 5.7061 | 6.3616 | 5.4742 | 3.4273 | 12.56 | 0.017222 | 2.1149e-05
3845 | 4.1029e-05 | 0.00010088 | 3.5502 | 3.7346 | 3.4273 | 5.8163 | 6.364 | 5.4742 | 3.4273 | 13.08 | 0.039444 | 2.0085e-05
3846 | 1.966e-05 | 9.4292e-05 | 3.6275 | 3.7352 | 3.4273 | 6.0407 | 6.3659 | 5.4742 | 3.4273 | 14.08 | 0.16056 | 1.979e-05
3847 | 1.5386e-05 | 9.3042e-05 | 3.6434 | 3.7357 | 3.4273 | 6.0877 | 6.3675 | 5.4742 | 3.4273 | 14.28 | 0.18389 | 0.00047041
3848 | 9.4025e-06 | 9.0864e-05 | 3.6658 | 3.7362 | 3.4273 | 6.1547 | 6.369 | 5.4742 | 3.4273 | 14.56 | 0.17889 | 0.00047998
3849 | 0 | 8.6511e-05 | 3.7165 | 3.7367 | 3.4273 | 6.3084 | 6.3704 | 5.4742 | 3.4273 | 15.18 | 0.19389 | 0.00013002
3850 | 0 | 8.549e-05 | 3.791 | 3.7371 | 3.4273 | 6.5403 | 6.3717 | 5.4742 | 3.4273 | 16.06 | 0.11444 | 0.00013233
3851 | 2.2224e-05 | 9.3318e-05 | 3.618 | 3.7376 | 3.4273 | 6.0129 | 6.3732 | 5.4742 | 3.4273 | 13.96 | 0.073889 | 8.0695e-05
3852 | 0 | 8.2459e-05 | 3.7282 | 3.7381 | 3.4273 | 6.3442 | 6.3749 | 5.4742 | 3.4273 | 15.32 | 0.29556 | 7.2011e-05
3853 | 0 | 7.9147e-05 | 3.7927 | 3.7387 | 3.4273 | 6.5458 | 6.3766 | 5.4742 | 3.4273 | 16.08 | 0.16056 | 8.1699e-05
3854 | 0 | 7.8471e-05 | 3.7466 | 3.7389 | 3.4273 | 6.4013 | 6.3774 | 5.4742 | 3.4273 | 15.54 | 0.19222 | 7.7564e-05
3855 | 5.2711e-06 | 7.7514e-05 | 3.6815 | 3.7393 | 3.4273 | 6.2018 | 6.3785 | 5.4742 | 3.4273 | 14.7533 | 0.16389 | 0.00024096
3856 | 0 | 7.6659e-05 | 3.7182 | 3.7398 | 3.4273 | 6.3135 | 6.38 | 5.4742 | 3.4273 | 15.2 | 0.10889 | 0.00026637
3857 | 0 | 8.0035e-05 | 3.8399 | 3.7402 | 3.4273 | 6.697 | 6.3814 | 5.4742 | 3.4273 | 16.62 | 0.11889 | 4.5782e-05
3858 | 0 | 8.1131e-05 | 3.8311 | 3.7407 | 3.4273 | 6.6684 | 6.383 | 5.4742 | 3.4273 | 16.52 | 0.082222 | 4.6314e-05
3859 | 0 | 8.0767e-05 | 3.7944 | 3.7412 | 3.4273 | 6.5513 | 6.3844 | 5.4742 | 3.4273 | 16.1 | 0.027222 | 3.7394e-05
3860 | 1.1112e-05 | 8.5825e-05 | 3.6594 | 3.7416 | 3.4273 | 6.1354 | 6.3858 | 5.4742 | 3.4273 | 14.48 | 0.0022222 | 0.0001631
3861 | 2.9062e-05 | 8.6351e-05 | 3.5931 | 3.7421 | 3.4273 | 5.9399 | 6.3873 | 5.4742 | 3.4273 | 13.64 | 0 | 0.00015714
3862 | 4.6585e-05 | 9.5153e-05 | 3.5306 | 3.7425 | 3.4273 | 5.7607 | 6.3884 | 5.4742 | 3.4273 | 12.82 | 0 | 0.00015554
3863 | 5.2141e-05 | 9.9942e-05 | 3.5113 | 3.7427 | 3.4273 | 5.7061 | 6.3891 | 5.4742 | 3.4273 | 12.56 | 0 | 2.0735e-05
3864 | 8.5905e-05 | 0.00011171 | 3.3981 | 3.7431 | 3.4273 | 5.3954 | 6.3902 | 5.4742 | 3.4273 | 10.98 | 0 | 1.2701e-05
3865 | 6.71e-05 | 0.00010749 | 3.4602 | 3.7435 | 3.4273 | 5.5641 | 6.3915 | 5.4742 | 3.4273 | 11.86 | 0 | 1.0751e-05
3866 | 9.1033e-05 | 0.0001152 | 3.3815 | 3.7438 | 3.4273 | 5.3512 | 6.3926 | 5.4742 | 3.4273 | 10.74 | 0 | 9.8654e-06
3867 | 7.5648e-05 | 0.0001081 | 3.4317 | 3.7441 | 3.4273 | 5.4862 | 6.3933 | 5.4742 | 3.4273 | 11.46 | 0.0022222 | 7.5615e-06
3868 | 7.5648e-05 | 0.00010793 | 3.4317 | 3.7444 | 3.4273 | 5.4862 | 6.3942 | 5.4742 | 3.4273 | 11.46 | 0.024444 | 9.0383e-06
3869 | 6.4108e-05 | 9.9143e-05 | 3.4703 | 3.7446 | 3.4273 | 5.592 | 6.3949 | 5.4742 | 3.4273 | 12 | 0.099944 | 1.3528e-05
3870 | 4.6585e-05 | 9.2157e-05 | 3.5306 | 3.7449 | 3.4273 | 5.7607 | 6.396 | 5.4742 | 3.4273 | 12.82 | 0.13667 | 1.0751e-05
3871 | 2.2224e-05 | 7.9787e-05 | 3.618 | 3.7453 | 3.4273 | 6.0129 | 6.3971 | 5.4742 | 3.4273 | 13.96 | 0.25778 | 0.00050207
3872 | 3.8465e-06 | 8.1268e-05 | 3.6869 | 3.7457 | 3.4273 | 6.2182 | 6.3985 | 5.4742 | 3.4273 | 14.82 | 0.38833 | 0.00011466
3873 | 0 | 8.2839e-05 | 3.7182 | 3.7461 | 3.4273 | 6.3135 | 6.3997 | 5.4742 | 3.4273 | 15.2 | 0.62833 | 7.3193e-05
3874 | 0 | 8.281e-05 | 3.7944 | 3.7464 | 3.4273 | 6.5513 | 6.4006 | 5.4742 | 3.4273 | 16.1 | 0.78333 | 0.00010728
3875 | 0 | 8.5779e-05 | 3.8992 | 3.7471 | 3.4273 | 6.8915 | 6.4027 | 5.4742 | 3.4273 | 17.28 | 0.85444 | 0.00011212
3876 | 0 | 8.2034e-05 | 3.9755 | 3.7479 | 3.4273 | 7.1495 | 6.4051 | 5.4742 | 3.4273 | 18.1 | 0.875 | 0.00020977
3877 | 0 | 7.8919e-05 | 4.0372 | 3.7486 | 3.4273 | 7.3648 | 6.4075 | 5.4742 | 3.4273 | 18.74 | 0.79833 | 0.00010131
3878 | 0 | 7.83e-05 | 3.985 | 3.7491 | 3.4273 | 7.1823 | 6.4091 | 5.4742 | 3.4273 | 18.2 | 0.75444 | 0.00010468
3879 | 0 | 7.5722e-05 | 4.0588 | 3.7495 | 3.4273 | 7.4418 | 6.4102 | 5.4742 | 3.4273 | 18.96 | 0.58944 | 0.00011708
3880 | 0 | 7.6296e-05 | 4.0372 | 3.7499 | 3.4273 | 7.3648 | 6.4113 | 5.4742 | 3.4273 | 18.74 | 0.40222 | 6.9235e-05
3881 | 0 | 7.9664e-05 | 4.0688 | 3.7502 | 3.4273 | 7.4773 | 6.4125 | 5.4742 | 3.4273 | 19.06 | 0.315 | 7.272e-05
3882 | 0 | 8.0781e-05 | 3.9984 | 3.7507 | 3.4273 | 7.2288 | 6.4138 | 5.4742 | 3.4273 | 18.34 | 0.16889 | 0.00021928
3883 | 0 | 8.0139e-05 | 3.8577 | 3.751 | 3.4273 | 6.7547 | 6.415 | 5.4742 | 3.4273 | 16.82 | 0.050556 | 0.00020262
3884 | 9.4025e-06 | 8.4918e-05 | 3.6658 | 3.7515 | 3.4273 | 6.1547 | 6.4165 | 5.4742 | 3.4273 | 14.56 | 0.0022222 | 0.0002386
3885 | 3.5046e-05 | 8.7217e-05 | 3.5715 | 3.7521 | 3.4273 | 5.8774 | 6.4182 | 5.4742 | 3.4273 | 13.36 | 0 | 0.00023092
3886 | 7.2228e-05 | 0.00010187 | 3.4431 | 3.7526 | 3.4273 | 5.5171 | 6.4197 | 5.4742 | 3.4273 | 11.62 | 0 | 1.5123e-05
3887 | 9.0606e-05 | 0.00010828 | 3.3829 | 3.753 | 3.4273 | 5.3548 | 6.4211 | 5.4742 | 3.4273 | 10.76 | 0 | 1.1697e-05
3888 | 0.00010386 | 0.00011265 | 3.3409 | 3.7534 | 3.4273 | 5.2436 | 6.4224 | 5.4742 | 3.4273 | 10.14 | 0 | 9.1565e-06
3889 | 0.00011539 | 0.00011483 | 3.3051 | 3.7537 | 3.4273 | 5.1505 | 6.4233 | 5.4742 | 3.4273 | 9.6 | 0 | 8.3885e-06
3890 | 0.0001342 | 0.00011762 | 3.2483 | 3.754 | 3.4273 | 5.0056 | 6.4243 | 5.4742 | 3.4273 | 8.72 | 0 | 1.2346e-05
3891 | 0.00015044 | 0.00012137 | 3.2009 | 3.7543 | 3.4273 | 4.8869 | 6.4253 | 5.4742 | 3.4273 | 7.96 | 0.0038889 | 1.1579e-05
3892 | 0.00014317 | 0.00011925 | 3.222 | 3.7546 | 3.4273 | 4.9393 | 6.4262 | 5.4742 | 3.4273 | 8.3 | 0.050556 | 1.2937e-05
3893 | 0.00010813 | 0.00010939 | 3.3275 | 3.7549 | 3.4273 | 5.2087 | 6.427 | 5.4742 | 3.4273 | 9.94 | 0.17556 | 9.4519e-06
3894 | 4.3593e-05 | 9.0073e-05 | 3.5411 | 3.7551 | 3.4273 | 5.7905 | 6.4277 | 5.4742 | 3.4273 | 12.96 | 0.31556 | 1.4709e-05
3895 | 0 | 7.5182e-05 | 3.7466 | 3.7553 | 3.4273 | 6.4013 | 6.4283 | 5.4742 | 3.4273 | 15.54 | 0.47333 | 0.00047212
3896 | 0 | 7.0399e-05 | 3.8992 | 3.7554 | 3.4273 | 6.8915 | 6.4287 | 5.4742 | 3.4273 | 17.28 | 0.625 | 0.0001214
3897 | 0 | 7.6564e-05 | 4.0827 | 3.7553 | 3.4273 | 7.5276 | 6.4284 | 5.4742 | 3.4273 | 19.2 | 0.75778 | 7.4552e-05
3898 | 0 | 8.0324e-05 | 4.2407 | 3.7553 | 3.4273 | 8.1211 | 6.4282 | 5.4742 | 3.4273 | 20.72 | 0.84056 | 0.00011271
3899 | 0 | 8.2782e-05 | 4.3766 | 3.7552 | 3.4273 | 8.6697 | 6.428 | 5.4742 | 3.4273 | 21.94 | 0.89 | 0.00011159
3900 | 0 | 8.1424e-05 | 4.461 | 3.7552 | 3.4273 | 9.0297 | 6.428 | 5.4742 | 3.4273 | 22.66 | 0.89167 | 0.00019116
3901 | 0 | 7.8724e-05 | 4.5712 | 3.7552 | 3.4273 | 9.524 | 6.4278 | 5.4742 | 3.4273 | 23.56 | 0.83167 | 0.0001087
3902 | 0 | 7.82e-05 | 4.6143 | 3.7552 | 3.4273 | 9.7252 | 6.4279 | 5.4742 | 3.4273 | 23.9 | 0.74722 | 0.00011236
3903 | 0 | 7.5561e-05 | 4.6817 | 3.7555 | 3.4273 | 10 | 6.4288 | 5.4742 | 3.4273 | 24.42 | 0.62833 | 0.00012276
3904 | 0 | 7.5785e-05 | 4.6607 | 3.7557 | 3.4273 | 9.9476 | 6.4294 | 5.4742 | 3.4273 | 24.26 | 0.48056 | 6.9294e-05
3905 | 0 | 7.9356e-05 | 4.6634 | 3.7559 | 3.4273 | 9.9602 | 6.43 | 5.4742 | 3.4273 | 24.28 | 0.32389 | 6.4922e-05
3906 | 0 | 8.0528e-05 | 4.599 | 3.756 | 3.4273 | 9.6532 | 6.4306 | 5.4742 | 3.4273 | 23.78 | 0.17889 | 0.00021444
3907 | 0 | 8.0451e-05 | 4.4444 | 3.7563 | 3.4273 | 8.9574 | 6.4314 | 5.4742 | 3.4273 | 22.52 | 0.053333 | 0.00022856
3908 | 0 | 8.1612e-05 | 4.2192 | 3.7566 | 3.4273 | 8.0377 | 6.4322 | 5.4742 | 3.4273 | 20.52 | 0.0022222 | 0.00021391
3909 | 0 | 7.7924e-05 | 4.0948 | 3.7569 | 3.4273 | 7.5713 | 6.4333 | 5.4742 | 3.4273 | 19.32 | 0 | 0.00021627
3910 | 0 | 7.9152e-05 | 3.8205 | 3.7574 | 3.4273 | 6.6345 | 6.4347 | 5.4742 | 3.4273 | 16.4 | 0 | 7.5615e-06
3911 | 0 | 7.8338e-05 | 3.8901 | 3.7579 | 3.4273 | 6.8613 | 6.4363 | 5.4742 | 3.4273 | 17.18 | 0 | 9.3337e-06
3912 | 0 | 7.6796e-05 | 3.8013 | 3.7584 | 3.4273 | 6.5733 | 6.4379 | 5.4742 | 3.4273 | 16.18 | 0 | 6.6163e-06
3913 | 0 | 7.6887e-05 | 3.705 | 3.7589 | 3.4273 | 6.273 | 6.4396 | 5.4742 | 3.4273 | 15.04 | 0 | 1.0043e-05
3914 | 5.2711e-06 | 7.8022e-05 | 3.6815 | 3.7595 | 3.4273 | 6.2018 | 6.4413 | 5.4742 | 3.4273 | 14.7533 | 0 | 1.0811e-05
3915 | 2.5216e-05 | 8.4515e-05 | 3.6071 | 3.7601 | 3.4273 | 5.9807 | 6.4433 | 5.4742 | 3.4273 | 13.82 | 0.0038889 | 1.1933e-05
3916 | 3.2054e-05 | 8.6604e-05 | 3.5823 | 3.7607 | 3.4273 | 5.9085 | 6.4452 | 5.4742 | 3.4273 | 13.5 | 0.053333 | 1.0929e-05
3917 | 9.4025e-06 | 7.964e-05 | 3.6658 | 3.7615 | 3.4273 | 6.1547 | 6.4475 | 5.4742 | 3.4273 | 14.56 | 0.17167 | 1.1283e-05
3918 | 0 | 7.685e-05 | 3.8311 | 3.7621 | 3.4273 | 6.6684 | 6.4496 | 5.4742 | 3.4273 | 16.52 | 0.32667 | 1.1756e-05
3919 | 0 | 7.4778e-05 | 3.9567 | 3.7629 | 3.4273 | 7.0848 | 6.4519 | 5.4742 | 3.4273 | 17.9 | 0.42889 | 0.00048051
3920 | 0 | 7.483e-05 | 4.154 | 3.7635 | 3.4273 | 7.7898 | 6.4538 | 5.4742 | 3.4273 | 19.9 | 0.58444 | 0.00011023
3921 | 0 | 7.5546e-05 | 4.4044 | 3.7641 | 3.4273 | 8.7865 | 6.4557 | 5.4742 | 3.4273 | 22.18 | 0.74778 | 7.9396e-05
3922 | 0 | 7.4829e-05 | 4.6817 | 3.7648 | 3.4273 | 10 | 6.458 | 5.4742 | 3.4273 | 24.42 | 0.81667 | 0.00012264
3923 | 0 | 7.8181e-05 | 5.0083 | 3.7655 | 3.4273 | 10 | 6.4601 | 5.4742 | 3.4273 | 26.74 | 0.87667 | 0.00011697
3924 | 0 | 7.5359e-05 | 5.0661 | 3.7661 | 3.4273 | 10 | 6.4622 | 5.4742 | 3.4273 | 27.12 | 0.87889 | 0.00020599
3925 | 0 | 7.6986e-05 | 5.186 | 3.7667 | 3.4273 | 10 | 6.464 | 5.4742 | 3.4273 | 27.88 | 0.82556 | 0.0001107
3926 | 0 | 7.651e-05 | 5.2152 | 3.7674 | 3.4273 | 10 | 6.4661 | 5.4742 | 3.4273 | 28.06 | 0.74 | 0.00010497
3927 | 0 | 7.4953e-05 | 5.2316 | 3.7682 | 3.4273 | 10 | 6.4687 | 5.4742 | 3.4273 | 28.16 | 0.61167 | 9.6941e-05
3928 | 0 | 7.5396e-05 | 5.1957 | 3.769 | 3.4273 | 10 | 6.4711 | 5.4742 | 3.4273 | 27.94 | 0.46722 | 7.0062e-05
3929 | 0 | 7.9092e-05 | 5.1285 | 3.7699 | 3.4273 | 10 | 6.474 | 5.4742 | 3.4273 | 27.52 | 0.26056 | 7.207e-05
3930 | 0 | 8.0509e-05 | 5.0508 | 3.7709 | 3.4273 | 10 | 6.4771 | 5.4742 | 3.4273 | 27.02 | 0.16611 | 0.00021645
3931 | 0 | 7.9882e-05 | 4.7977 | 3.772 | 3.4273 | 10 | 6.4804 | 5.4742 | 3.4273 | 25.28 | 0.060556 | 0.00022779
3932 | 0 | 8.1879e-05 | 4.4467 | 3.7729 | 3.4273 | 8.9676 | 6.4832 | 5.4742 | 3.4273 | 22.54 | 0.0038889 | 0.00022389
3933 | 0 | 7.8297e-05 | 4.3109 | 3.7737 | 3.4273 | 8.3999 | 6.4857 | 5.4742 | 3.4273 | 21.36 | 0 | 0.00021745
3934 | 0 | 7.7406e-05 | 4.2192 | 3.7744 | 3.4273 | 8.0377 | 6.4881 | 5.4742 | 3.4273 | 20.52 | 0 | 1.3705e-05
3935 | 0 | 7.7874e-05 | 4.154 | 3.775 | 3.4273 | 7.7898 | 6.4899 | 5.4742 | 3.4273 | 19.9 | 0 | 1.2642e-05
3936 | 0 | 7.7619e-05 | 3.9755 | 3.7754 | 3.4273 | 7.1495 | 6.4913 | 5.4742 | 3.4273 | 18.1 | 0 | 7.7387e-06
3937 | 0 | 7.6564e-05 | 3.9361 | 3.7758 | 3.4273 | 7.015 | 6.4926 | 5.4742 | 3.4273 | 17.68 | 0 | 1.2346e-05
3938 | 0 | 7.6944e-05 | 3.8399 | 3.7761 | 3.4273 | 6.697 | 6.4935 | 5.4742 | 3.4273 | 16.62 | 0 | 1.0102e-05
3939 | 0 | 7.673e-05 | 3.7841 | 3.7764 | 3.4273 | 6.5185 | 6.4943 | 5.4742 | 3.4273 | 15.98 | 0.0038889 | 1.1224e-05
3940 | 0 | 7.6676e-05 | 3.8013 | 3.7767 | 3.4273 | 6.5733 | 6.4953 | 5.4742 | 3.4273 | 16.18 | 0.047778 | 8.9202e-06
3941 | 0 | 7.6478e-05 | 3.8901 | 3.777 | 3.4273 | 6.8613 | 6.4963 | 5.4742 | 3.4273 | 17.18 | 0.16056 | 1.1933e-05
3942 | 0 | 7.6929e-05 | 3.9984 | 3.7774 | 3.4273 | 7.2288 | 6.4974 | 5.4742 | 3.4273 | 18.34 | 0.33111 | 1.0456e-05
3943 | 0 | 7.4821e-05 | 4.1769 | 3.7777 | 3.4273 | 7.876 | 6.4985 | 5.4742 | 3.4273 | 20.12 | 0.44667 | 0.00049221
3944 | 0 | 7.0741e-05 | 4.502 | 3.7781 | 3.4273 | 9.2103 | 6.4996 | 5.4742 | 3.4273 | 23 | 0.585 | 0.00011472
3945 | 0 | 7.3933e-05 | 4.7593 | 3.7784 | 3.4273 | 10 | 6.5006 | 5.4742 | 3.4273 | 25 | 0.73389 | 7.1834e-05
3946 | 0 | 7.8312e-05 | 5.0661 | 3.7787 | 3.4273 | 10 | 6.5015 | 5.4742 | 3.4273 | 27.12 | 0.81 | 9.2983e-05
3947 | 0 | 8.0827e-05 | 5.3016 | 3.7791 | 3.4273 | 10 | 6.5027 | 5.4742 | 3.4273 | 28.58 | 0.86111 | 0.00011378
3948 | 0 | 7.8532e-05 | 5.3665 | 3.7794 | 3.4273 | 10 | 6.5039 | 5.4742 | 3.4273 | 28.96 | 0.85833 | 0.00019683
3949 | 0 | 7.6745e-05 | 5.4939 | 3.7796 | 3.4273 | 10 | 6.5045 | 5.4742 | 3.4273 | 29.68 | 0.81 | 0.00010072
3950 | 0 | 7.6225e-05 | 5.5121 | 3.78 | 3.4273 | 10 | 6.5056 | 5.4742 | 3.4273 | 29.78 | 0.69833 | 0.00011112
3951 | 0 | 7.4015e-05 | 5.5935 | 3.7803 | 3.4273 | 10 | 6.5065 | 5.4742 | 3.4273 | 30.22 | 0.59944 | 0.00010373
3952 | 0 | 7.414e-05 | 5.6161 | 3.7806 | 3.4273 | 10 | 6.5075 | 5.4742 | 3.4273 | 30.34 | 0.44333 | 6.7935e-05
3953 | 0 | 7.743e-05 | 5.5711 | 3.7808 | 3.4273 | 10 | 6.5082 | 5.4742 | 3.4273 | 30.1 | 0.29778 | 8.2467e-05
3954 | 0 | 7.8854e-05 | 5.3978 | 3.7811 | 3.4273 | 10 | 6.509 | 5.4742 | 3.4273 | 29.14 | 0.13667 | 0.000236
3955 | 0 | 8.0753e-05 | 5.2547 | 3.7812 | 3.4273 | 10 | 6.5095 | 5.4742 | 3.4273 | 28.3 | 0.013889 | 0.00021426
3956 | 0 | 8.1405e-05 | 5.0508 | 3.7814 | 3.4273 | 10 | 6.51 | 5.4742 | 3.4273 | 27.02 | 0.0022222 | 0.0002132
3957 | 0 | 7.6619e-05 | 4.7162 | 3.7815 | 3.4273 | 10 | 6.5104 | 5.4742 | 3.4273 | 24.68 | 0 | 0.00019554
3958 | 0 | 7.6441e-05 | 4.2755 | 3.7815 | 3.4273 | 8.2582 | 6.5104 | 5.4742 | 3.4273 | 21.04 | 0 | 9.3337e-06
3959 | 0 | 7.7341e-05 | 4.2624 | 3.7815 | 3.4273 | 8.2062 | 6.5104 | 5.4742 | 3.4273 | 20.92 | 0 | 1.2878e-05
3960 | 0 | 7.6054e-05 | 4.1437 | 3.7814 | 3.4273 | 7.7512 | 6.5102 | 5.4742 | 3.4273 | 19.8 | 0 | 2.0085e-05
3961 | 0 | 7.6362e-05 | 4.113 | 3.7813 | 3.4273 | 7.6378 | 6.5098 | 5.4742 | 3.4273 | 19.5 | 0 | 1.9908e-05
3962 | 0 | 7.6291e-05 | 4.0255 | 3.781 | 3.4273 | 7.3234 | 6.5089 | 5.4742 | 3.4273 | 18.62 | 0 | 1.8313e-05
3963 | 0 | 7.6688e-05 | 3.9567 | 3.7806 | 3.4273 | 7.0848 | 6.5076 | 5.4742 | 3.4273 | 17.9 | 0.0022222 | 1.6186e-05
3964 | 0 | 7.6354e-05 | 3.9755 | 3.7802 | 3.4273 | 7.1495 | 6.5064 | 5.4742 | 3.4273 | 18.1 | 0.036667 | 2.3748e-05
3965 | 0 | 7.6591e-05 | 4.0588 | 3.7799 | 3.4273 | 7.4418 | 6.5052 | 5.4742 | 3.4273 | 18.96 | 0.15167 | 2.3511e-05
3966 | 0 | 7.6484e-05 | 4.1334 | 3.7796 | 3.4273 | 7.7131 | 6.5046 | 5.4742 | 3.4273 | 19.7 | 0.27222 | 2.4811e-05
3967 | 0 | 7.5108e-05 | 4.2515 | 3.7794 | 3.4273 | 8.1635 | 6.5039 | 5.4742 | 3.4273 | 20.82 | 0.37389 | 0.00045918
3968 | 0 | 7.151e-05 | 4.2407 | 3.7792 | 3.4273 | 8.1211 | 6.5032 | 5.4742 | 3.4273 | 20.72 | 0.42167 | 0.00044814
3969 | 0 | 7.4057e-05 | 4.1665 | 3.7791 | 3.4273 | 7.8366 | 6.5027 | 5.4742 | 3.4273 | 20.02 | 0.26944 | 0.00013339
3970 | 0 | 7.8785e-05 | 4.154 | 3.779 | 3.4273 | 7.7898 | 6.5024 | 5.4742 | 3.4273 | 19.9 | 0.39323 | 0.00012417
3971 | 0 | 8.1026e-05 | 3.8311 | 3.779 | 3.4273 | 6.6684 | 6.5025 | 5.4742 | 3.4273 | 16.52 | 0.355 | 8.5421e-05
3972 | 0 | 7.8496e-05 | 3.7841 | 3.779 | 3.4273 | 6.5185 | 6.5025 | 5.4742 | 3.4273 | 15.98 | 0.47056 | 7.1125e-05
3973 | 0 | 7.6258e-05 | 3.7841 | 3.779 | 3.4273 | 6.5185 | 6.5026 | 5.4742 | 3.4273 | 15.98 | 0.74111 | 6.9707e-05
3974 | 0 | 7.593e-05 | 3.81 | 3.7791 | 3.4273 | 6.601 | 6.5028 | 5.4742 | 3.4273 | 16.28 | 0.48056 | 7.207e-05
3975 | 0 | 7.3751e-05 | 4.0139 | 3.7793 | 3.4273 | 7.2826 | 6.5034 | 5.4742 | 3.4273 | 18.5 | 0.21944 | 0.00024593
3976 | 0 | 7.3848e-05 | 4.1252 | 3.7794 | 3.4273 | 7.6828 | 6.5038 | 5.4742 | 3.4273 | 19.62 | 0.23278 | 0.00027464
3977 | 0 | 7.7408e-05 | 4.0948 | 3.7796 | 3.4273 | 7.5713 | 6.5043 | 5.4742 | 3.4273 | 19.32 | 0.071667 | 4.212e-05
3978 | 0 | 7.8898e-05 | 4.0688 | 3.7797 | 3.4273 | 7.4773 | 6.5048 | 5.4742 | 3.4273 | 19.06 | 0.034444 | 4.1234e-05
3979 | 0 | 7.918e-05 | 4.047 | 3.7798 | 3.4273 | 7.3996 | 6.5052 | 5.4742 | 3.4273 | 18.84 | 0.011111 | 3.9698e-05
3980 | 0 | 8.1479e-05 | 3.9084 | 3.7802 | 3.4273 | 6.922 | 6.5062 | 5.4742 | 3.4273 | 17.38 | 0.0022222 | 0.00015217
3981 | 0 | 7.7751e-05 | 3.7466 | 3.7803 | 3.4273 | 6.4013 | 6.5067 | 5.4742 | 3.4273 | 15.54 | 0 | 0.00015093
3982 | 0 | 7.7564e-05 | 3.7841 | 3.7803 | 3.4273 | 6.5185 | 6.5067 | 5.4742 | 3.4273 | 15.98 | 0 | 0.00014255
3983 | 0 | 7.7522e-05 | 3.7282 | 3.7803 | 3.4273 | 6.3442 | 6.5065 | 5.4742 | 3.4273 | 15.32 | 0 | 1.8845e-05
3984 | 2.5216e-05 | 8.2759e-05 | 3.6071 | 3.7801 | 3.4273 | 5.9807 | 6.5061 | 5.4742 | 3.4273 | 13.82 | 0 | 2.4279e-05
3985 | 3.932e-05 | 8.8267e-05 | 3.5563 | 3.78 | 3.4273 | 5.8336 | 6.5058 | 5.4742 | 3.4273 | 13.16 | 0 | 3.1191e-05
3986 | 5.2141e-05 | 9.159e-05 | 3.5113 | 3.7798 | 3.4273 | 5.7061 | 6.5051 | 5.4742 | 3.4273 | 12.56 | 0 | 1.8372e-05
3987 | 5.2141e-05 | 9.209e-05 | 3.5113 | 3.7795 | 3.4273 | 5.7061 | 6.5041 | 5.4742 | 3.4273 | 12.56 | 0.0022222 | 2.3984e-05
3988 | 4.3593e-05 | 8.9245e-05 | 3.5411 | 3.7792 | 3.4273 | 5.7905 | 6.5032 | 5.4742 | 3.4273 | 12.96 | 0.027222 | 1.7191e-05
3989 | 2.4788e-05 | 8.3885e-05 | 3.6086 | 3.7789 | 3.4273 | 5.9853 | 6.5021 | 5.4742 | 3.4273 | 13.84 | 0.11889 | 1.6541e-05
3990 | 3.8465e-06 | 7.7543e-05 | 3.6869 | 3.7788 | 3.4273 | 6.2182 | 6.5019 | 5.4742 | 3.4273 | 14.82 | 0.091111 | 2.4516e-05
3991 | 0 | 7.4825e-05 | 3.8311 | 3.7789 | 3.4273 | 6.6684 | 6.5022 | 5.4742 | 3.4273 | 16.52 | 0.215 | 0.00044554
3992 | 0 | 7.4487e-05 | 3.9984 | 3.7793 | 3.4273 | 7.2288 | 6.5034 | 5.4742 | 3.4273 | 18.34 | 0.34833 | 0.00045233
3993 | 0 | 7.5249e-05 | 4.0827 | 3.7797 | 3.4273 | 7.5276 | 6.5047 | 5.4742 | 3.4273 | 19.2 | 0.47056 | 0.0001351
3994 | 0 | 7.4411e-05 | 4.115 | 3.7801 | 3.4273 | 7.6453 | 6.506 | 5.4742 | 3.4273 | 19.52 | 0.59278 | 0.00013244
3995 | 0 | 7.8229e-05 | 4.2321 | 3.7806 | 3.4273 | 8.0876 | 6.5074 | 5.4742 | 3.4273 | 20.64 | 0.43389 | 8.3944e-05
3996 | 0 | 7.6897e-05 | 4.2537 | 3.781 | 3.4273 | 8.172 | 6.5089 | 5.4742 | 3.4273 | 20.84 | 0.56167 | 7.9691e-05
3997 | 0 | 7.5984e-05 | 4.2407 | 3.7816 | 3.4273 | 8.1211 | 6.5108 | 5.4742 | 3.4273 | 20.72 | 0.37667 | 8.2763e-05
3998 | 0 | 7.6213e-05 | 4.2559 | 3.7822 | 3.4273 | 8.1805 | 6.5127 | 5.4742 | 3.4273 | 20.86 | 0.25556 | 6.5277e-05
3999 | 0 | 7.4924e-05 | 4.4067 | 3.7829 | 3.4273 | 8.7963 | 6.5148 | 5.4742 | 3.4273 | 22.2 | 0.28444 | 0.00026447
4000 | 0 | 7.2534e-05 | 4.3221 | 3.7835 | 3.4273 | 8.4453 | 6.5168 | 5.4742 | 3.4273 | 21.46 | 0.25222 | 0.00023949
4001 | 0 | 7.3218e-05 | 4.3109 | 3.7842 | 3.4273 | 8.3999 | 6.519 | 5.4742 | 3.4273 | 21.36 | 0.23056 | 4.1116e-05
4002 | 0 | 7.6065e-05 | 4.1937 | 3.7849 | 3.4273 | 7.9399 | 6.5212 | 5.4742 | 3.4273 | 20.28 | 0.10167 | 3.5858e-05
4003 | 0 | 8.205e-05 | 4.1252 | 3.7857 | 3.4273 | 7.6828 | 6.5236 | 5.4742 | 3.4273 | 19.62 | 0.047778 | 3.6744e-05
4004 | 0 | 7.6583e-05 | 3.8756 | 3.7865 | 3.4273 | 6.8135 | 6.5262 | 5.4742 | 3.4273 | 17.02 | 0.0022222 | 0.00014237
4005 | 0 | 7.6307e-05 | 3.7365 | 3.7874 | 3.4273 | 6.37 | 6.5291 | 5.4742 | 3.4273 | 15.42 | 0 | 0.00014668
4006 | 3.0772e-05 | 8.5653e-05 | 3.5869 | 3.7882 | 3.4273 | 5.9219 | 6.5314 | 5.4742 | 3.4273 | 13.56 | 0 | 0.00014562
4007 | 4.1029e-05 | 8.8584e-05 | 3.5502 | 3.7887 | 3.4273 | 5.8163 | 6.5331 | 5.4742 | 3.4273 | 13.08 | 0 | 2.0381e-05
4008 | 6.1544e-05 | 9.4785e-05 | 3.479 | 3.7894 | 3.4273 | 5.616 | 6.5353 | 5.4742 | 3.4273 | 12.12 | 0 | 8.4476e-06
4009 | 7.522e-05 | 9.8924e-05 | 3.4331 | 3.7901 | 3.4273 | 5.49 | 6.5375 | 5.4742 | 3.4273 | 11.48 | 0 | 9.3337e-06
4010 | 9.3598e-05 | 0.0001034 | 3.3733 | 3.7907 | 3.4273 | 5.3293 | 6.5396 | 5.4742 | 3.4273 | 10.62 | 0 | 1.276e-05
4011 | 7.9921e-05 | 9.9681e-05 | 3.4176 | 3.7913 | 3.4273 | 5.448 | 6.5415 | 5.4742 | 3.4273 | 11.26 | 0.0038889 | 1.1815e-05
4012 | 0.00010642 | 0.00010709 | 3.3328 | 3.7918 | 3.4273 | 5.2226 | 6.5429 | 5.4742 | 3.4273 | 10.02 | 0.047778 | 8.4476e-06
4013 | 3.0772e-05 | 8.5448e-05 | 3.5869 | 3.7923 | 3.4273 | 5.9219 | 6.5445 | 5.4742 | 3.4273 | 13.56 | 0.15417 | 9.3928e-06
4014 | 0 | 7.6189e-05 | 3.7738 | 3.7931 | 3.4273 | 6.4861 | 6.547 | 5.4742 | 3.4273 | 15.86 | 0.29778 | 9.6291e-06
4015 | 0 | 7.5132e-05 | 3.9661 | 3.794 | 3.4273 | 7.117 | 6.55 | 5.4742 | 3.4273 | 18 | 0.45944 | 0.00048092
4016 | 0 | 7.4751e-05 | 4.1665 | 3.795 | 3.4273 | 7.8366 | 6.553 | 5.4742 | 3.4273 | 20.02 | 0.61889 | 0.00010066
4017 | 0 | 7.4733e-05 | 4.2407 | 3.7961 | 3.4273 | 8.1211 | 6.5565 | 5.4742 | 3.4273 | 20.72 | 0.69056 | 7.0594e-05
4018 | 0 | 7.3893e-05 | 4.4634 | 3.7972 | 3.4273 | 9.0401 | 6.5601 | 5.4742 | 3.4273 | 22.68 | 0.83556 | 0.00010911
4019 | 0 | 7.5949e-05 | 4.6322 | 3.7983 | 3.4273 | 9.8105 | 6.5635 | 5.4742 | 3.4273 | 24.04 | 0.83778 | 0.00011862
4020 | 0 | 7.6004e-05 | 4.7593 | 3.7993 | 3.4273 | 10 | 6.5667 | 5.4742 | 3.4273 | 25 | 0.86389 | 0.00019128
4021 | 0 | 7.5677e-05 | 4.8878 | 3.8003 | 3.4273 | 10 | 6.5699 | 5.4742 | 3.4273 | 25.92 | 0.80056 | 9.9067e-05
4022 | 0 | 7.5479e-05 | 4.9488 | 3.8013 | 3.4273 | 10 | 6.573 | 5.4742 | 3.4273 | 26.34 | 0.71278 | 0.00010952
4023 | 0 | 7.3566e-05 | 5.0692 | 3.8023 | 3.4273 | 10 | 6.5762 | 5.4742 | 3.4273 | 27.14 | 0.58167 | 0.00011006
4024 | 0 | 7.3167e-05 | 4.9488 | 3.8035 | 3.4273 | 10 | 6.5802 | 5.4742 | 3.4273 | 26.34 | 0.35167 | 6.5868e-05
4025 | 0 | 7.576e-05 | 5.0294 | 3.805 | 3.4273 | 10 | 6.5848 | 5.4742 | 3.4273 | 26.88 | 0.27222 | 7.0416e-05
4026 | 0 | 7.7672e-05 | 4.6843 | 3.8064 | 3.4273 | 10 | 6.5894 | 5.4742 | 3.4273 | 24.44 | 0.13444 | 0.00022921
4027 | 0 | 8.1719e-05 | 4.5888 | 3.8079 | 3.4273 | 9.6058 | 6.5941 | 5.4742 | 3.4273 | 23.7 | 0.036667 | 0.00021273
4028 | 0 | 7.7825e-05 | 4.2559 | 3.8089 | 3.4273 | 8.1805 | 6.5973 | 5.4742 | 3.4273 | 20.86 | 0.0066667 | 0.00021698
4029 | 0 | 7.6009e-05 | 4.0688 | 3.8097 | 3.4273 | 7.4773 | 6.5999 | 5.4742 | 3.4273 | 19.06 | 0 | 0.00022283
4030 | 0 | 7.6103e-05 | 3.7944 | 3.8105 | 3.4273 | 6.5513 | 6.6024 | 5.4742 | 3.4273 | 16.1 | 0 | 1.0456e-05
4031 | 5.2711e-06 | 7.8362e-05 | 3.6815 | 3.8113 | 3.4273 | 6.2018 | 6.6051 | 5.4742 | 3.4273 | 14.7533 | 0 | 9.6291e-06
4032 | 0 | 7.584e-05 | 3.705 | 3.8121 | 3.4273 | 6.273 | 6.6077 | 5.4742 | 3.4273 | 15.04 | 0 | 1.3882e-05
4033 | 6.8382e-06 | 7.8772e-05 | 3.6755 | 3.813 | 3.4273 | 6.1838 | 6.6103 | 5.4742 | 3.4273 | 14.68 | 0 | 1.022e-05
4034 | 2.4788e-05 | 8.272e-05 | 3.6086 | 3.8139 | 3.4273 | 5.9853 | 6.6132 | 5.4742 | 3.4273 | 13.84 | 0 | 8.9202e-06
4035 | 3.0772e-05 | 8.5209e-05 | 3.5869 | 3.8147 | 3.4273 | 5.9219 | 6.6159 | 5.4742 | 3.4273 | 13.56 | 0.0027778 | 9.4519e-06
4036 | 2.6925e-05 | 8.2794e-05 | 3.6008 | 3.8155 | 3.4273 | 5.9625 | 6.6184 | 5.4742 | 3.4273 | 13.74 | 0.047778 | 1.276e-05
4037 | 1.2822e-06 | 7.6507e-05 | 3.6967 | 3.8162 | 3.4273 | 6.248 | 6.6207 | 5.4742 | 3.4273 | 14.94 | 0.16111 | 8.2704e-06
4038 | 0 | 7.5283e-05 | 3.9176 | 3.8167 | 3.4273 | 6.9527 | 6.6223 | 5.4742 | 3.4273 | 17.48 | 0.29778 | 6.5572e-06
4039 | 0 | 7.5257e-05 | 4.115 | 3.817 | 3.4273 | 7.6453 | 6.6233 | 5.4742 | 3.4273 | 19.52 | 0.44 | 0.00046166
4040 | 0 | 7.2205e-05 | 4.3221 | 3.8172 | 3.4273 | 8.4453 | 6.6238 | 5.4742 | 3.4273 | 21.46 | 0.59667 | 0.00011797
4041 | 0 | 7.192e-05 | 4.3859 | 3.8172 | 3.4273 | 8.7083 | 6.6239 | 5.4742 | 3.4273 | 22.02 | 0.67556 | 7.3961e-05
4042 | 0 | 7.3227e-05 | 4.5191 | 3.8173 | 3.4273 | 9.2868 | 6.6241 | 5.4742 | 3.4273 | 23.14 | 0.74833 | 0.00010639
4043 | 0 | 7.7606e-05 | 4.7002 | 3.8173 | 3.4273 | 10 | 6.6241 | 5.4742 | 3.4273 | 24.56 | 0.81167 | 0.0001084
4044 | 0 | 7.6617e-05 | 4.7977 | 3.8172 | 3.4273 | 10 | 6.6239 | 5.4742 | 3.4273 | 25.28 | 0.76556 | 0.00024333
4045 | 0 | 7.6145e-05 | 4.8564 | 3.8172 | 3.4273 | 10 | 6.624 | 5.4742 | 3.4273 | 25.7 | 0.64222 | 0.00010308
4046 | 0 | 7.5834e-05 | 4.8592 | 3.8172 | 3.4273 | 10 | 6.6238 | 5.4742 | 3.4273 | 25.72 | 0.68778 | 0.00010167
4047 | 0 | 7.4087e-05 | 4.9312 | 3.8173 | 3.4273 | 10 | 6.624 | 5.4742 | 3.4273 | 26.22 | 0.59333 | 0.00010805
4048 | 0 | 7.4336e-05 | 4.6529 | 3.8172 | 3.4273 | 9.9098 | 6.6239 | 5.4742 | 3.4273 | 24.2 | 0.22444 | 6.7285e-05
4049 | 0 | 7.7814e-05 | 4.5537 | 3.8172 | 3.4273 | 9.4436 | 6.6238 | 5.4742 | 3.4273 | 23.42 | 0.15611 | 6.6754e-05
4050 | 0 | 7.9021e-05 | 4.5537 | 3.8171 | 3.4273 | 9.4436 | 6.6235 | 5.4742 | 3.4273 | 23.42 | 0.063333 | 0.00021078
4051 | 0 | 7.9912e-05 | 4.3766 | 3.817 | 3.4273 | 8.6697 | 6.6231 | 5.4742 | 3.4273 | 21.94 | 0.027222 | 0.00021609
4052 | 0 | 8.1594e-05 | 4.2559 | 3.8168 | 3.4273 | 8.1805 | 6.6226 | 5.4742 | 3.4273 | 20.86 | 0.0038889 | 0.00022218
4053 | 0 | 7.6583e-05 | 4.0139 | 3.8166 | 3.4273 | 7.2826 | 6.6218 | 5.4742 | 3.4273 | 18.5 | 0 | 0.00021001
4054 | 0 | 7.5953e-05 | 3.8992 | 3.8163 | 3.4273 | 6.8915 | 6.621 | 5.4742 | 3.4273 | 17.28 | 0 | 1.0456e-05
4055 | 0 | 7.6565e-05 | 3.7282 | 3.816 | 3.4273 | 6.3442 | 6.6199 | 5.4742 | 3.4273 | 15.32 | 0 | 8.0341e-06
4056 | 2.9062e-05 | 8.5418e-05 | 3.5931 | 3.8157 | 3.4273 | 5.9399 | 6.619 | 5.4742 | 3.4273 | 13.64 | 0 | 5.2576e-06
4057 | 4.6585e-05 | 9.0166e-05 | 3.5306 | 3.8153 | 3.4273 | 5.7607 | 6.6177 | 5.4742 | 3.4273 | 12.82 | 0 | 1.0692e-05
4058 | 6.4108e-05 | 9.5253e-05 | 3.4703 | 3.815 | 3.4273 | 5.592 | 6.6167 | 5.4742 | 3.4273 | 12 | 0 | 1.0102e-05
4059 | 8.5905e-05 | 0.00010156 | 3.3981 | 3.8146 | 3.4273 | 5.3954 | 6.6155 | 5.4742 | 3.4273 | 10.98 | 0.0038889 | 1.1992e-05
4060 | 9.0606e-05 | 0.00010324 | 3.3829 | 3.8144 | 3.4273 | 5.3548 | 6.6149 | 5.4742 | 3.4273 | 10.76 | 0.057778 | 7.3843e-06
4061 | 4.8722e-05 | 9.0275e-05 | 3.5232 | 3.8142 | 3.4273 | 5.7396 | 6.6142 | 5.4742 | 3.4273 | 12.72 | 0.18056 | 1.4001e-05
4062 | 6.8382e-06 | 7.8076e-05 | 3.6755 | 3.814 | 3.4273 | 6.1838 | 6.6136 | 5.4742 | 3.4273 | 14.68 | 0.27056 | 1.0692e-05
4063 | 0 | 7.4309e-05 | 3.7466 | 3.8139 | 3.4273 | 6.4013 | 6.6132 | 5.4742 | 3.4273 | 15.54 | 0.32389 | 0.00052464
4064 | 0 | 7.3833e-05 | 3.81 | 3.8138 | 3.4273 | 6.601 | 6.6128 | 5.4742 | 3.4273 | 16.28 | 0.32667 | 0.00011773
4065 | 0 | 7.5549e-05 | 3.9567 | 3.8136 | 3.4273 | 7.0848 | 6.6124 | 5.4742 | 3.4273 | 17.9 | 0.61389 | 7.5083e-05
4066 | 0 | 7.4489e-05 | 4.0139 | 3.8133 | 3.4273 | 7.2826 | 6.6115 | 5.4742 | 3.4273 | 18.5 | 0.49611 | 0.00012163
4067 | 0 | 7.7515e-05 | 4.0827 | 3.8132 | 3.4273 | 7.5276 | 6.6109 | 5.4742 | 3.4273 | 19.2 | 0.61889 | 0.00010161
4068 | 0 | 7.5806e-05 | 4.1252 | 3.813 | 3.4273 | 7.6828 | 6.6103 | 5.4742 | 3.4273 | 19.62 | 0.535 | 0.00020251
4069 | 0 | 7.5743e-05 | 4.1769 | 3.813 | 3.4273 | 7.876 | 6.6103 | 5.4742 | 3.4273 | 20.12 | 0.57093 | 0.00011065
4070 | 0 | 7.4016e-05 | 4.3538 | 3.813 | 3.4273 | 8.5748 | 6.6103 | 5.4742 | 3.4273 | 21.74 | 0.585 | 9.9717e-05
4071 | 0 | 7.243e-05 | 4.2407 | 3.8129 | 3.4273 | 8.1211 | 6.6101 | 5.4742 | 3.4273 | 20.72 | 0.60778 | 0.0001061
4072 | 0 | 7.3113e-05 | 4.2086 | 3.813 | 3.4273 | 7.9967 | 6.6104 | 5.4742 | 3.4273 | 20.42 | 0.48556 | 6.5041e-05
4073 | 0 | 7.6667e-05 | 4.1437 | 3.813 | 3.4273 | 7.7512 | 6.6106 | 5.4742 | 3.4273 | 19.8 | 0.32389 | 8.6898e-05
4074 | 0 | 7.8286e-05 | 4.0255 | 3.8133 | 3.4273 | 7.3234 | 6.6113 | 5.4742 | 3.4273 | 18.62 | 0.16889 | 0.00021326
4075 | 0 | 7.8861e-05 | 3.9084 | 3.8136 | 3.4273 | 6.922 | 6.6123 | 5.4742 | 3.4273 | 17.38 | 0.053333 | 0.00021822
4076 | 0 | 8.165e-05 | 3.705 | 3.8139 | 3.4273 | 6.273 | 6.6131 | 5.4742 | 3.4273 | 15.04 | 0.0038889 | 0.000209
4077 | 5.2141e-05 | 9.2888e-05 | 3.5113 | 3.8141 | 3.4273 | 5.7061 | 6.614 | 5.4742 | 3.4273 | 12.56 | 0 | 0.00023919
4078 | 9.0606e-05 | 0.00010415 | 3.3829 | 3.8143 | 3.4273 | 5.3548 | 6.6147 | 5.4742 | 3.4273 | 10.76 | 0 | 1.3705e-05
4079 | 0.0001124 | 0.00011022 | 3.3143 | 3.8147 | 3.4273 | 5.1743 | 6.6157 | 5.4742 | 3.4273 | 9.74 | 0 | 1.2524e-05
4080 | 0.00014745 | 0.00012043 | 3.2095 | 3.8148 | 3.4273 | 4.9083 | 6.6161 | 5.4742 | 3.4273 | 8.1 | 0 | 9.8654e-06
4081 | 0.0001607 | 0.00012394 | 3.1716 | 3.8151 | 3.4273 | 4.8147 | 6.617 | 5.4742 | 3.4273 | 7.48 | 0 | 5.612e-06
4082 | 0.000156 | 0.00012285 | 3.185 | 3.8152 | 3.4273 | 4.8475 | 6.6176 | 5.4742 | 3.4273 | 7.7 | 0 | 1.1933e-05
4083 | 0.00017779 | 0.00012922 | 3.1241 | 3.8154 | 3.4273 | 4.6991 | 6.6181 | 5.4742 | 3.4273 | 6.68 | 0.0038889 | 8.802e-06
4084 | 0.0001654 | 0.00012528 | 3.1584 | 3.8155 | 3.4273 | 4.7824 | 6.6183 | 5.4742 | 3.4273 | 7.26 | 0.057778 | 9.4519e-06
4085 | 0.00011924 | 0.00011126 | 3.2933 | 3.8155 | 3.4273 | 5.1202 | 6.6184 | 5.4742 | 3.4273 | 9.42 | 0.18667 | 1.0751e-05
4086 | 4.6585e-05 | 8.9758e-05 | 3.5306 | 3.8157 | 3.4273 | 5.7607 | 6.619 | 5.4742 | 3.4273 | 12.82 | 0.33111 | 8.9202e-06
4087 | 2.9062e-05 | 8.3275e-05 | 3.5931 | 3.816 | 3.4273 | 5.9399 | 6.62 | 5.4742 | 3.4273 | 13.64 | 0.45167 | 0.00047767
4088 | 0 | 7.3157e-05 | 3.7653 | 3.8164 | 3.4273 | 6.4594 | 6.6212 | 5.4742 | 3.4273 | 15.76 | 0.57111 | 0.00012937
4089 | 0 | 7.3738e-05 | 3.8399 | 3.8167 | 3.4273 | 6.697 | 6.6221 | 5.4742 | 3.4273 | 16.62 | 0.775 | 7.2543e-05
4090 | 0 | 7.2209e-05 | 3.9361 | 3.8171 | 3.4273 | 7.015 | 6.6234 | 5.4742 | 3.4273 | 17.68 | 0.84611 | 0.00010356
4091 | 0 | 7.6965e-05 | 4.1049 | 3.8175 | 3.4273 | 7.6081 | 6.6247 | 5.4742 | 3.4273 | 19.42 | 0.90444 | 0.00011803
4092 | 0 | 7.684e-05 | 4.154 | 3.8181 | 3.4273 | 7.7898 | 6.6266 | 5.4742 | 3.4273 | 19.9 | 0.91611 | 0.0002129
4093 | 0 | 7.6224e-05 | 4.3424 | 3.8187 | 3.4273 | 8.5281 | 6.6287 | 5.4742 | 3.4273 | 21.64 | 0.84667 | 0.00010586
4094 | 0 | 7.5764e-05 | 4.3652 | 3.8192 | 3.4273 | 8.622 | 6.6304 | 5.4742 | 3.4273 | 21.84 | 0.75778 | 0.0001126
4095 | 0 | 7.3374e-05 | 4.5339 | 3.8197 | 3.4273 | 9.3533 | 6.632 | 5.4742 | 3.4273 | 23.26 | 0.63389 | 0.00010574
4096 | 0 | 7.381e-05 | 4.599 | 3.8202 | 3.4273 | 9.6532 | 6.6334 | 5.4742 | 3.4273 | 23.78 | 0.48278 | 7.4788e-05
4097 | 0 | 7.745e-05 | 4.5888 | 3.8205 | 3.4273 | 9.6058 | 6.6345 | 5.4742 | 3.4273 | 23.7 | 0.32667 | 7.1539e-05
4098 | 0 | 7.8998e-05 | 4.4467 | 3.8213 | 3.4273 | 8.9676 | 6.6371 | 5.4742 | 3.4273 | 22.54 | 0.18111 | 0.00022537
4099 | 0 | 7.8643e-05 | 4.2624 | 3.8221 | 3.4273 | 8.2062 | 6.6395 | 5.4742 | 3.4273 | 20.92 | 0.050556 | 0.00019932
4100 | 0 | 8.0845e-05 | 3.9268 | 3.8227 | 3.4273 | 6.9837 | 6.6414 | 5.4742 | 3.4273 | 17.58 | 0.0027778 | 0.00021497
4101 | 0 | 7.7106e-05 | 3.7738 | 3.8232 | 3.4273 | 6.4861 | 6.643 | 5.4742 | 3.4273 | 15.86 | 0 | 0.00020144
4102 | 1.2822e-06 | 7.6569e-05 | 3.6967 | 3.8235 | 3.4273 | 6.248 | 6.644 | 5.4742 | 3.4273 | 14.94 | 0 | 1.2287e-05
4103 | 4.8722e-05 | 9.1401e-05 | 3.5232 | 3.8238 | 3.4273 | 5.7396 | 6.6449 | 5.4742 | 3.4273 | 12.72 | 0 | 9.5109e-06
4104 | 7.0092e-05 | 9.6861e-05 | 3.4502 | 3.824 | 3.4273 | 5.5366 | 6.6456 | 5.4742 | 3.4273 | 11.72 | 0 | 9.9245e-06
4105 | 6.4108e-05 | 9.5031e-05 | 3.4703 | 3.8242 | 3.4273 | 5.592 | 6.6462 | 5.4742 | 3.4273 | 12 | 0 | 1.2406e-05
4106 | 0.00010386 | 0.00010699 | 3.3409 | 3.8243 | 3.4273 | 5.2436 | 6.6468 | 5.4742 | 3.4273 | 10.14 | 0 | 1.2819e-05
4107 | 9.9581e-05 | 0.00010541 | 3.3543 | 3.8246 | 3.4273 | 5.279 | 6.6475 | 5.4742 | 3.4273 | 10.34 | 0.0038889 | 9.8063e-06
4108 | 0.00010813 | 0.00010704 | 3.3275 | 3.8248 | 3.4273 | 5.2087 | 6.6482 | 5.4742 | 3.4273 | 9.94 | 0.057778 | 9.3337e-06
4109 | 5.4278e-05 | 9.1745e-05 | 3.5039 | 3.825 | 3.4273 | 5.6854 | 6.6489 | 5.4742 | 3.4273 | 12.46 | 0.18778 | 1.1874e-05
4110 | 0 | 7.4597e-05 | 3.9268 | 3.8252 | 3.4273 | 6.9837 | 6.6496 | 5.4742 | 3.4273 | 17.58 | 0.32722 | 1.0102e-05
4111 | 0 | 7.464e-05 | 4.2192 | 3.8255 | 3.4273 | 8.0377 | 6.6504 | 5.4742 | 3.4273 | 20.52 | 0.47667 | 0.00049303
4112 | 0 | 7.0913e-05 | 4.4467 | 3.8258 | 3.4273 | 8.9676 | 6.6516 | 5.4742 | 3.4273 | 22.54 | 0.62611 | 0.00011218
4113 | 0 | 7.2043e-05 | 4.5888 | 3.8262 | 3.4273 | 9.6058 | 6.6526 | 5.4742 | 3.4273 | 23.7 | 0.75167 | 6.445e-05
4114 | 0 | 7.142e-05 | 4.7593 | 3.8266 | 3.4273 | 10 | 6.654 | 5.4742 | 3.4273 | 25 | 0.82778 | 0.00010811
4115 | 0 | 7.7415e-05 | 4.9488 | 3.827 | 3.4273 | 10 | 6.6555 | 5.4742 | 3.4273 | 26.34 | 0.88167 | 0.00011561
4116 | 0 | 7.6498e-05 | 5.1128 | 3.8274 | 3.4273 | 10 | 6.6565 | 5.4742 | 3.4273 | 27.42 | 0.88444 | 0.00021751
4117 | 0 | 7.5442e-05 | 5.2481 | 3.8277 | 3.4273 | 10 | 6.6574 | 5.4742 | 3.4273 | 28.26 | 0.83278 | 0.00010669
4118 | 0 | 7.5268e-05 | 5.3389 | 3.8278 | 3.4273 | 10 | 6.6579 | 5.4742 | 3.4273 | 28.8 | 0.75167 | 9.6586e-05
4119 | 0 | 7.2882e-05 | 5.3734 | 3.828 | 3.4273 | 10 | 6.6584 | 5.4742 | 3.4273 | 29 | 0.62611 | 0.00011525
4120 | 0 | 7.3367e-05 | 5.4224 | 3.8281 | 3.4273 | 10 | 6.6587 | 5.4742 | 3.4273 | 29.28 | 0.47667 | 6.315e-05
4121 | 0 | 7.6679e-05 | 5.3527 | 3.828 | 3.4273 | 10 | 6.6585 | 5.4742 | 3.4273 | 28.88 | 0.32111 | 7.3134e-05
4122 | 0 | 7.7839e-05 | 5.2547 | 3.8279 | 3.4273 | 10 | 6.6581 | 5.4742 | 3.4273 | 28.3 | 0.17556 | 0.00020877
4123 | 0 | 7.9386e-05 | 4.9488 | 3.8278 | 3.4273 | 10 | 6.6578 | 5.4742 | 3.4273 | 26.34 | 0.050556 | 0.00018679
4124 | 0 | 8.0012e-05 | 4.5339 | 3.8277 | 3.4273 | 9.3533 | 6.6577 | 5.4742 | 3.4273 | 23.26 | 0.0027778 | 0.00021603
4125 | 0 | 7.6331e-05 | 4.2887 | 3.8278 | 3.4273 | 8.3108 | 6.658 | 5.4742 | 3.4273 | 21.16 | 0 | 0.00021373
4126 | 0 | 7.5022e-05 | 4.2321 | 3.828 | 3.4273 | 8.0876 | 6.6586 | 5.4742 | 3.4273 | 20.64 | 0 | 1.2642e-05
4127 | 0 | 7.5995e-05 | 4.047 | 3.8282 | 3.4273 | 7.3996 | 6.6591 | 5.4742 | 3.4273 | 18.84 | 0 | 1.5714e-05
4128 | 0 | 7.5569e-05 | 3.8992 | 3.8283 | 3.4273 | 6.8915 | 6.6595 | 5.4742 | 3.4273 | 17.28 | 0 | 2.1621e-05
4129 | 0 | 7.3839e-05 | 3.8399 | 3.8284 | 3.4273 | 6.697 | 6.6599 | 5.4742 | 3.4273 | 16.62 | 0 | 2.2803e-05
4130 | 0 | 7.5653e-05 | 4.0042 | 3.8285 | 3.4273 | 7.2488 | 6.6602 | 5.4742 | 3.4273 | 18.4 | 0 | 1.9258e-05
4131 | 0 | 7.4074e-05 | 3.8756 | 3.8286 | 3.4273 | 6.8135 | 6.6603 | 5.4742 | 3.4273 | 17.02 | 0.0038889 | 2.0203e-05
4132 | 0 | 7.5167e-05 | 3.8756 | 3.8286 | 3.4273 | 6.8135 | 6.6604 | 5.4742 | 3.4273 | 17.02 | 0.053333 | 2.3571e-05
4133 | 0 | 7.5203e-05 | 4.1049 | 3.8286 | 3.4273 | 7.6081 | 6.6606 | 5.4742 | 3.4273 | 19.42 | 0.18167 | 2.168e-05
4134 | 0 | 7.527e-05 | 4.3538 | 3.8287 | 3.4273 | 8.5748 | 6.6608 | 5.4742 | 3.4273 | 21.74 | 0.31889 | 1.6659e-05
4135 | 0 | 7.4626e-05 | 4.7296 | 3.8288 | 3.4273 | 10 | 6.661 | 5.4742 | 3.4273 | 24.78 | 0.47056 | 0.00047708
4136 | 0 | 7.2077e-05 | 5.1128 | 3.8288 | 3.4273 | 10 | 6.6612 | 5.4742 | 3.4273 | 27.42 | 0.62611 | 0.00045865
4137 | 0 | 7.0796e-05 | 5.2747 | 3.829 | 3.4273 | 10 | 6.6618 | 5.4742 | 3.4273 | 28.42 | 0.73389 | 0.00012677
4138 | 0 | 7.289e-05 | 5.5267 | 3.8292 | 3.4273 | 10 | 6.6624 | 5.4742 | 3.4273 | 29.86 | 0.82889 | 0.00011915
4139 | 0 | 7.8055e-05 | 5.6351 | 3.8294 | 3.4273 | 10 | 6.6631 | 5.4742 | 3.4273 | 30.44 | 0.87056 | 8.1345e-05
4140 | 0 | 7.661e-05 | 5.8325 | 3.8295 | 3.4273 | 10 | 6.6634 | 5.4742 | 3.4273 | 31.44 | 0.86278 | 6.7994e-05
4141 | 0 | 7.5924e-05 | 5.853 | 3.8298 | 3.4273 | 10 | 6.6645 | 5.4742 | 3.4273 | 31.54 | 0.74833 | 8.6898e-05
4142 | 0 | 7.6035e-05 | 5.9534 | 3.8301 | 3.4273 | 10 | 6.6654 | 5.4742 | 3.4273 | 32.02 | 0.65 | 6.6754e-05
4143 | 0 | 7.4271e-05 | 5.9876 | 3.8302 | 3.4273 | 10 | 6.6657 | 5.4742 | 3.4273 | 32.18 | 0.54889 | 0.00025366
4144 | 0 | 7.5128e-05 | 5.8902 | 3.8302 | 3.4273 | 10 | 6.6657 | 5.4742 | 3.4273 | 31.72 | 0.31611 | 0.00027162
4145 | 0 | 7.8521e-05 | 5.7164 | 3.8301 | 3.4273 | 10 | 6.6654 | 5.4742 | 3.4273 | 30.86 | 0.265 | 3.2018e-05
4146 | 0 | 7.9663e-05 | 5.5823 | 3.8303 | 3.4273 | 10 | 6.6659 | 5.4742 | 3.4273 | 30.16 | 0.076667 | 4.1293e-05
4147 | 0 | 7.9189e-05 | 5.4294 | 3.8304 | 3.4273 | 10 | 6.6662 | 5.4742 | 3.4273 | 29.32 | 0.017222 | 3.7453e-05
4148 | 0 | 8.043e-05 | 4.5216 | 3.8305 | 3.4273 | 9.2978 | 6.6665 | 5.4742 | 3.4273 | 23.16 | 0 | 0.00015005
4149 | 0 | 7.6239e-05 | 4.2086 | 3.8306 | 3.4273 | 7.9967 | 6.6669 | 5.4742 | 3.4273 | 20.42 | 0 | 0.00014479
4150 | 0 | 7.746e-05 | 4.1437 | 3.8307 | 3.4273 | 7.7512 | 6.6672 | 5.4742 | 3.4273 | 19.8 | 0 | 0.00014916
4151 | 0 | 7.8711e-05 | 4.1437 | 3.8308 | 3.4273 | 7.7512 | 6.6675 | 5.4742 | 3.4273 | 19.8 | 0 | 1.6127e-05
4152 | 0 | 7.747e-05 | 4.0827 | 3.8307 | 3.4273 | 7.5276 | 6.6674 | 5.4742 | 3.4273 | 19.2 | 0 | 2.7765e-05
4153 | 0 | 7.6185e-05 | 4.0139 | 3.8307 | 3.4273 | 7.2826 | 6.6672 | 5.4742 | 3.4273 | 18.5 | 0 | 1.8845e-05
4154 | 0 | 7.6049e-05 | 3.985 | 3.8305 | 3.4273 | 7.1823 | 6.6667 | 5.4742 | 3.4273 | 18.2 | 0 | 1.9613e-05
4155 | 0 | 7.5172e-05 | 3.9661 | 3.8304 | 3.4273 | 7.117 | 6.6663 | 5.4742 | 3.4273 | 18 | 0.0027778 | 1.6364e-05
4156 | 0 | 7.5348e-05 | 3.968 | 3.8304 | 3.4273 | 7.1235 | 6.6661 | 5.4742 | 3.4273 | 18.02 | 0.057778 | 2.0971e-05
4157 | 0 | 7.5063e-05 | 4.0274 | 3.8302 | 3.4273 | 7.3303 | 6.6657 | 5.4742 | 3.4273 | 18.64 | 0.17889 | 2.3925e-05
4158 | 0 | 7.5146e-05 | 4.0957 | 3.8302 | 3.4273 | 7.5746 | 6.6655 | 5.4742 | 3.4273 | 19.3289 | 0.20944 | 2.4043e-05
4159 | 0 | 6.9022e-05 | 4.2086 | 3.8302 | 3.4273 | 7.9967 | 6.6655 | 5.4742 | 3.4273 | 20.42 | 0.36444 | 0.00045806
4160 | 0 | 7.4082e-05 | 4.1937 | 3.8303 | 3.4273 | 7.9399 | 6.6658 | 5.4742 | 3.4273 | 20.28 | 0.39333 | 0.00045257
4161 | 0 | 7.8364e-05 | 4.3424 | 3.8305 | 3.4273 | 8.5281 | 6.6665 | 5.4742 | 3.4273 | 21.64 | 0.34833 | 0.00012583
4162 | 0 | 7.9149e-05 | 4.1561 | 3.8308 | 3.4273 | 7.7976 | 6.6675 | 5.4742 | 3.4273 | 19.92 | 0.62611 | 0.00013357
4163 | 0 | 8.1922e-05 | 4.049 | 3.8309 | 3.4273 | 7.4066 | 6.668 | 5.4742 | 3.4273 | 18.86 | 0.38833 | 7.6147e-05
4164 | 0 | 7.9992e-05 | 4.2559 | 3.8311 | 3.4273 | 8.1805 | 6.6686 | 5.4742 | 3.4273 | 20.86 | 0.69444 | 7.7742e-05
4165 | 5.2711e-06 | 7.8871e-05 | 3.6815 | 3.8315 | 3.4273 | 6.2018 | 6.6698 | 5.4742 | 3.4273 | 14.7533 | 0.33667 | 8.2704e-05
4166 | 0 | 7.6884e-05 | 4.0042 | 3.8317 | 3.4273 | 7.2488 | 6.6704 | 5.4742 | 3.4273 | 18.4 | 0.28444 | 7.3075e-05
4167 | 0 | 7.4514e-05 | 4.2755 | 3.8321 | 3.4273 | 8.2582 | 6.6716 | 5.4742 | 3.4273 | 21.04 | 0.46278 | 0.000264
4168 | 0 | 7.5059e-05 | 4.1252 | 3.8327 | 3.4273 | 7.6828 | 6.6737 | 5.4742 | 3.4273 | 19.62 | 0.38833 | 0.00026772
4169 | 0 | 7.8402e-05 | 4.1334 | 3.8331 | 3.4273 | 7.7131 | 6.6749 | 5.4742 | 3.4273 | 19.7 | 0.31611 | 3.3731e-05
4170 | 0 | 7.9548e-05 | 4.0608 | 3.8335 | 3.4273 | 7.4489 | 6.6763 | 5.4742 | 3.4273 | 18.98 | 0.18167 | 4.1884e-05
4171 | 0 | 7.9203e-05 | 3.9567 | 3.834 | 3.4273 | 7.0848 | 6.6779 | 5.4742 | 3.4273 | 17.9 | 0.043333 | 4.0466e-05
4172 | 0 | 8.0631e-05 | 3.8488 | 3.8345 | 3.4273 | 6.7257 | 6.6793 | 5.4742 | 3.4273 | 16.72 | 0.0038889 | 0.00016387
4173 | 0 | 7.5653e-05 | 3.7282 | 3.8348 | 3.4273 | 6.3442 | 6.6806 | 5.4742 | 3.4273 | 15.32 | 0 | 0.00016482
4174 | 6.8382e-06 | 8.0885e-05 | 3.6755 | 3.8352 | 3.4273 | 6.1838 | 6.6819 | 5.4742 | 3.4273 | 14.68 | 0 | 0.00014975
4175 | 2.4788e-05 | 8.6263e-05 | 3.6086 | 3.8356 | 3.4273 | 5.9853 | 6.6829 | 5.4742 | 3.4273 | 13.84 | 0 | 2.0381e-05
4176 | 3.5046e-05 | 8.934e-05 | 3.5715 | 3.836 | 3.4273 | 5.8774 | 6.6842 | 5.4742 | 3.4273 | 13.36 | 0 | 1.2642e-05
4177 | 3.8465e-06 | 7.7193e-05 | 3.6869 | 3.8363 | 3.4273 | 6.2182 | 6.6853 | 5.4742 | 3.4273 | 14.82 | 0 | 1.341e-05
4178 | 0 | 7.528e-05 | 3.7282 | 3.8367 | 3.4273 | 6.3442 | 6.6865 | 5.4742 | 3.4273 | 15.32 | 0 | 1.341e-05
4179 | 3.8465e-06 | 7.6088e-05 | 3.6869 | 3.8371 | 3.4273 | 6.2182 | 6.6879 | 5.4742 | 3.4273 | 14.82 | 0.0027778 | 1.1638e-05
4180 | 0 | 7.5113e-05 | 3.705 | 3.8375 | 3.4273 | 6.273 | 6.6892 | 5.4742 | 3.4273 | 15.04 | 0.032222 | 1.2169e-05
4181 | 0 | 7.4265e-05 | 3.7365 | 3.8379 | 3.4273 | 6.37 | 6.6905 | 5.4742 | 3.4273 | 15.42 | 0.10222 | 8.0932e-06
4182 | 0 | 7.4953e-05 | 3.7755 | 3.8383 | 3.4273 | 6.4915 | 6.6917 | 5.4742 | 3.4273 | 15.88 | 0.20944 | 9.8654e-06
4183 | 0 | 7.225e-05 | 3.8666 | 3.8386 | 3.4273 | 6.784 | 6.6928 | 5.4742 | 3.4273 | 16.92 | 0.3554 | 0.0005042
4184 | 0 | 7.0518e-05 | 3.9011 | 3.8389 | 3.4273 | 6.8976 | 6.6937 | 5.4742 | 3.4273 | 17.3 | 0.29389 | 0.00011059
4185 | 0 | 7.4564e-05 | 4.0042 | 3.8392 | 3.4273 | 7.2488 | 6.6948 | 5.4742 | 3.4273 | 18.4 | 0.41722 | 6.8172e-05
4186 | 0 | 7.6984e-05 | 4.0139 | 3.8395 | 3.4273 | 7.2826 | 6.6957 | 5.4742 | 3.4273 | 18.5 | 0.40611 | 0.00010125
4187 | 0 | 7.993e-05 | 4.117 | 3.8397 | 3.4273 | 7.6527 | 6.6963 | 5.4742 | 3.4273 | 19.54 | 0.52056 | 0.00011372
4188 | 0 | 7.8394e-05 | 4.2086 | 3.84 | 3.4273 | 7.9967 | 6.6974 | 5.4742 | 3.4273 | 20.42 | 0.50167 | 0.00021846
4189 | 0 | 7.6447e-05 | 4.2646 | 3.8405 | 3.4273 | 8.2148 | 6.6989 | 5.4742 | 3.4273 | 20.94 | 0.57444 | 0.00010781
4190 | 0 | 7.6136e-05 | 4.2192 | 3.8409 | 3.4273 | 8.0377 | 6.7003 | 5.4742 | 3.4273 | 20.52 | 0.40222 | 0.00011537
4191 | 0 | 7.4176e-05 | 4.1769 | 3.8415 | 3.4273 | 7.876 | 6.702 | 5.4742 | 3.4273 | 20.12 | 0.22167 | 0.00010923
4192 | 0 | 7.4906e-05 | 4.1937 | 3.8418 | 3.4273 | 7.9399 | 6.7031 | 5.4742 | 3.4273 | 20.28 | 0.12778 | 6.2441e-05
4193 | 0 | 7.8142e-05 | 4.0688 | 3.8422 | 3.4273 | 7.4773 | 6.7043 | 5.4742 | 3.4273 | 19.06 | 0.14222 | 6.9944e-05
4194 | 0 | 7.9163e-05 | 4.117 | 3.8427 | 3.4273 | 7.6527 | 6.7061 | 5.4742 | 3.4273 | 19.54 | 0.076667 | 0.00021408
4195 | 0 | 7.8311e-05 | 4.1049 | 3.8431 | 3.4273 | 7.6081 | 6.7073 | 5.4742 | 3.4273 | 19.42 | 0.034444 | 0.00019565
4196 | 0 | 7.9777e-05 | 4.049 | 3.8435 | 3.4273 | 7.4066 | 6.7087 | 5.4742 | 3.4273 | 18.86 | 0 | 0.00021828
4197 | 0 | 7.4606e-05 | 3.9984 | 3.8438 | 3.4273 | 7.2288 | 6.7096 | 5.4742 | 3.4273 | 18.34 | 0 | 0.0002116
4198 | 0 | 7.7803e-05 | 4.049 | 3.8439 | 3.4273 | 7.4066 | 6.71 | 5.4742 | 3.4273 | 18.86 | 0 | 1.4414e-05
4199 | 0 | 7.712e-05 | 4.0372 | 3.8442 | 3.4273 | 7.3648 | 6.7109 | 5.4742 | 3.4273 | 18.74 | 0 | 8.6839e-06
4200 | 0 | 7.7012e-05 | 4.0847 | 3.8443 | 3.4273 | 7.5349 | 6.7111 | 5.4742 | 3.4273 | 19.22 | 0 | 1.0043e-05
4201 | 0 | 7.5307e-05 | 4.1049 | 3.8443 | 3.4273 | 7.6081 | 6.7113 | 5.4742 | 3.4273 | 19.42 | 0 | 1.1342e-05
4202 | 0 | 7.5279e-05 | 4.1252 | 3.8444 | 3.4273 | 7.6828 | 6.7114 | 5.4742 | 3.4273 | 19.62 | 0 | 1.3174e-05
4203 | 0 | 7.5285e-05 | 4.0968 | 3.8443 | 3.4273 | 7.5787 | 6.7112 | 5.4742 | 3.4273 | 19.34 | 0.0027778 | 1.0397e-05
4204 | 0 | 7.4175e-05 | 4.0847 | 3.8443 | 3.4273 | 7.5349 | 6.7112 | 5.4742 | 3.4273 | 19.22 | 0.02 | 9.8063e-06
4205 | 0 | 7.3973e-05 | 4.0608 | 3.8443 | 3.4273 | 7.4489 | 6.7111 | 5.4742 | 3.4273 | 18.98 | 0.032222 | 6.5572e-06
4206 | 0 | 7.4915e-05 | 4.0847 | 3.8443 | 3.4273 | 7.5349 | 6.7112 | 5.4742 | 3.4273 | 19.22 | 0.060556 | 9.2746e-06
4207 | 0 | 7.4205e-05 | 4.2429 | 3.8444 | 3.4273 | 8.1295 | 6.7115 | 5.4742 | 3.4273 | 20.74 | 0.33944 | 0.00050118
4208 | 0 | 7.3719e-05 | 4.2429 | 3.8446 | 3.4273 | 8.1295 | 6.7122 | 5.4742 | 3.4273 | 20.74 | 0.47333 | 0.00011838
4209 | 0 | 7.39e-05 | 4.3334 | 3.8449 | 3.4273 | 8.4911 | 6.713 | 5.4742 | 3.4273 | 21.56 | 0.46333 | 7.6855e-05
4210 | 0 | 7.0261e-05 | 4.5537 | 3.8453 | 3.4273 | 9.4436 | 6.7143 | 5.4742 | 3.4273 | 23.42 | 0.60333 | 0.00010669
4211 | 0 | 7.5124e-05 | 4.743 | 3.8457 | 3.4273 | 10 | 6.7156 | 5.4742 | 3.4273 | 24.88 | 0.37667 | 0.0001214
4212 | 0 | 7.5309e-05 | 4.8395 | 3.8463 | 3.4273 | 10 | 6.7177 | 5.4742 | 3.4273 | 25.58 | 0.54667 | 0.00019063
4213 | 0 | 7.5496e-05 | 4.4325 | 3.8469 | 3.4273 | 8.9064 | 6.7195 | 5.4742 | 3.4273 | 22.42 | 0.37 | 0.00010669
4214 | 0 | 7.558e-05 | 4.6194 | 3.8473 | 3.4273 | 9.7494 | 6.7211 | 5.4742 | 3.4273 | 23.94 | 0.076667 | 0.00011307
4215 | 0 | 7.3756e-05 | 4.762 | 3.8478 | 3.4273 | 10 | 6.7226 | 5.4742 | 3.4273 | 25.02 | 0.39 | 0.00011868
4216 | 0 | 7.4664e-05 | 4.6194 | 3.8484 | 3.4273 | 9.7494 | 6.7245 | 5.4742 | 3.4273 | 23.94 | 0.44389 | 5.5943e-05
4217 | 0 | 7.8178e-05 | 4.6634 | 3.849 | 3.4273 | 9.9602 | 6.7263 | 5.4742 | 3.4273 | 24.28 | 0.31889 | 6.3209e-05
4218 | 0 | 7.9322e-05 | 4.502 | 3.8494 | 3.4273 | 9.2103 | 6.7279 | 5.4742 | 3.4273 | 23 | 0.17167 | 0.00023441
4219 | 0 | 7.8975e-05 | 4.3538 | 3.8498 | 3.4273 | 8.5748 | 6.7291 | 5.4742 | 3.4273 | 21.74 | 0.050556 | 0.00020906
4220 | 0 | 8.0412e-05 | 4.1334 | 3.8501 | 3.4273 | 7.7131 | 6.7302 | 5.4742 | 3.4273 | 19.7 | 0.0027778 | 0.00022218
4221 | 0 | 7.5617e-05 | 3.9755 | 3.8504 | 3.4273 | 7.1495 | 6.7311 | 5.4742 | 3.4273 | 18.1 | 0 | 0.00019471
4222 | 0 | 7.8756e-05 | 3.8756 | 3.8507 | 3.4273 | 6.8135 | 6.7321 | 5.4742 | 3.4273 | 17.02 | 0 | 1.3528e-05
4223 | 0 | 8.1974e-05 | 3.8577 | 3.8509 | 3.4273 | 6.7547 | 6.7326 | 5.4742 | 3.4273 | 16.82 | 0 | 7.207e-06
4224 | 0 | 8.3661e-05 | 3.8399 | 3.8511 | 3.4273 | 6.697 | 6.7332 | 5.4742 | 3.4273 | 16.62 | 0 | 1.146e-05
4225 | 0 | 8.4479e-05 | 3.7551 | 3.8514 | 3.4273 | 6.4275 | 6.7343 | 5.4742 | 3.4273 | 15.64 | 0 | 1.0811e-05
4226 | 0 | 8.2819e-05 | 3.7182 | 3.8517 | 3.4273 | 6.3135 | 6.7352 | 5.4742 | 3.4273 | 15.2 | 0 | 8.802e-06
4227 | 0 | 7.9394e-05 | 3.7653 | 3.852 | 3.4273 | 6.4594 | 6.7363 | 5.4742 | 3.4273 | 15.76 | 0.0038889 | 6.8526e-06
4228 | 0 | 7.957e-05 | 3.7365 | 3.8523 | 3.4273 | 6.37 | 6.7372 | 5.4742 | 3.4273 | 15.42 | 0.036667 | 9.9245e-06
4229 | 0 | 7.5932e-05 | 3.9774 | 3.8526 | 3.4273 | 7.1561 | 6.7381 | 5.4742 | 3.4273 | 18.12 | 0.13444 | 9.3928e-06
4230 | 0 | 7.4155e-05 | 4.0392 | 3.8528 | 3.4273 | 7.3717 | 6.7389 | 5.4742 | 3.4273 | 18.76 | 0.14278 | 9.9835e-06
4231 | 0 | 7.138e-05 | 4.2668 | 3.853 | 3.4273 | 8.2235 | 6.7396 | 5.4742 | 3.4273 | 20.96 | 0.31889 | 0.0004876
4232 | 0 | 7.1926e-05 | 4.2887 | 3.8533 | 3.4273 | 8.3108 | 6.7405 | 5.4742 | 3.4273 | 21.16 | 0.20056 | 0.00012045
4233 | 0 | 7.571e-05 | 4.3424 | 3.8536 | 3.4273 | 8.5281 | 6.7415 | 5.4742 | 3.4273 | 21.64 | 0.30278 | 6.8172e-05
4234 | 0 | 7.7952e-05 | 4.9137 | 3.8539 | 3.4273 | 10 | 6.7425 | 5.4742 | 3.4273 | 26.1 | 0.75833 | 0.00011159
4235 | 0 | 8.0327e-05 | 5.1667 | 3.8543 | 3.4273 | 10 | 6.7436 | 5.4742 | 3.4273 | 27.76 | 0.755 | 0.0001061
4236 | 0 | 7.9297e-05 | 5.1476 | 3.8547 | 3.4273 | 10 | 6.745 | 5.4742 | 3.4273 | 27.64 | 0.71889 | 0.0002041
4237 | 0 | 7.6952e-05 | 4.6194 | 3.855 | 3.4273 | 9.7494 | 6.746 | 5.4742 | 3.4273 | 23.94 | 0.29556 | 0.00010627
4238 | 0 | 7.6552e-05 | 4.4467 | 3.8554 | 3.4273 | 8.9676 | 6.7473 | 5.4742 | 3.4273 | 22.54 | 0.040556 | 0.00010799
4239 | 0 | 7.4201e-05 | 4.4467 | 3.8559 | 3.4273 | 8.9676 | 6.7488 | 5.4742 | 3.4273 | 22.54 | 0.38444 | 9.8713e-05
4240 | 0 | 7.4701e-05 | 4.3334 | 3.8562 | 3.4273 | 8.4911 | 6.7499 | 5.4742 | 3.4273 | 21.56 | 0.30833 | 7.3902e-05
4241 | 0 | 7.8053e-05 | 4.4778 | 3.8566 | 3.4273 | 9.1032 | 6.7512 | 5.4742 | 3.4273 | 22.8 | 0.11919 | 6.8821e-05
4242 | 0 | 7.921e-05 | 4.3652 | 3.857 | 3.4273 | 8.622 | 6.7524 | 5.4742 | 3.4273 | 21.84 | 0.11111 | 0.00021757
4243 | 0 | 7.887e-05 | 4.3334 | 3.8573 | 3.4273 | 8.4911 | 6.7534 | 5.4742 | 3.4273 | 21.56 | 0.022222 | 0.00020428
4244 | 0 | 8.0403e-05 | 4.2954 | 3.8576 | 3.4273 | 8.3373 | 6.7544 | 5.4742 | 3.4273 | 21.22 | 0.0027778 | 0.00019784
4245 | 0 | 7.5782e-05 | 4.1769 | 3.8579 | 3.4273 | 7.876 | 6.7556 | 5.4742 | 3.4273 | 20.12 | 0 | 0.00019642
4246 | 0 | 7.9252e-05 | 4.1769 | 3.8583 | 3.4273 | 7.876 | 6.7568 | 5.4742 | 3.4273 | 20.12 | 0 | 9.57e-06
4247 | 0 | 8.2436e-05 | 4.1354 | 3.8588 | 3.4273 | 7.7207 | 6.7583 | 5.4742 | 3.4273 | 19.72 | 0 | 8.2113e-06
4248 | 0 | 8.3806e-05 | 4.0139 | 3.8593 | 3.4273 | 7.2826 | 6.7599 | 5.4742 | 3.4273 | 18.5 | 0 | 8.9793e-06
4249 | 0 | 8.4956e-05 | 4.0392 | 3.8598 | 3.4273 | 7.3717 | 6.7615 | 5.4742 | 3.4273 | 18.76 | 0 | 1.4709e-05
4250 | 0 | 8.2458e-05 | 4.0688 | 3.8603 | 3.4273 | 7.4773 | 6.7632 | 5.4742 | 3.4273 | 19.06 | 0 | 1.146e-05
4251 | 0 | 8.1147e-05 | 4.0158 | 3.8609 | 3.4273 | 7.2893 | 6.7652 | 5.4742 | 3.4273 | 18.52 | 0.0027778 | 8.4476e-06
4252 | 0 | 7.6152e-05 | 3.9567 | 3.8615 | 3.4273 | 7.0848 | 6.7671 | 5.4742 | 3.4273 | 17.9 | 0.032222 | 7.6796e-06
4253 | 0 | 7.5976e-05 | 3.9567 | 3.8621 | 3.4273 | 7.0848 | 6.769 | 5.4742 | 3.4273 | 17.9 | 0.082222 | 9.2156e-06
4254 | 0 | 7.6387e-05 | 3.9268 | 3.8625 | 3.4273 | 6.9837 | 6.7705 | 5.4742 | 3.4273 | 17.58 | 0.12611 | 1.4591e-05
4255 | 0 | 6.9878e-05 | 3.8901 | 3.8627 | 3.4273 | 6.8613 | 6.7713 | 5.4742 | 3.4273 | 17.18 | 0.13444 | 0.00049569
4256 | 1.2822e-06 | 7.7321e-05 | 3.6967 | 3.8628 | 3.4273 | 6.248 | 6.7715 | 5.4742 | 3.4273 | 14.94 | 0.084444 | 0.00012187
4257 | 0 | 8.0202e-05 | 3.7653 | 3.8628 | 3.4273 | 6.4594 | 6.7715 | 5.4742 | 3.4273 | 15.76 | 0.15778 | 8.1404e-05
4258 | 0 | 8.0365e-05 | 3.8399 | 3.8627 | 3.4273 | 6.697 | 6.7712 | 5.4742 | 3.4273 | 16.62 | 0.22778 | 0.00010214
4259 | 0 | 8.3751e-05 | 3.7944 | 3.8625 | 3.4273 | 6.5513 | 6.7706 | 5.4742 | 3.4273 | 16.1 | 0.24111 | 0.00011726
4260 | 0 | 8.0599e-05 | 3.8595 | 3.8622 | 3.4273 | 6.7606 | 6.7695 | 5.4742 | 3.4273 | 16.84 | 0.23333 | 0.00021208
4261 | 0 | 7.7085e-05 | 3.8901 | 3.8619 | 3.4273 | 6.8613 | 6.7684 | 5.4742 | 3.4273 | 17.18 | 0.32111 | 9.6763e-05
4262 | 0 | 7.6463e-05 | 4.0392 | 3.8616 | 3.4273 | 7.3717 | 6.7675 | 5.4742 | 3.4273 | 18.76 | 0.40944 | 0.00011171
4263 | 0 | 7.4094e-05 | 4.0968 | 3.8613 | 3.4273 | 7.5787 | 6.7666 | 5.4742 | 3.4273 | 19.34 | 0.34167 | 0.00011289
4264 | 0 | 7.4588e-05 | 4.1437 | 3.8611 | 3.4273 | 7.7512 | 6.7658 | 5.4742 | 3.4273 | 19.8 | 0.35167 | 6.7699e-05
4265 | 0 | 7.7938e-05 | 4.0694 | 3.8609 | 3.4273 | 7.4797 | 6.7651 | 5.4742 | 3.4273 | 19.0667 | 0.091111 | 6.3268e-05
4266 | 0 | 7.91e-05 | 4.049 | 3.8604 | 3.4273 | 7.4066 | 6.7637 | 5.4742 | 3.4273 | 18.86 | 0.053333 | 0.00020162
4267 | 0 | 7.8763e-05 | 3.985 | 3.8599 | 3.4273 | 7.1823 | 6.762 | 5.4742 | 3.4273 | 18.2 | 0.022222 | 0.00020546
4268 | 0 | 8.0287e-05 | 3.9084 | 3.8595 | 3.4273 | 6.922 | 6.7606 | 5.4742 | 3.4273 | 17.38 | 0.0027778 | 0.00020493
4269 | 0 | 7.5545e-05 | 3.8488 | 3.8592 | 3.4273 | 6.7257 | 6.7597 | 5.4742 | 3.4273 | 16.72 | 0 | 0.00019128
4270 | 0 | 7.8917e-05 | 3.8205 | 3.859 | 3.4273 | 6.6345 | 6.7589 | 5.4742 | 3.4273 | 16.4 | 0 | 7.207e-06
4271 | 0 | 8.0217e-05 | 3.7944 | 3.8589 | 3.4273 | 6.5513 | 6.7588 | 5.4742 | 3.4273 | 16.1 | 0 | 7.148e-06
4272 | 0 | 8.2476e-05 | 3.7653 | 3.8589 | 3.4273 | 6.4594 | 6.7586 | 5.4742 | 3.4273 | 15.76 | 0 | 1.022e-05
4273 | 0 | 7.639e-05 | 3.7282 | 3.8589 | 3.4273 | 6.3442 | 6.7587 | 5.4742 | 3.4273 | 15.32 | 0 | 1.0279e-05
4274 | 0 | 7.6318e-05 | 3.7944 | 3.859 | 3.4273 | 6.5513 | 6.7591 | 5.4742 | 3.4273 | 16.1 | 0 | 8.9202e-06
4275 | 0 | 7.5032e-05 | 3.7551 | 3.8591 | 3.4273 | 6.4275 | 6.7595 | 5.4742 | 3.4273 | 15.64 | 0.0044444 | 8.6248e-06
4276 | 0 | 7.4105e-05 | 3.8311 | 3.8592 | 3.4273 | 6.6684 | 6.7598 | 5.4742 | 3.4273 | 16.52 | 0.039444 | 1.0811e-05
4277 | 0 | 7.475e-05 | 3.9585 | 3.8594 | 3.4273 | 7.0913 | 6.7603 | 5.4742 | 3.4273 | 17.92 | 0.16389 | 1.0279e-05
4278 | 0 | 7.4776e-05 | 4.1769 | 3.8594 | 3.4273 | 7.876 | 6.7605 | 5.4742 | 3.4273 | 20.12 | 0.32111 | 9.0383e-06
4279 | 0 | 7.0924e-05 | 4.2429 | 3.8594 | 3.4273 | 8.1295 | 6.7603 | 5.4742 | 3.4273 | 20.74 | 0.33389 | 0.00047478
4280 | 0 | 7.0586e-05 | 4.3652 | 3.8593 | 3.4273 | 8.622 | 6.7599 | 5.4742 | 3.4273 | 21.84 | 0.51278 | 0.00011951
4281 | 0 | 7.5396e-05 | 4.5537 | 3.8591 | 3.4273 | 9.4436 | 6.7594 | 5.4742 | 3.4273 | 23.42 | 0.63778 | 7.2838e-05
4282 | 0 | 7.7787e-05 | 4.7002 | 3.8589 | 3.4273 | 10 | 6.7586 | 5.4742 | 3.4273 | 24.56 | 0.75556 | 0.00010734
4283 | 0 | 7.9486e-05 | 4.8004 | 3.8586 | 3.4273 | 10 | 6.7576 | 5.4742 | 3.4273 | 25.3 | 0.75611 | 0.000111
4284 | 0 | 7.8208e-05 | 4.8706 | 3.8581 | 3.4273 | 10 | 6.7561 | 5.4742 | 3.4273 | 25.8 | 0.65056 | 0.00021219
4285 | 0 | 7.6013e-05 | 4.8993 | 3.8576 | 3.4273 | 10 | 6.7546 | 5.4742 | 3.4273 | 26 | 0.47667 | 0.00011242
4286 | 0 | 7.5926e-05 | 5.0355 | 3.8572 | 3.4273 | 10 | 6.7531 | 5.4742 | 3.4273 | 26.92 | 0.28833 | 0.00011892
4287 | 0 | 7.3933e-05 | 4.9137 | 3.8567 | 3.4273 | 10 | 6.7516 | 5.4742 | 3.4273 | 26.1 | 0.39611 | 0.00010793
4288 | 0 | 7.4474e-05 | 4.9399 | 3.8564 | 3.4273 | 10 | 6.7504 | 5.4742 | 3.4273 | 26.28 | 0.20278 | 6.7581e-05
4289 | 0 | 7.7782e-05 | 4.9576 | 3.8561 | 3.4273 | 10 | 6.7496 | 5.4742 | 3.4273 | 26.4 | 0.16111 | 6.6517e-05
4290 | 0 | 7.8949e-05 | 5.0113 | 3.8558 | 3.4273 | 10 | 6.7486 | 5.4742 | 3.4273 | 26.76 | 0.10889 | 0.0002119
4291 | 0 | 7.8387e-05 | 4.8004 | 3.8555 | 3.4273 | 10 | 6.7478 | 5.4742 | 3.4273 | 25.3 | 0.032222 | 0.00020274
4292 | 0 | 7.9762e-05 | 4.6143 | 3.8553 | 3.4273 | 9.7252 | 6.7469 | 5.4742 | 3.4273 | 23.9 | 0.0027778 | 0.00021013
4293 | 0 | 7.4573e-05 | 4.5712 | 3.8551 | 3.4273 | 9.524 | 6.7462 | 5.4742 | 3.4273 | 23.56 | 0 | 0.00019654
4294 | 0 | 7.726e-05 | 4.4923 | 3.8549 | 3.4273 | 9.1672 | 6.7456 | 5.4742 | 3.4273 | 22.92 | 0 | 7.5024e-06
4295 | 0 | 7.6066e-05 | 4.4349 | 3.8547 | 3.4273 | 8.9166 | 6.745 | 5.4742 | 3.4273 | 22.44 | 0 | 8.2113e-06
4296 | 0 | 7.6477e-05 | 4.3859 | 3.8544 | 3.4273 | 8.7083 | 6.7441 | 5.4742 | 3.4273 | 22.02 | 0 | 2.5934e-05
4297 | 0 | 7.4705e-05 | 4.1937 | 3.8543 | 3.4273 | 7.9399 | 6.7436 | 5.4742 | 3.4273 | 20.28 | 0 | 2.3098e-05
4298 | 0 | 7.4925e-05 | 4.1049 | 3.8541 | 3.4273 | 7.6081 | 6.743 | 5.4742 | 3.4273 | 19.42 | 0 | 1.9554e-05
4299 | 0 | 7.5032e-05 | 4.1561 | 3.8539 | 3.4273 | 7.7976 | 6.7424 | 5.4742 | 3.4273 | 19.92 | 0.0044444 | 1.9672e-05
4300 | 0 | 7.4792e-05 | 4.1811 | 3.8538 | 3.4273 | 7.8919 | 6.7421 | 5.4742 | 3.4273 | 20.16 | 0.050556 | 2.0262e-05
4301 | 0 | 7.4746e-05 | 4.2668 | 3.8537 | 3.4273 | 8.2235 | 6.7417 | 5.4742 | 3.4273 | 20.96 | 0.16889 | 1.7191e-05
4302 | 0 | 7.4385e-05 | 4.3652 | 3.8536 | 3.4273 | 8.622 | 6.7414 | 5.4742 | 3.4273 | 21.84 | 0.31222 | 1.4769e-05
4303 | 0 | 7.2538e-05 | 4.4231 | 3.8536 | 3.4273 | 8.8661 | 6.7413 | 5.4742 | 3.4273 | 22.34 | 0.43389 | 0.0004414
4304 | 0 | 6.9979e-05 | 4.4826 | 3.8535 | 3.4273 | 9.1244 | 6.7412 | 5.4742 | 3.4273 | 22.84 | 0.44722 | 0.00045576
4305 | 0 | 7.1473e-05 | 4.6634 | 3.8534 | 3.4273 | 9.9602 | 6.7409 | 5.4742 | 3.4273 | 24.28 | 0.61667 | 0.00013286
4306 | 0 | 7.4304e-05 | 4.8451 | 3.8533 | 3.4273 | 10 | 6.7404 | 5.4742 | 3.4273 | 25.62 | 0.58222 | 0.00013587
4307 | 0 | 7.8713e-05 | 4.9576 | 3.8532 | 3.4273 | 10 | 6.74 | 5.4742 | 3.4273 | 26.4 | 0.47389 | 8.8611e-05
4308 | 0 | 7.6948e-05 | 4.8143 | 3.853 | 3.4273 | 10 | 6.7393 | 5.4742 | 3.4273 | 25.4 | 0.63556 | 7.4138e-05
4309 | 0 | 7.5319e-05 | 4.9694 | 3.8527 | 3.4273 | 10 | 6.7384 | 5.4742 | 3.4273 | 26.48 | 0.63611 | 6.5336e-05
4310 | 0 | 7.5387e-05 | 5.1128 | 3.8524 | 3.4273 | 10 | 6.7377 | 5.4742 | 3.4273 | 27.42 | 0.50208 | 8.4712e-05
4311 | 0 | 7.3123e-05 | 5.1925 | 3.8522 | 3.4273 | 10 | 6.7368 | 5.4742 | 3.4273 | 27.92 | 0.47444 | 0.00025425
4312 | 0 | 7.3508e-05 | 5.0386 | 3.852 | 3.4273 | 10 | 6.7361 | 5.4742 | 3.4273 | 26.94 | 0.44 | 0.00023547
4313 | 0 | 7.7076e-05 | 4.9166 | 3.8518 | 3.4273 | 10 | 6.7355 | 5.4742 | 3.4273 | 26.12 | 0.30056 | 3.4086e-05
4314 | 0 | 7.8555e-05 | 4.7296 | 3.8515 | 3.4273 | 10 | 6.7346 | 5.4742 | 3.4273 | 24.78 | 0.17889 | 4.0229e-05
4315 | 0 | 7.8407e-05 | 4.4349 | 3.8512 | 3.4273 | 8.9166 | 6.7338 | 5.4742 | 3.4273 | 22.44 | 0.047778 | 3.7867e-05
4316 | 0 | 7.9629e-05 | 4.1354 | 3.8509 | 3.4273 | 7.7207 | 6.7327 | 5.4742 | 3.4273 | 19.72 | 0.0044444 | 0.00014243
4317 | 0 | 7.5167e-05 | 3.9454 | 3.8505 | 3.4273 | 7.0466 | 6.7314 | 5.4742 | 3.4273 | 17.78 | 0 | 0.00015141
4318 | 0 | 7.6065e-05 | 3.7944 | 3.8503 | 3.4273 | 6.5513 | 6.7305 | 5.4742 | 3.4273 | 16.1 | 0 | 0.00015613
4319 | 2.4788e-05 | 8.55e-05 | 3.6086 | 3.8503 | 3.4273 | 5.9853 | 6.7305 | 5.4742 | 3.4273 | 13.84 | 0 | 2.0144e-05
4320 | 4.6585e-05 | 9.0304e-05 | 3.5306 | 3.8502 | 3.4273 | 5.7607 | 6.7304 | 5.4742 | 3.4273 | 12.82 | 0 | 2.806e-05
4321 | 8.1204e-05 | 9.7676e-05 | 3.4134 | 3.8501 | 3.4273 | 5.4366 | 6.7301 | 5.4742 | 3.4273 | 11.2 | 0 | 1.9967e-05
4322 | 0.0001124 | 0.00010835 | 3.3143 | 3.85 | 3.4273 | 5.1743 | 6.7296 | 5.4742 | 3.4273 | 9.74 | 0 | 2.2862e-05
4323 | 0.00011411 | 0.00010816 | 3.309 | 3.8498 | 3.4273 | 5.1607 | 6.7291 | 5.4742 | 3.4273 | 9.66 | 0.0044444 | 1.8845e-05
4324 | 0.00010984 | 0.00010767 | 3.3222 | 3.8497 | 3.4273 | 5.1949 | 6.7286 | 5.4742 | 3.4273 | 9.86 | 0.057778 | 2.0617e-05
4325 | 4.1029e-05 | 8.7037e-05 | 3.5502 | 3.8496 | 3.4273 | 5.8163 | 6.7283 | 5.4742 | 3.4273 | 13.08 | 0.18778 | 2.7115e-05
4326 | 0 | 7.461e-05 | 3.7365 | 3.8494 | 3.4273 | 6.37 | 6.7278 | 5.4742 | 3.4273 | 15.42 | 0.33667 | 2.3984e-05
4327 | 0 | 7.2547e-05 | 3.8919 | 3.8493 | 3.4273 | 6.8673 | 6.7275 | 5.4742 | 3.4273 | 17.2 | 0.48611 | 0.00044855
4328 | 0 | 6.8039e-05 | 4.0608 | 3.8489 | 3.4273 | 7.4489 | 6.7261 | 5.4742 | 3.4273 | 18.98 | 0.63778 | 0.00045871
4329 | 0 | 7.3655e-05 | 4.2086 | 3.8484 | 3.4273 | 7.9967 | 6.7247 | 5.4742 | 3.4273 | 20.42 | 0.75167 | 0.00012512
4330 | 0 | 7.8083e-05 | 4.4923 | 3.848 | 3.4273 | 9.1672 | 6.7233 | 5.4742 | 3.4273 | 22.92 | 0.81444 | 9.1978e-05
4331 | 0 | 7.9658e-05 | 4.687 | 3.8477 | 3.4273 | 10 | 6.7223 | 5.4742 | 3.4273 | 24.46 | 0.84722 | 6.6872e-05
4332 | 0 | 7.9022e-05 | 4.7839 | 3.848 | 3.4273 | 10 | 6.7232 | 5.4742 | 3.4273 | 25.18 | 0.84444 | 7.2543e-05
4333 | 0 | 7.6298e-05 | 5.0477 | 3.8484 | 3.4273 | 10 | 6.7245 | 5.4742 | 3.4273 | 27 | 0.80722 | 8.229e-05
4334 | 0 | 7.5944e-05 | 5.1731 | 3.8489 | 3.4273 | 10 | 6.726 | 5.4742 | 3.4273 | 27.8 | 0.74222 | 6.6104e-05
4335 | 0 | 7.3623e-05 | 5.1539 | 3.8489 | 3.4273 | 10 | 6.7261 | 5.4742 | 3.4273 | 27.68 | 0.63944 | 0.00024941
4336 | 0 | 7.4124e-05 | 5.2316 | 3.8488 | 3.4273 | 10 | 6.7259 | 5.4742 | 3.4273 | 28.16 | 0.49611 | 0.00023689
4337 | 0 | 7.7516e-05 | 5.1349 | 3.8488 | 3.4273 | 10 | 6.7258 | 5.4742 | 3.4273 | 27.56 | 0.34222 | 3.4499e-05
4338 | 0 | 7.8719e-05 | 5.1128 | 3.8487 | 3.4273 | 10 | 6.7255 | 5.4742 | 3.4273 | 27.42 | 0.18444 | 3.4736e-05
4339 | 0 | 7.8267e-05 | 5.0113 | 3.8485 | 3.4273 | 10 | 6.7247 | 5.4742 | 3.4273 | 26.76 | 0.047778 | 4.3006e-05
4340 | 0 | 7.9372e-05 | 4.3882 | 3.8482 | 3.4273 | 8.718 | 6.7239 | 5.4742 | 3.4273 | 22.04 | 0.0044444 | 0.0001406
4341 | 0 | 7.4728e-05 | 4.1811 | 3.848 | 3.4273 | 7.8919 | 6.7231 | 5.4742 | 3.4273 | 20.16 | 0 | 0.00014042
4342 | 0 | 7.5839e-05 | 4.0392 | 3.8478 | 3.4273 | 7.3717 | 6.7225 | 5.4742 | 3.4273 | 18.76 | 0 | 0.00013599
4343 | 0 | 7.7077e-05 | 3.9084 | 3.8475 | 3.4273 | 6.922 | 6.7217 | 5.4742 | 3.4273 | 17.38 | 0 | 2.3334e-05
4344 | 0 | 7.5649e-05 | 3.8399 | 3.8473 | 3.4273 | 6.697 | 6.721 | 5.4742 | 3.4273 | 16.62 | 0 | 1.022e-05
4345 | 0 | 7.425e-05 | 3.7466 | 3.8472 | 3.4273 | 6.4013 | 6.7207 | 5.4742 | 3.4273 | 15.54 | 0 | 9.6291e-06
4346 | 1.966e-05 | 7.9411e-05 | 3.6275 | 3.8472 | 3.4273 | 6.0407 | 6.7207 | 5.4742 | 3.4273 | 14.08 | 0 | 9.1565e-06
4347 | 5.2711e-06 | 7.4905e-05 | 3.6815 | 3.8474 | 3.4273 | 6.2018 | 6.7213 | 5.4742 | 3.4273 | 14.7533 | 0.0044444 | 8.3885e-06
4348 | 2.2224e-05 | 8.0832e-05 | 3.618 | 3.8476 | 3.4273 | 6.0129 | 6.7219 | 5.4742 | 3.4273 | 13.96 | 0.057778 | 1.3292e-05
4349 | 0 | 7.4358e-05 | 3.8666 | 3.8478 | 3.4273 | 6.784 | 6.7224 | 5.4742 | 3.4273 | 16.92 | 0.19 | 1.1519e-05
4350 | 0 | 7.4343e-05 | 4.1437 | 3.8479 | 3.4273 | 7.7512 | 6.7228 | 5.4742 | 3.4273 | 19.8 | 0.33667 | 1.0988e-05
4351 | 0 | 6.9874e-05 | 4.5537 | 3.848 | 3.4273 | 9.4436 | 6.7232 | 5.4742 | 3.4273 | 23.42 | 0.49722 | 0.00047289
4352 | 0 | 7.4564e-05 | 4.9399 | 3.848 | 3.4273 | 10 | 6.7233 | 5.4742 | 3.4273 | 26.28 | 0.65056 | 0.00010816
4353 | 0 | 7.9565e-05 | 5.1731 | 3.8478 | 3.4273 | 10 | 6.7226 | 5.4742 | 3.4273 | 27.8 | 0.77389 | 7.083e-05
4354 | 0 | 7.9816e-05 | 5.3287 | 3.8474 | 3.4273 | 10 | 6.7213 | 5.4742 | 3.4273 | 28.74 | 0.86056 | 0.00010137
4355 | 0 | 8.3426e-05 | 5.5451 | 3.847 | 3.4273 | 10 | 6.72 | 5.4742 | 3.4273 | 29.96 | 0.95056 | 0.00010763
4356 | 0 | 8.0233e-05 | 5.7203 | 3.8467 | 3.4273 | 10 | 6.719 | 5.4742 | 3.4273 | 30.88 | 0.93278 | 0.0002246
4357 | 0 | 7.6661e-05 | 5.9704 | 3.8463 | 3.4273 | 10 | 6.7177 | 5.4742 | 3.4273 | 32.1 | 0.85556 | 0.00011153
4358 | 0 | 7.6018e-05 | 5.8594 | 3.8459 | 3.4273 | 10 | 6.7165 | 5.4742 | 3.4273 | 31.5714 | 0.76833 | 0.00011372
4359 | 0 | 7.3706e-05 | 5.7604 | 3.8458 | 3.4273 | 10 | 6.7162 | 5.4742 | 3.4273 | 31.0829 | 0.65056 | 9.6704e-05
4360 | 0 | 7.4157e-05 | 5.6918 | 3.8455 | 3.4273 | 10 | 6.715 | 5.4742 | 3.4273 | 30.7343 | 0.49889 | 6.2323e-05
4361 | 0 | 7.7499e-05 | 5.6554 | 3.8453 | 3.4273 | 10 | 6.7143 | 5.4742 | 3.4273 | 30.5457 | 0.33944 | 6.8999e-05
4362 | 0 | 7.8677e-05 | 5.5594 | 3.8449 | 3.4273 | 10 | 6.7133 | 5.4742 | 3.4273 | 30.0371 | 0.19 | 0.00019512
4363 | 0 | 7.8343e-05 | 5.5064 | 3.8447 | 3.4273 | 10 | 6.7125 | 5.4742 | 3.4273 | 29.7486 | 0.057778 | 0.00020073
4364 | 0 | 7.9846e-05 | 5.4365 | 3.8445 | 3.4273 | 10 | 6.7118 | 5.4742 | 3.4273 | 29.36 | 0.0027778 | 0.00022094
4365 | 0 | 7.5371e-05 | 4.9605 | 3.8444 | 3.4273 | 10 | 6.7117 | 5.4742 | 3.4273 | 26.42 | 0 | 0.00021899
4366 | 0 | 7.8697e-05 | 4.4634 | 3.8445 | 3.4273 | 9.0401 | 6.7117 | 5.4742 | 3.4273 | 22.68 | 0 | 9.8063e-06
4367 | 0 | 8.1982e-05 | 4.5216 | 3.8445 | 3.4273 | 9.2978 | 6.7119 | 5.4742 | 3.4273 | 23.16 | 0 | 7.5615e-06
4368 | 0 | 8.3784e-05 | 4.2954 | 3.8446 | 3.4273 | 8.3373 | 6.7122 | 5.4742 | 3.4273 | 21.22 | 0 | 1.0161e-05
4369 | 0 | 8.5472e-05 | 4.2192 | 3.8447 | 3.4273 | 8.0377 | 6.7125 | 5.4742 | 3.4273 | 20.52 | 0 | 1.2051e-05
4370 | 0 | 8.6167e-05 | 4.0968 | 3.8448 | 3.4273 | 7.5787 | 6.7128 | 5.4742 | 3.4273 | 19.34 | 0 | 1.0043e-05
4371 | 0 | 8.6296e-05 | 4.049 | 3.8449 | 3.4273 | 7.4066 | 6.7132 | 5.4742 | 3.4273 | 18.86 | 0.0044444 | 9.3928e-06
4372 | 0 | 8.6303e-05 | 4.1581 | 3.845 | 3.4273 | 7.8053 | 6.7135 | 5.4742 | 3.4273 | 19.94 | 0.055556 | 1.2287e-05
4373 | 0 | 8.6299e-05 | 4.7002 | 3.8452 | 3.4273 | 10 | 6.7141 | 5.4742 | 3.4273 | 24.56 | 0.18778 | 8.9793e-06
4374 | 0 | 8.6296e-05 | 5.1159 | 3.8452 | 3.4273 | 10 | 6.714 | 5.4742 | 3.4273 | 27.44 | 0.32722 | 8.802e-06
4375 | 0 | 8.6253e-05 | 5.3838 | 3.8451 | 3.4273 | 10 | 6.7137 | 5.4742 | 3.4273 | 29.06 | 0.47722 | 0.00046911
4376 | 0 | 8.5797e-05 | 5.804 | 3.8448 | 3.4273 | 10 | 6.7129 | 5.4742 | 3.4273 | 31.3 | 0.61889 | 0.00013168
4377 | 0 | 8.4166e-05 | 6.0441 | 3.8445 | 3.4273 | 10 | 6.7117 | 5.4742 | 3.4273 | 32.44 | 0.74278 | 6.51e-05
4378 | 0 | 8.2989e-05 | 6.1171 | 3.8441 | 3.4273 | 10 | 6.7105 | 5.4742 | 3.4273 | 32.7689 | 0.82278 | 0.00011342
4379 | 0 | 8.3822e-05 | 6.1416 | 3.8436 | 3.4273 | 10 | 6.7089 | 5.4742 | 3.4273 | 32.8778 | 0.87389 | 0.0001006
4380 | 0 | 8.0098e-05 | 6.171 | 3.843 | 3.4273 | 10 | 6.707 | 5.4742 | 3.4273 | 33.0067 | 0.87944 | 0.00021107
4381 | 0 | 7.6554e-05 | 6.2006 | 3.8424 | 3.4273 | 10 | 6.7049 | 5.4742 | 3.4273 | 33.1356 | 0.82889 | 0.00010604
4382 | 0 | 7.5915e-05 | 6.2586 | 3.8417 | 3.4273 | 10 | 6.7027 | 5.4742 | 3.4273 | 33.3844 | 0.74333 | 0.00010096
4383 | 0 | 7.361e-05 | 6.3417 | 3.841 | 3.4273 | 10 | 6.7005 | 5.4742 | 3.4273 | 33.7333 | 0.61944 | 0.00011555
4384 | 0 | 7.4056e-05 | 6.3632 | 3.8403 | 3.4273 | 10 | 6.6983 | 5.4742 | 3.4273 | 33.8222 | 0.46722 | 6.8999e-05
4385 | 0 | 7.7399e-05 | 6.3996 | 3.8397 | 3.4273 | 10 | 6.6963 | 5.4742 | 3.4273 | 33.9711 | 0.31222 | 6.2559e-05
4386 | 0 | 7.8575e-05 | 6.4714 | 3.8391 | 3.4273 | 10 | 6.6943 | 5.4742 | 3.4273 | 34.26 | 0.14556 | 0.0002031
4387 | 0 | 7.8243e-05 | 4.9903 | 3.8386 | 3.4273 | 10 | 6.6927 | 5.4742 | 3.4273 | 26.62 | 0.013889 | 0.00017941
4388 | 0 | 7.973e-05 | 4.5364 | 3.8382 | 3.4273 | 9.3645 | 6.6913 | 5.4742 | 3.4273 | 23.28 | 0.0027778 | 0.00019967
4389 | 0 | 7.527e-05 | 4.3424 | 3.8379 | 3.4273 | 8.5281 | 6.6906 | 5.4742 | 3.4273 | 21.64 | 0 | 0.0002119
4390 | 0 | 7.8589e-05 | 4.2755 | 3.8378 | 3.4273 | 8.2582 | 6.6903 | 5.4742 | 3.4273 | 21.04 | 0 | 1.2701e-05
4391 | 0 | 8.1877e-05 | 4.1492 | 3.838 | 3.4273 | 7.7718 | 6.6907 | 5.4742 | 3.4273 | 19.8533 | 0 | 9.2156e-06
4392 | 0 | 8.3679e-05 | 4.1252 | 3.8382 | 3.4273 | 7.6828 | 6.6914 | 5.4742 | 3.4273 | 19.62 | 0 | 1.4001e-05
4393 | 0 | 8.5368e-05 | 4.1581 | 3.8383 | 3.4273 | 7.8053 | 6.6919 | 5.4742 | 3.4273 | 19.94 | 0 | 1.3823e-05
4394 | 0 | 8.6066e-05 | 4.0707 | 3.8385 | 3.4273 | 7.4845 | 6.6924 | 5.4742 | 3.4273 | 19.08 | 0 | 9.8063e-06
4395 | 0 | 8.6195e-05 | 3.985 | 3.8387 | 3.4273 | 7.1823 | 6.6932 | 5.4742 | 3.4273 | 18.2 | 0 | 1.1401e-05
4396 | 0 | 8.6202e-05 | 3.9585 | 3.839 | 3.4273 | 7.0913 | 6.694 | 5.4742 | 3.4273 | 17.92 | 0.011111 | 9.0974e-06
4397 | 0 | 8.6199e-05 | 3.9454 | 3.8392 | 3.4273 | 7.0466 | 6.6947 | 5.4742 | 3.4273 | 17.78 | 0.071667 | 1.1815e-05
4398 | 0 | 8.6195e-05 | 3.985 | 3.8394 | 3.4273 | 7.1823 | 6.6952 | 5.4742 | 3.4273 | 18.2 | 0.14833 | 1.1283e-05
4399 | 0 | 8.6072e-05 | 3.9984 | 3.8393 | 3.4273 | 7.2288 | 6.6951 | 5.4742 | 3.4273 | 18.34 | 0.30833 | 0.00049043
4400 | 0 | 8.5699e-05 | 4.0061 | 3.8392 | 3.4273 | 7.2556 | 6.6946 | 5.4742 | 3.4273 | 18.42 | 0.63833 | 0.00012512
4401 | 0 | 8.4069e-05 | 4.1811 | 3.839 | 3.4273 | 7.8919 | 6.6939 | 5.4742 | 3.4273 | 20.16 | 0.50278 | 7.7328e-05
4402 | 0 | 8.2892e-05 | 4.1811 | 3.8387 | 3.4273 | 7.8919 | 6.6931 | 5.4742 | 3.4273 | 20.16 | 0.65222 | 0.00011443
4403 | 0 | 8.3714e-05 | 4.2192 | 3.8385 | 3.4273 | 8.0377 | 6.6926 | 5.4742 | 3.4273 | 20.52 | 0.78833 | 0.00011413
4404 | 0 | 8.0029e-05 | 4.3221 | 3.8384 | 3.4273 | 8.4453 | 6.692 | 5.4742 | 3.4273 | 21.46 | 0.78889 | 0.00021178
4405 | 0 | 7.6452e-05 | 4.3334 | 3.8382 | 3.4273 | 8.4911 | 6.6914 | 5.4742 | 3.4273 | 21.56 | 0.66667 | 0.00011195
4406 | 0 | 7.5815e-05 | 4.599 | 3.838 | 3.4273 | 9.6532 | 6.6908 | 5.4742 | 3.4273 | 23.78 | 0.60333 | 0.00010497
4407 | 0 | 7.3519e-05 | 4.4923 | 3.8379 | 3.4273 | 9.1672 | 6.6906 | 5.4742 | 3.4273 | 22.92 | 0.575 | 0.00010013
4408 | 0 | 7.3952e-05 | 4.4923 | 3.8378 | 3.4273 | 9.1672 | 6.6901 | 5.4742 | 3.4273 | 22.92 | 0.42889 | 5.8188e-05
4409 | 0 | 7.7293e-05 | 4.3334 | 3.8379 | 3.4273 | 8.4911 | 6.6904 | 5.4742 | 3.4273 | 21.56 | 0.30556 | 6.4273e-05
4410 | 0 | 7.8476e-05 | 4.2321 | 3.838 | 3.4273 | 8.0876 | 6.6908 | 5.4742 | 3.4273 | 20.64 | 0.16889 | 0.00020062
4411 | 0 | 7.8143e-05 | 4.0847 | 3.8381 | 3.4273 | 7.5349 | 6.6912 | 5.4742 | 3.4273 | 19.22 | 0.050556 | 0.00020646
4412 | 0 | 7.9627e-05 | 3.8666 | 3.8382 | 3.4273 | 6.784 | 6.6915 | 5.4742 | 3.4273 | 16.92 | 0.0027778 | 0.00021084
4413 | 0 | 7.5168e-05 | 3.7653 | 3.8382 | 3.4273 | 6.4594 | 6.6916 | 5.4742 | 3.4273 | 15.76 | 0 | 0.00022484
4414 | 2.2224e-05 | 8.5151e-05 | 3.618 | 3.8383 | 3.4273 | 6.0129 | 6.6918 | 5.4742 | 3.4273 | 13.96 | 0 | 6.6163e-06
4415 | 3.0772e-05 | 9.1003e-05 | 3.5869 | 3.8385 | 3.4273 | 5.9219 | 6.6923 | 5.4742 | 3.4273 | 13.56 | 0 | 8.2704e-06
4416 | 8.8897e-05 | 0.00011025 | 3.3884 | 3.8387 | 3.4273 | 5.3695 | 6.6929 | 5.4742 | 3.4273 | 10.84 | 0 | 1.2228e-05
4417 | 9.9581e-05 | 0.00011514 | 3.3543 | 3.8389 | 3.4273 | 5.279 | 6.6937 | 5.4742 | 3.4273 | 10.34 | 0 | 1.3528e-05
4418 | 0.00010642 | 0.00011789 | 3.3328 | 3.8392 | 3.4273 | 5.2226 | 6.6945 | 5.4742 | 3.4273 | 10.02 | 0 | 1.1342e-05
4419 | 9.5735e-05 | 0.00011482 | 3.3665 | 3.8395 | 3.4273 | 5.3112 | 6.6956 | 5.4742 | 3.4273 | 10.52 | 0.0027778 | 7.6796e-06
4420 | 0.00010642 | 0.00011803 | 3.3328 | 3.8399 | 3.4273 | 5.2226 | 6.6969 | 5.4742 | 3.4273 | 10.02 | 0.017222 | 1.3174e-05
4421 | 7.522e-05 | 0.00010867 | 3.4331 | 3.8402 | 3.4273 | 5.49 | 6.698 | 5.4742 | 3.4273 | 11.48 | 0.13944 | 1.1638e-05
4422 | 0 | 8.6097e-05 | 3.7365 | 3.8405 | 3.4273 | 6.37 | 6.6991 | 5.4742 | 3.4273 | 15.42 | 0.26333 | 1.0574e-05
4423 | 0 | 8.607e-05 | 3.8919 | 3.8409 | 3.4273 | 6.8673 | 6.7003 | 5.4742 | 3.4273 | 17.2 | 0.45944 | 0.00047454
4424 | 0 | 8.56e-05 | 4.0392 | 3.8414 | 3.4273 | 7.3717 | 6.7019 | 5.4742 | 3.4273 | 18.76 | 0.59667 | 9.6941e-05
4425 | 0 | 8.3972e-05 | 4.0158 | 3.842 | 3.4273 | 7.2893 | 6.7038 | 5.4742 | 3.4273 | 18.52 | 0.63944 | 7.9396e-05
4426 | 0 | 8.2791e-05 | 4.2192 | 3.8426 | 3.4273 | 8.0377 | 6.7056 | 5.4742 | 3.4273 | 20.52 | 0.575 | 0.00010474
4427 | 0 | 8.3602e-05 | 4.2799 | 3.8431 | 3.4273 | 8.2756 | 6.7074 | 5.4742 | 3.4273 | 21.08 | 0.70944 | 0.00010019
4428 | 0 | 7.9915e-05 | 4.4826 | 3.8437 | 3.4273 | 9.1244 | 6.7092 | 5.4742 | 3.4273 | 22.84 | 0.76 | 0.00022212
4429 | 0 | 7.6352e-05 | 4.5537 | 3.8443 | 3.4273 | 9.4436 | 6.7113 | 5.4742 | 3.4273 | 23.42 | 0.85556 | 0.00011502
4430 | 0 | 7.5715e-05 | 4.5888 | 3.845 | 3.4273 | 9.6058 | 6.7134 | 5.4742 | 3.4273 | 23.7 | 0.72222 | 0.00010917
4431 | 0 | 7.3429e-05 | 4.6322 | 3.8455 | 3.4273 | 9.8105 | 6.7152 | 5.4742 | 3.4273 | 24.04 | 0.53611 | 0.00011886
4432 | 0 | 7.385e-05 | 4.6634 | 3.8462 | 3.4273 | 9.9602 | 6.7173 | 5.4742 | 3.4273 | 24.28 | 0.39389 | 6.6931e-05
4433 | 0 | 7.7189e-05 | 4.5216 | 3.8468 | 3.4273 | 9.2978 | 6.7194 | 5.4742 | 3.4273 | 23.16 | 0.17556 | 6.4922e-05
4434 | 0 | 7.8374e-05 | 4.502 | 3.8475 | 3.4273 | 9.2103 | 6.7217 | 5.4742 | 3.4273 | 23 | 0.15833 | 0.00021586
4435 | 0 | 7.8044e-05 | 4.291 | 3.8483 | 3.4273 | 8.3196 | 6.724 | 5.4742 | 3.4273 | 21.18 | 0.047778 | 0.00023842
4436 | 0 | 7.9519e-05 | 4.1811 | 3.8489 | 3.4273 | 7.8919 | 6.7262 | 5.4742 | 3.4273 | 20.16 | 0.0027778 | 0.00019819
4437 | 0 | 7.5071e-05 | 3.8666 | 3.8496 | 3.4273 | 6.784 | 6.7285 | 5.4742 | 3.4273 | 16.92 | 0 | 0.00022885
4438 | 0 | 7.8381e-05 | 3.9011 | 3.8505 | 3.4273 | 6.8976 | 6.7313 | 5.4742 | 3.4273 | 17.3 | 0 | 9.4519e-06
4439 | 1.1112e-05 | 8.5006e-05 | 3.6594 | 3.8515 | 3.4273 | 6.1354 | 6.7345 | 5.4742 | 3.4273 | 14.48 | 0 | 9.4519e-06
4440 | 0 | 8.3479e-05 | 3.8399 | 3.8524 | 3.4273 | 6.697 | 6.7376 | 5.4742 | 3.4273 | 16.62 | 0 | 8.802e-06
4441 | 0 | 8.5167e-05 | 3.7841 | 3.8534 | 3.4273 | 6.5185 | 6.7409 | 5.4742 | 3.4273 | 15.98 | 0 | 1.3469e-05
4442 | 0 | 8.587e-05 | 3.7653 | 3.8544 | 3.4273 | 6.4594 | 6.7441 | 5.4742 | 3.4273 | 15.76 | 0 | 6.8526e-06
4443 | 0 | 8.5999e-05 | 3.705 | 3.8554 | 3.4273 | 6.273 | 6.7472 | 5.4742 | 3.4273 | 15.04 | 0.0027778 | 9.2746e-06
4444 | 3.4191e-06 | 8.7032e-05 | 3.6886 | 3.8564 | 3.4273 | 6.2232 | 6.7505 | 5.4742 | 3.4273 | 14.84 | 0.043333 | 7.2661e-06
4445 | 0 | 8.6003e-05 | 3.8666 | 3.8574 | 3.4273 | 6.784 | 6.7538 | 5.4742 | 3.4273 | 16.92 | 0.17222 | 1.341e-05
4446 | 0 | 8.6e-05 | 4.0847 | 3.8582 | 3.4273 | 7.5349 | 6.7563 | 5.4742 | 3.4273 | 19.22 | 0.30556 | 1.2819e-05
4447 | 0 | 8.597e-05 | 4.291 | 3.8589 | 3.4273 | 8.3196 | 6.7586 | 5.4742 | 3.4273 | 21.18 | 0.35167 | 0.00044825
4448 | 0 | 8.5505e-05 | 4.3652 | 3.8596 | 3.4273 | 8.622 | 6.7609 | 5.4742 | 3.4273 | 21.84 | 0.37889 | 9.2097e-05
4449 | 0 | 8.3879e-05 | 4.599 | 3.8602 | 3.4273 | 9.6532 | 6.7631 | 5.4742 | 3.4273 | 23.78 | 0.58222 | 6.8112e-05
4450 | 0 | 8.2697e-05 | 4.6322 | 3.8609 | 3.4273 | 9.8105 | 6.7653 | 5.4742 | 3.4273 | 24.04 | 0.44444 | 0.00010822
4451 | 0 | 8.3497e-05 | 4.5216 | 3.8616 | 3.4273 | 9.2978 | 6.7675 | 5.4742 | 3.4273 | 23.16 | 0.42167 | 0.00010326
4452 | 0 | 7.985e-05 | 4.7029 | 3.8622 | 3.4273 | 10 | 6.7693 | 5.4742 | 3.4273 | 24.58 | 0.35556 | 0.00020174
4453 | 0 | 7.6253e-05 | 4.8171 | 3.8627 | 3.4273 | 10 | 6.771 | 5.4742 | 3.4273 | 25.42 | 0.65667 | 8.9852e-05
4454 | 0 | 7.562e-05 | 4.762 | 3.8631 | 3.4273 | 10 | 6.7724 | 5.4742 | 3.4273 | 25.02 | 0.60444 | 0.00010675
4455 | 0 | 7.3336e-05 | 4.6634 | 3.8636 | 3.4273 | 9.9602 | 6.7741 | 5.4742 | 3.4273 | 24.28 | 0.32111 | 0.0001146
4456 | 0 | 7.3752e-05 | 4.5888 | 3.864 | 3.4273 | 9.6058 | 6.7754 | 5.4742 | 3.4273 | 23.7 | 0.245 | 7.9573e-05
4457 | 0 | 7.7087e-05 | 4.6348 | 3.8644 | 3.4273 | 9.8228 | 6.7766 | 5.4742 | 3.4273 | 24.06 | 0.23333 | 6.0551e-05
4458 | 0 | 7.8277e-05 | 4.5562 | 3.8648 | 3.4273 | 9.455 | 6.7778 | 5.4742 | 3.4273 | 23.44 | 0.11111 | 0.00020853
4459 | 0 | 7.795e-05 | 4.4067 | 3.8651 | 3.4273 | 8.7963 | 6.779 | 5.4742 | 3.4273 | 22.2 | 0.034444 | 0.00023364
4460 | 0 | 7.9417e-05 | 4.2192 | 3.8654 | 3.4273 | 8.0377 | 6.78 | 5.4742 | 3.4273 | 20.52 | 0.0027778 | 0.00019843
4461 | 0 | 7.4871e-05 | 4.0727 | 3.866 | 3.4273 | 7.4916 | 6.7818 | 5.4742 | 3.4273 | 19.1 | 0 | 0.000208
4462 | 0 | 7.8271e-05 | 4.0608 | 3.8664 | 3.4273 | 7.4489 | 6.7832 | 5.4742 | 3.4273 | 18.98 | 0 | 9.0383e-06
4463 | 0 | 8.1572e-05 | 4.0061 | 3.8668 | 3.4273 | 7.2556 | 6.7846 | 5.4742 | 3.4273 | 18.42 | 0 | 1.1933e-05
4464 | 0 | 8.3377e-05 | 4.0158 | 3.8674 | 3.4273 | 7.2893 | 6.7866 | 5.4742 | 3.4273 | 18.52 | 0 | 1.849e-05
4465 | 0 | 8.5068e-05 | 3.968 | 3.8681 | 3.4273 | 7.1235 | 6.7886 | 5.4742 | 3.4273 | 18.02 | 0 | 2.0085e-05
4466 | 0 | 8.5772e-05 | 3.8919 | 3.8686 | 3.4273 | 6.8673 | 6.7905 | 5.4742 | 3.4273 | 17.2 | 0 | 1.9317e-05
4467 | 0 | 8.5903e-05 | 3.9268 | 3.8693 | 3.4273 | 6.9837 | 6.7927 | 5.4742 | 3.4273 | 17.58 | 0.0027778 | 2.103e-05
4468 | 0 | 8.5911e-05 | 3.9473 | 3.8699 | 3.4273 | 7.0529 | 6.7948 | 5.4742 | 3.4273 | 17.8 | 0.014444 | 2.0262e-05
4469 | 0 | 8.5908e-05 | 3.9585 | 3.8706 | 3.4273 | 7.0913 | 6.7971 | 5.4742 | 3.4273 | 17.92 | 0.043333 | 2.298e-05
4470 | 0 | 8.5904e-05 | 4.0847 | 3.8711 | 3.4273 | 7.5349 | 6.7987 | 5.4742 | 3.4273 | 19.22 | 0.10889 | 2.4043e-05
4471 | 0 | 8.5837e-05 | 4.1665 | 3.8712 | 3.4273 | 7.8366 | 6.799 | 5.4742 | 3.4273 | 20.02 | 0.23833 | 0.00043786
4472 | 0 | 8.541e-05 | 4.2668 | 3.8711 | 3.4273 | 8.2235 | 6.7986 | 5.4742 | 3.4273 | 20.96 | 0.45944 | 0.00044707
4473 | 0 | 8.3785e-05 | 4.3882 | 3.8709 | 3.4273 | 8.718 | 6.7979 | 5.4742 | 3.4273 | 22.04 | 0.70389 | 0.00013038
4474 | 0 | 8.2602e-05 | 4.502 | 3.8707 | 3.4273 | 9.2103 | 6.7972 | 5.4742 | 3.4273 | 23 | 0.54944 | 0.00013528
4475 | 0 | 8.3388e-05 | 4.4467 | 3.8704 | 3.4273 | 8.9676 | 6.7963 | 5.4742 | 3.4273 | 22.54 | 0.30833 | 8.5126e-05
4476 | 0 | 7.9742e-05 | 4.4658 | 3.87 | 3.4273 | 9.0506 | 6.7949 | 5.4742 | 3.4273 | 22.7 | 0.35556 | 8.5303e-05
4477 | 0 | 7.6156e-05 | 4.2668 | 3.8695 | 3.4273 | 8.2235 | 6.7934 | 5.4742 | 3.4273 | 20.96 | 0.27293 | 7.1539e-05
4478 | 0 | 7.5523e-05 | 4.2976 | 3.8689 | 3.4273 | 8.3462 | 6.7916 | 5.4742 | 3.4273 | 21.24 | 0.27056 | 8.2467e-05
4479 | 0 | 7.3249e-05 | 4.3766 | 3.8683 | 3.4273 | 8.6697 | 6.7896 | 5.4742 | 3.4273 | 21.94 | 0.20056 | 0.00024734
4480 | 0 | 7.365e-05 | 4.1354 | 3.8677 | 3.4273 | 7.7207 | 6.7874 | 5.4742 | 3.4273 | 19.72 | 0.086667 | 0.00024782
4481 | 0 | 7.6989e-05 | 4.049 | 3.8671 | 3.4273 | 7.4066 | 6.7855 | 5.4742 | 3.4273 | 18.86 | 0.045556 | 4.1706e-05
4482 | 0 | 7.8183e-05 | 3.968 | 3.8666 | 3.4273 | 7.1235 | 6.7838 | 5.4742 | 3.4273 | 18.02 | 0.024444 | 2.9773e-05
4483 | 0 | 7.7854e-05 | 3.8938 | 3.866 | 3.4273 | 6.8734 | 6.7818 | 5.4742 | 3.4273 | 17.22 | 0.017222 | 3.8457e-05
4484 | 0 | 7.9319e-05 | 3.81 | 3.8655 | 3.4273 | 6.601 | 6.7803 | 5.4742 | 3.4273 | 16.28 | 0.0027778 | 0.00014609
4485 | 0 | 7.4779e-05 | 3.8205 | 3.8652 | 3.4273 | 6.6345 | 6.7793 | 5.4742 | 3.4273 | 16.4 | 0 | 0.0001299
4486 | 0 | 7.8172e-05 | 3.7365 | 3.8649 | 3.4273 | 6.37 | 6.7784 | 5.4742 | 3.4273 | 15.42 | 0 | 0.00014709
4487 | 1.2822e-06 | 8.186e-05 | 3.6967 | 3.8646 | 3.4273 | 6.248 | 6.7775 | 5.4742 | 3.4273 | 14.94 | 0 | 1.5477e-05
4488 | 0 | 8.3146e-05 | 3.7199 | 3.8644 | 3.4273 | 6.3186 | 6.7768 | 5.4742 | 3.4273 | 15.22 | 0 | 1.7191e-05
4489 | 9.4025e-06 | 8.7519e-05 | 3.6658 | 3.8643 | 3.4273 | 6.1547 | 6.7765 | 5.4742 | 3.4273 | 14.56 | 0 | 2.0617e-05
4490 | 2.8635e-05 | 9.3751e-05 | 3.5946 | 3.8643 | 3.4273 | 5.9444 | 6.7762 | 5.4742 | 3.4273 | 13.66 | 0 | 1.465e-05
4491 | 2.8635e-05 | 9.3831e-05 | 3.5946 | 3.864 | 3.4273 | 5.9444 | 6.7754 | 5.4742 | 3.4273 | 13.66 | 0.0027778 | 1.9849e-05
4492 | 2.2224e-05 | 9.1149e-05 | 3.618 | 3.8639 | 3.4273 | 6.0129 | 6.7752 | 5.4742 | 3.4273 | 13.96 | 0.0088889 | 1.6364e-05
4493 | 1.2822e-06 | 8.087e-05 | 3.6967 | 3.8639 | 3.4273 | 6.248 | 6.7749 | 5.4742 | 3.4273 | 14.94 | 0.029444 | 2.3157e-05
4494 | 0 | 7.5238e-05 | 3.7466 | 3.8636 | 3.4273 | 6.4013 | 6.774 | 5.4742 | 3.4273 | 15.54 | 0.11722 | 1.8667e-05
4495 | 0 | 6.7941e-05 | 3.81 | 3.8632 | 3.4273 | 6.601 | 6.7728 | 5.4742 | 3.4273 | 16.28 | 0.23056 | 0.00045977
4496 | 0 | 7.6616e-05 | 3.9268 | 3.8627 | 3.4273 | 6.9837 | 6.771 | 5.4742 | 3.4273 | 17.58 | 0.16889 | 0.00046468
4497 | 0 | 8.0272e-05 | 4.0177 | 3.862 | 3.4273 | 7.2961 | 6.7687 | 5.4742 | 3.4273 | 18.54 | 0.44056 | 0.00012341
4498 | 0 | 8.022e-05 | 4.1811 | 3.8612 | 3.4273 | 7.8919 | 6.7662 | 5.4742 | 3.4273 | 20.16 | 0.58944 | 0.00012441
4499 | 0 | 8.2883e-05 | 4.1354 | 3.8604 | 3.4273 | 7.7207 | 6.7637 | 5.4742 | 3.4273 | 19.72 | 0.23333 | 7.7151e-05
4500 | 0 | 7.9666e-05 | 3.9379 | 3.8597 | 3.4273 | 7.0213 | 6.7612 | 5.4742 | 3.4273 | 17.7 | 0.68111 | 7.0771e-05
4501 | 0 | 7.6061e-05 | 4.1354 | 3.8588 | 3.4273 | 7.7207 | 6.7584 | 5.4742 | 3.4273 | 19.72 | 0.48667 | 7.5497e-05
4502 | 0 | 7.5423e-05 | 3.8399 | 3.8579 | 3.4273 | 6.697 | 6.7556 | 5.4742 | 3.4273 | 16.62 | 0.25556 | 7.591e-05
4503 | 0 | 7.3025e-05 | 3.8956 | 3.8568 | 3.4273 | 6.8794 | 6.752 | 5.4742 | 3.4273 | 17.24 | 0.265 | 0.00024279
4504 | 0 | 7.3501e-05 | 3.8311 | 3.8558 | 3.4273 | 6.6684 | 6.7486 | 5.4742 | 3.4273 | 16.52 | 0.066111 | 0.00025857
4505 | 0 | 7.6837e-05 | 3.81 | 3.8546 | 3.4273 | 6.601 | 6.7446 | 5.4742 | 3.4273 | 16.28 | 0.060556 | 4.1943e-05
4506 | 0 | 7.8052e-05 | 3.81 | 3.8535 | 3.4273 | 6.601 | 6.7411 | 5.4742 | 3.4273 | 16.28 | 0.057778 | 3.6094e-05
4507 | 0 | 7.7662e-05 | 3.7755 | 3.8525 | 3.4273 | 6.4915 | 6.7378 | 5.4742 | 3.4273 | 15.88 | 0.02 | 3.4204e-05
4508 | 0 | 7.8903e-05 | 3.7282 | 3.8515 | 3.4273 | 6.3442 | 6.7346 | 5.4742 | 3.4273 | 15.32 | 0.0027778 | 0.00015153
4509 | 9.4025e-06 | 7.6977e-05 | 3.6658 | 3.851 | 3.4273 | 6.1547 | 6.7331 | 5.4742 | 3.4273 | 14.56 | 0 | 0.00015909
4510 | 3.5046e-05 | 8.825e-05 | 3.5715 | 3.8508 | 3.4273 | 5.8774 | 6.7324 | 5.4742 | 3.4273 | 13.36 | 0 | 0.0001517
4511 | 4.3166e-05 | 9.3127e-05 | 3.5426 | 3.8507 | 3.4273 | 5.7948 | 6.7319 | 5.4742 | 3.4273 | 12.98 | 0 | 1.6127e-05
4512 | 5.2141e-05 | 9.4495e-05 | 3.5113 | 3.8505 | 3.4273 | 5.7061 | 6.7313 | 5.4742 | 3.4273 | 12.56 | 0 | 9.4519e-06
4513 | 7.2228e-05 | 9.68e-05 | 3.4431 | 3.8504 | 3.4273 | 5.5171 | 6.7309 | 5.4742 | 3.4273 | 11.62 | 0 | 1.1224e-05
4514 | 6.71e-05 | 9.4791e-05 | 3.4602 | 3.8503 | 3.4273 | 5.5641 | 6.7305 | 5.4742 | 3.4273 | 11.86 | 0 | 8.802e-06
4515 | 7.2228e-05 | 9.5684e-05 | 3.4431 | 3.8502 | 3.4273 | 5.5171 | 6.7302 | 5.4742 | 3.4273 | 11.62 | 0.0027778 | 7.5024e-06
4516 | 7.7357e-05 | 9.6971e-05 | 3.4261 | 3.8501 | 3.4273 | 5.4708 | 6.73 | 5.4742 | 3.4273 | 11.38 | 0.043333 | 1.1047e-05
4517 | 5.8979e-05 | 9.1675e-05 | 3.4878 | 3.85 | 3.4273 | 5.6403 | 6.7296 | 5.4742 | 3.4273 | 12.24 | 0.16611 | 1.1933e-05
4518 | 3.0344e-05 | 8.3087e-05 | 3.5884 | 3.8498 | 3.4273 | 5.9264 | 6.7291 | 5.4742 | 3.4273 | 13.58 | 0.29111 | 8.1522e-06
4519 | 5.2711e-06 | 7.308e-05 | 3.6815 | 3.8496 | 3.4273 | 6.2018 | 6.7285 | 5.4742 | 3.4273 | 14.7533 | 0.26056 | 0.00048506
4520 | 0 | 6.8635e-05 | 3.7755 | 3.8494 | 3.4273 | 6.4915 | 6.7277 | 5.4742 | 3.4273 | 15.88 | 0.49722 | 9.8536e-05
4521 | 0 | 7.338e-05 | 3.8399 | 3.8493 | 3.4273 | 6.697 | 6.7275 | 5.4742 | 3.4273 | 16.62 | 0.26389 | 6.7108e-05
4522 | 0 | 7.6112e-05 | 3.7755 | 3.8492 | 3.4273 | 6.4915 | 6.7272 | 5.4742 | 3.4273 | 15.88 | 0.40944 | 9.6173e-05
4523 | 0 | 7.8327e-05 | 3.9084 | 3.8494 | 3.4273 | 6.922 | 6.7277 | 5.4742 | 3.4273 | 17.38 | 0.40944 | 0.00011088
4524 | 0 | 7.751e-05 | 3.9984 | 3.8496 | 3.4273 | 7.2288 | 6.7285 | 5.4742 | 3.4273 | 18.34 | 0.47056 | 0.00020971
4525 | 0 | 7.49e-05 | 4.0081 | 3.8498 | 3.4273 | 7.2623 | 6.7292 | 5.4742 | 3.4273 | 18.44 | 0.50556 | 0.00010019
4526 | 0 | 7.4414e-05 | 4.1049 | 3.8505 | 3.4273 | 7.6081 | 6.7314 | 5.4742 | 3.4273 | 19.42 | 0.45167 | 0.00011372
4527 | 0 | 7.2585e-05 | 4.1354 | 3.8509 | 3.4273 | 7.7207 | 6.7325 | 5.4742 | 3.4273 | 19.72 | 0.55611 | 0.00010716
4528 | 0 | 7.3252e-05 | 4.0177 | 3.851 | 3.4273 | 7.2961 | 6.7328 | 5.4742 | 3.4273 | 18.54 | 0.25556 | 6.6163e-05
4529 | 0 | 7.6708e-05 | 3.9473 | 3.8509 | 3.4273 | 7.0529 | 6.7325 | 5.4742 | 3.4273 | 17.8 | 0.14833 | 6.6045e-05
4530 | 0 | 7.797e-05 | 3.8956 | 3.8508 | 3.4273 | 6.8794 | 6.7324 | 5.4742 | 3.4273 | 17.24 | 0.071667 | 0.0002067
4531 | 0 | 7.7646e-05 | 3.8399 | 3.8507 | 3.4273 | 6.697 | 6.7321 | 5.4742 | 3.4273 | 16.62 | 0.024444 | 0.00021125
4532 | 0 | 7.9163e-05 | 3.7841 | 3.8508 | 3.4273 | 6.5185 | 6.7322 | 5.4742 | 3.4273 | 15.98 | 0.0027778 | 0.0002093
4533 | 0 | 7.407e-05 | 3.7568 | 3.8509 | 3.4273 | 6.4328 | 6.7326 | 5.4742 | 3.4273 | 15.66 | 0 | 0.00021964
4534 | 0 | 7.5514e-05 | 3.705 | 3.8511 | 3.4273 | 6.273 | 6.7334 | 5.4742 | 3.4273 | 15.04 | 0 | 1.0456e-05
4535 | 0 | 7.6214e-05 | 3.7466 | 3.8513 | 3.4273 | 6.4013 | 6.7341 | 5.4742 | 3.4273 | 15.54 | 0 | 9.1565e-06
4536 | 1.5386e-05 | 8.1245e-05 | 3.6434 | 3.8516 | 3.4273 | 6.0877 | 6.7348 | 5.4742 | 3.4273 | 14.28 | 0 | 8.8611e-06
4537 | 2.2224e-05 | 8.1163e-05 | 3.618 | 3.8518 | 3.4273 | 6.0129 | 6.7355 | 5.4742 | 3.4273 | 13.96 | 0 | 9.1565e-06
4538 | 1.966e-05 | 7.9731e-05 | 3.6275 | 3.8518 | 3.4273 | 6.0407 | 6.7357 | 5.4742 | 3.4273 | 14.08 | 0 | 1.2465e-05
4539 | 3.0344e-05 | 8.2844e-05 | 3.5884 | 3.8517 | 3.4273 | 5.9264 | 6.7353 | 5.4742 | 3.4273 | 13.58 | 0.0027778 | 8.2113e-06
4540 | 2.4788e-05 | 8.1205e-05 | 3.6086 | 3.8517 | 3.4273 | 5.9853 | 6.7352 | 5.4742 | 3.4273 | 13.84 | 0.014444 | 7.975e-06
4541 | 1.966e-05 | 7.9671e-05 | 3.6275 | 3.8516 | 3.4273 | 6.0407 | 6.7349 | 5.4742 | 3.4273 | 14.08 | 0.060556 | 1.276e-05
4542 | 1.5386e-05 | 7.7458e-05 | 3.6434 | 3.8516 | 3.4273 | 6.0877 | 6.7349 | 5.4742 | 3.4273 | 14.28 | 0.045556 | 1.1874e-05
4543 | 1.2822e-06 | 7.1264e-05 | 3.6967 | 3.8516 | 3.4273 | 6.248 | 6.735 | 5.4742 | 3.4273 | 14.94 | 0.15611 | 0.00046308
4544 | 0 | 7.0809e-05 | 3.8399 | 3.8516 | 3.4273 | 6.697 | 6.7351 | 5.4742 | 3.4273 | 16.62 | 0.35556 | 0.00011449
4545 | 0 | 7.667e-05 | 3.9379 | 3.8517 | 3.4273 | 7.0213 | 6.7354 | 5.4742 | 3.4273 | 17.7 | 0.43222 | 6.7108e-05
4546 | 0 | 7.755e-05 | 3.9585 | 3.8518 | 3.4273 | 7.0913 | 6.7356 | 5.4742 | 3.4273 | 17.92 | 0.30556 | 0.00010385
4547 | 0 | 8.0117e-05 | 4.1581 | 3.8519 | 3.4273 | 7.8053 | 6.736 | 5.4742 | 3.4273 | 19.94 | 0.20056 | 0.00010592
4548 | 0 | 7.8107e-05 | 4.3652 | 3.852 | 3.4273 | 8.622 | 6.7363 | 5.4742 | 3.4273 | 21.84 | 0.34222 | 0.00023523
4549 | 0 | 7.5026e-05 | 4.4067 | 3.8523 | 3.4273 | 8.7963 | 6.737 | 5.4742 | 3.4273 | 22.2 | 0.28444 | 0.00011106
4550 | 0 | 7.4776e-05 | 4.599 | 3.8525 | 3.4273 | 9.6532 | 6.7379 | 5.4742 | 3.4273 | 23.78 | 0.18167 | 0.00010108
4551 | 0 | 7.2767e-05 | 4.4349 | 3.8528 | 3.4273 | 8.9166 | 6.7389 | 5.4742 | 3.4273 | 22.44 | 0.39667 | 0.00010775
4552 | 0 | 7.3302e-05 | 4.3652 | 3.8533 | 3.4273 | 8.622 | 6.7403 | 5.4742 | 3.4273 | 21.84 | 0.27833 | 6.1496e-05
4553 | 0 | 7.6656e-05 | 4.5737 | 3.8537 | 3.4273 | 9.5356 | 6.7418 | 5.4742 | 3.4273 | 23.58 | 0.24778 | 6.7404e-05
4554 | 0 | 7.7886e-05 | 4.2799 | 3.8543 | 3.4273 | 8.2756 | 6.7436 | 5.4742 | 3.4273 | 21.08 | 0.15833 | 0.00020274
4555 | 0 | 7.7312e-05 | 4.2192 | 3.8547 | 3.4273 | 8.0377 | 6.7449 | 5.4742 | 3.4273 | 20.52 | 0.036667 | 0.00021184
4556 | 0 | 7.8406e-05 | 3.985 | 3.8549 | 3.4273 | 7.1823 | 6.7457 | 5.4742 | 3.4273 | 18.2 | 0.0027778 | 0.00022956
4557 | 0 | 7.38e-05 | 3.81 | 3.855 | 3.4273 | 6.601 | 6.7461 | 5.4742 | 3.4273 | 16.28 | 0 | 0.00020688
4558 | 0 | 7.4722e-05 | 3.7365 | 3.8551 | 3.4273 | 6.37 | 6.7461 | 5.4742 | 3.4273 | 15.42 | 0 | 1.0515e-05
4559 | 2.8635e-05 | 8.5498e-05 | 3.5946 | 3.855 | 3.4273 | 5.9444 | 6.7458 | 5.4742 | 3.4273 | 13.66 | 0 | 1.4001e-05
4560 | 3.932e-05 | 8.6673e-05 | 3.5563 | 3.8549 | 3.4273 | 5.8336 | 6.7455 | 5.4742 | 3.4273 | 13.16 | 0 | 1.7309e-05
4561 | 3.2054e-05 | 8.4626e-05 | 3.5823 | 3.8546 | 3.4273 | 5.9085 | 6.7448 | 5.4742 | 3.4273 | 13.5 | 0 | 7.7387e-06
4562 | 6.71e-05 | 9.4012e-05 | 3.4602 | 3.8543 | 3.4273 | 5.5641 | 6.7438 | 5.4742 | 3.4273 | 11.86 | 0 | 1.0515e-05
4563 | 5.6415e-05 | 9.0736e-05 | 3.4965 | 3.854 | 3.4273 | 5.6648 | 6.7427 | 5.4742 | 3.4273 | 12.36 | 0.0027778 | 1.1283e-05
4564 | 6.1544e-05 | 9.2238e-05 | 3.479 | 3.8537 | 3.4273 | 5.616 | 6.7416 | 5.4742 | 3.4273 | 12.12 | 0.039444 | 1.1165e-05
4565 | 3.2054e-05 | 8.2349e-05 | 3.5823 | 3.8534 | 3.4273 | 5.9085 | 6.7408 | 5.4742 | 3.4273 | 13.5 | 0.16389 | 8.5067e-06
4566 | 0 | 7.3871e-05 | 3.7199 | 3.8533 | 3.4273 | 6.3186 | 6.7404 | 5.4742 | 3.4273 | 15.22 | 0.15444 | 1.0397e-05
4567 | 0 | 7.1668e-05 | 3.8488 | 3.8531 | 3.4273 | 6.7257 | 6.7399 | 5.4742 | 3.4273 | 16.72 | 0.37 | 0.00046881
4568 | 0 | 7.0541e-05 | 3.9585 | 3.8529 | 3.4273 | 7.0913 | 6.7391 | 5.4742 | 3.4273 | 17.92 | 0.59778 | 0.00012211
4569 | 0 | 7.1086e-05 | 4.1811 | 3.8527 | 3.4273 | 7.8919 | 6.7384 | 5.4742 | 3.4273 | 20.16 | 0.64278 | 8.6071e-05
4570 | 0 | 7.4872e-05 | 4.2668 | 3.8524 | 3.4273 | 8.2235 | 6.7376 | 5.4742 | 3.4273 | 20.96 | 0.61278 | 9.8417e-05
4571 | 0 | 7.7931e-05 | 4.3766 | 3.8521 | 3.4273 | 8.6697 | 6.7365 | 5.4742 | 3.4273 | 21.94 | 0.70111 | 0.00011443
4572 | 0 | 7.6719e-05 | 4.4349 | 3.8517 | 3.4273 | 8.9166 | 6.7352 | 5.4742 | 3.4273 | 22.44 | 0.84833 | 0.00018703
4573 | 0 | 7.4407e-05 | 4.3882 | 3.8513 | 3.4273 | 8.718 | 6.7338 | 5.4742 | 3.4273 | 22.04 | 0.66778 | 0.00011738
4574 | 0 | 7.425e-05 | 4.3221 | 3.8512 | 3.4273 | 8.4453 | 6.7336 | 5.4742 | 3.4273 | 21.46 | 0.49556 | 0.00011248
4575 | 0 | 7.1936e-05 | 4.3789 | 3.851 | 3.4273 | 8.6793 | 6.733 | 5.4742 | 3.4273 | 21.96 | 0.30556 | 0.00010911
4576 | 0 | 7.2035e-05 | 4.4114 | 3.8508 | 3.4273 | 8.8162 | 6.7323 | 5.4742 | 3.4273 | 22.24 | 0.44056 | 8.1995e-05
4577 | 0 | 7.5169e-05 | 4.4349 | 3.8506 | 3.4273 | 8.9166 | 6.7316 | 5.4742 | 3.4273 | 22.44 | 0.20093 | 7.1775e-05
4578 | 0 | 7.6637e-05 | 4.3221 | 3.8503 | 3.4273 | 8.4453 | 6.7308 | 5.4742 | 3.4273 | 21.46 | 0.050556 | 0.00021887
4579 | 0 | 7.6388e-05 | 4.1581 | 3.8501 | 3.4273 | 7.8053 | 6.73 | 5.4742 | 3.4273 | 19.94 | 0.022222 | 0.0002132
4580 | 0 | 7.7858e-05 | 3.985 | 3.8499 | 3.4273 | 7.1823 | 6.7293 | 5.4742 | 3.4273 | 18.2 | 0.0027778 | 0.00019938
4581 | 0 | 7.348e-05 | 3.9084 | 3.8497 | 3.4273 | 6.922 | 6.7289 | 5.4742 | 3.4273 | 17.38 | 0 | 0.00019559
4582 | 3.4191e-06 | 7.8079e-05 | 3.6886 | 3.8497 | 3.4273 | 6.2232 | 6.7289 | 5.4742 | 3.4273 | 14.84 | 0 | 9.1565e-06
4583 | 8.9751e-06 | 7.79e-05 | 3.6674 | 3.8498 | 3.4273 | 6.1595 | 6.7291 | 5.4742 | 3.4273 | 14.58 | 0 | 1.341e-05
4584 | 0 | 7.4791e-05 | 3.7199 | 3.8499 | 3.4273 | 6.3186 | 6.7293 | 5.4742 | 3.4273 | 15.22 | 0 | 1.341e-05
4585 | 0 | 7.4129e-05 | 3.7365 | 3.8499 | 3.4273 | 6.37 | 6.7295 | 5.4742 | 3.4273 | 15.42 | 0 | 1.1992e-05
4586 | 0 | 7.3876e-05 | 3.705 | 3.8501 | 3.4273 | 6.273 | 6.73 | 5.4742 | 3.4273 | 15.04 | 0 | 1.1401e-05
4587 | 1.2822e-06 | 7.3998e-05 | 3.6967 | 3.8502 | 3.4273 | 6.248 | 6.7305 | 5.4742 | 3.4273 | 14.94 | 0 | 1.0988e-05
4588 | 1.2822e-06 | 7.407e-05 | 3.6967 | 3.8502 | 3.4273 | 6.248 | 6.7305 | 5.4742 | 3.4273 | 14.94 | 0.040556 | 1.1874e-05
4589 | 1.2822e-06 | 7.3887e-05 | 3.6967 | 3.8502 | 3.4273 | 6.248 | 6.7303 | 5.4742 | 3.4273 | 14.94 | 0.12019 | 1.022e-05
4590 | 0 | 7.3526e-05 | 3.7466 | 3.8499 | 3.4273 | 6.4013 | 6.7295 | 5.4742 | 3.4273 | 15.54 | 0.20333 | 1.1992e-05
4591 | 0 | 7.2054e-05 | 3.8956 | 3.8497 | 3.4273 | 6.8794 | 6.7289 | 5.4742 | 3.4273 | 17.24 | 0.29111 | 0.00047118
4592 | 0 | 6.7209e-05 | 4.0392 | 3.8495 | 3.4273 | 7.3717 | 6.728 | 5.4742 | 3.4273 | 18.76 | 0.54722 | 0.00010852
4593 | 0 | 7.2491e-05 | 4.0727 | 3.8493 | 3.4273 | 7.4916 | 6.7276 | 5.4742 | 3.4273 | 19.1 | 0.55889 | 6.7049e-05
4594 | 0 | 7.6862e-05 | 4.1832 | 3.8492 | 3.4273 | 7.8998 | 6.7271 | 5.4742 | 3.4273 | 20.18 | 0.65222 | 0.0001126
4595 | 0 | 7.8314e-05 | 4.4349 | 3.8488 | 3.4273 | 8.9166 | 6.7258 | 5.4742 | 3.4273 | 22.44 | 0.76611 | 0.00010687
4596 | 0 | 7.7345e-05 | 4.3905 | 3.8483 | 3.4273 | 8.7277 | 6.7242 | 5.4742 | 3.4273 | 22.06 | 0.77944 | 0.0002005
4597 | 0 | 7.458e-05 | 4.599 | 3.8479 | 3.4273 | 9.6532 | 6.7227 | 5.4742 | 3.4273 | 23.78 | 0.67556 | 0.000111
4598 | 0 | 7.4554e-05 | 4.6143 | 3.8478 | 3.4273 | 9.7252 | 6.7226 | 5.4742 | 3.4273 | 23.9 | 0.52056 | 0.00011384
4599 | 0 | 7.2452e-05 | 4.4947 | 3.848 | 3.4273 | 9.1779 | 6.7232 | 5.4742 | 3.4273 | 22.94 | 0.43611 | 0.00010681
4600 | 0 | 7.2872e-05 | 4.6194 | 3.8481 | 3.4273 | 9.7494 | 6.7236 | 5.4742 | 3.4273 | 23.94 | 0.43389 | 7.6974e-05
4601 | 0 | 7.6339e-05 | 4.5788 | 3.8484 | 3.4273 | 9.5589 | 6.7246 | 5.4742 | 3.4273 | 23.62 | 0.15444 | 6.1673e-05
4602 | 0 | 7.7634e-05 | 4.3789 | 3.8486 | 3.4273 | 8.6793 | 6.7251 | 5.4742 | 3.4273 | 21.96 | 0.071667 | 0.00021515
4603 | 0 | 7.7128e-05 | 4.245 | 3.8488 | 3.4273 | 8.138 | 6.7258 | 5.4742 | 3.4273 | 20.76 | 0.017222 | 0.00020794
4604 | 0 | 7.8187e-05 | 4.0608 | 3.8489 | 3.4273 | 7.4489 | 6.726 | 5.4742 | 3.4273 | 18.98 | 0 | 0.00020132
4605 | 0 | 7.3657e-05 | 3.968 | 3.8488 | 3.4273 | 7.1235 | 6.7257 | 5.4742 | 3.4273 | 18.02 | 0 | 0.00019376
4606 | 0 | 7.4821e-05 | 3.9102 | 3.8486 | 3.4273 | 6.9281 | 6.7251 | 5.4742 | 3.4273 | 17.4 | 0 | 1.2051e-05
4607 | 0 | 7.6222e-05 | 3.8488 | 3.8484 | 3.4273 | 6.7257 | 6.7246 | 5.4742 | 3.4273 | 16.72 | 0 | 1.0515e-05
4608 | 0 | 7.5698e-05 | 3.81 | 3.8482 | 3.4273 | 6.601 | 6.7239 | 5.4742 | 3.4273 | 16.28 | 0 | 1.1992e-05
4609 | 0 | 7.476e-05 | 3.7944 | 3.848 | 3.4273 | 6.5513 | 6.7234 | 5.4742 | 3.4273 | 16.1 | 0 | 1.1874e-05
4610 | 0 | 7.3448e-05 | 3.7944 | 3.8479 | 3.4273 | 6.5513 | 6.723 | 5.4742 | 3.4273 | 16.1 | 0 | 1.0102e-05
4611 | 0 | 7.3546e-05 | 3.7282 | 3.8478 | 3.4273 | 6.3442 | 6.7225 | 5.4742 | 3.4273 | 15.32 | 0 | 9.5109e-06
4612 | 0 | 7.3845e-05 | 3.7365 | 3.8477 | 3.4273 | 6.37 | 6.7221 | 5.4742 | 3.4273 | 15.42 | 0.0044444 | 1.0633e-05
4613 | 0 | 7.3533e-05 | 3.7585 | 3.8476 | 3.4273 | 6.4381 | 6.7218 | 5.4742 | 3.4273 | 15.68 | 0.02 | 1.4001e-05
4614 | 0 | 7.3255e-05 | 3.7653 | 3.8475 | 3.4273 | 6.4594 | 6.7216 | 5.4742 | 3.4273 | 15.76 | 0.079444 | 6.4391e-06
4615 | 0 | 7.1169e-05 | 3.8311 | 3.8475 | 3.4273 | 6.6684 | 6.7217 | 5.4742 | 3.4273 | 16.52 | 0.060556 | 0.00047643
4616 | 0 | 6.9726e-05 | 3.9011 | 3.8477 | 3.4273 | 6.8976 | 6.7221 | 5.4742 | 3.4273 | 17.3 | 0.073889 | 0.00010438
4617 | 0 | 7.1798e-05 | 3.9585 | 3.848 | 3.4273 | 7.0913 | 6.7233 | 5.4742 | 3.4273 | 17.92 | 0.036667 | 6.9885e-05
4618 | 0 | 7.5522e-05 | 4.0177 | 3.8483 | 3.4273 | 7.2961 | 6.724 | 5.4742 | 3.4273 | 18.54 | 0.050556 | 0.00010893
4619 | 0 | 7.7479e-05 | 3.9473 | 3.8485 | 3.4273 | 7.0529 | 6.7247 | 5.4742 | 3.4273 | 17.8 | 0.15167 | 0.00012358
4620 | 0 | 7.5675e-05 | 4.0081 | 3.8487 | 3.4273 | 7.2623 | 6.7256 | 5.4742 | 3.4273 | 18.44 | 0.27333 | 0.00022271
4621 | 0 | 7.3518e-05 | 4.1832 | 3.8489 | 3.4273 | 7.8998 | 6.726 | 5.4742 | 3.4273 | 20.18 | 0.21667 | 0.00010303
4622 | 0 | 7.3313e-05 | 4.2192 | 3.849 | 3.4273 | 8.0377 | 6.7265 | 5.4742 | 3.4273 | 20.52 | 0.084444 | 0.00010025
4623 | 0 | 7.1325e-05 | 4.2998 | 3.849 | 3.4273 | 8.3551 | 6.7266 | 5.4742 | 3.4273 | 21.26 | 0.11722 | 0.00011212
4624 | 0 | 7.1578e-05 | 4.3334 | 3.8488 | 3.4273 | 8.4911 | 6.7258 | 5.4742 | 3.4273 | 21.56 | 0.039444 | 7.0948e-05
4625 | 0 | 7.4991e-05 | 4.0847 | 3.8485 | 3.4273 | 7.5349 | 6.7249 | 5.4742 | 3.4273 | 19.22 | 0.029444 | 6.4804e-05
4626 | 0 | 7.6426e-05 | 3.9011 | 3.8484 | 3.4273 | 6.8976 | 6.7244 | 5.4742 | 3.4273 | 17.3 | 0.027222 | 0.00019878
4627 | 0 | 7.6587e-05 | 3.8956 | 3.8483 | 3.4273 | 6.8794 | 6.724 | 5.4742 | 3.4273 | 17.24 | 0.017222 | 0.00019559
4628 | 0 | 7.8434e-05 | 3.8595 | 3.8482 | 3.4273 | 6.7606 | 6.7238 | 5.4742 | 3.4273 | 16.84 | 0.0027778 | 0.00020067
4629 | 0 | 7.4767e-05 | 3.81 | 3.8481 | 3.4273 | 6.601 | 6.7235 | 5.4742 | 3.4273 | 16.28 | 0 | 0.00019973
4630 | 0 | 7.4763e-05 | 3.81 | 3.848 | 3.4273 | 6.601 | 6.7233 | 5.4742 | 3.4273 | 16.28 | 0 | 8.5067e-06
4631 | 0 | 7.3232e-05 | 3.8205 | 3.8479 | 3.4273 | 6.6345 | 6.7229 | 5.4742 | 3.4273 | 16.4 | 0 | 7.7387e-06
4632 | 0 | 7.426e-05 | 3.8311 | 3.8478 | 3.4273 | 6.6684 | 6.7226 | 5.4742 | 3.4273 | 16.52 | 0 | 1.9554e-05
4633 | 0 | 7.3888e-05 | 3.8311 | 3.8477 | 3.4273 | 6.6684 | 6.7222 | 5.4742 | 3.4273 | 16.52 | 0 | 2.4398e-05
4634 | 0 | 7.3656e-05 | 3.8013 | 3.8476 | 3.4273 | 6.5733 | 6.7219 | 5.4742 | 3.4273 | 16.18 | 0 | 2.0794e-05
4635 | 0 | 7.3114e-05 | 3.705 | 3.8474 | 3.4273 | 6.273 | 6.7213 | 5.4742 | 3.4273 | 15.04 | 0.0027778 | 1.7072e-05
4636 | 0 | 7.3006e-05 | 3.7282 | 3.8472 | 3.4273 | 6.3442 | 6.7207 | 5.4742 | 3.4273 | 15.32 | 0.014444 | 2.1857e-05
4637 | 0 | 7.3493e-05 | 3.7282 | 3.847 | 3.4273 | 6.3442 | 6.7199 | 5.4742 | 3.4273 | 15.32 | 0.036667 | 2.1976e-05
4638 | 0 | 7.2925e-05 | 3.7755 | 3.8466 | 3.4273 | 6.4915 | 6.7187 | 5.4742 | 3.4273 | 15.88 | 0.13444 | 2.6879e-05
4639 | 0 | 7.1697e-05 | 3.8205 | 3.8462 | 3.4273 | 6.6345 | 6.7173 | 5.4742 | 3.4273 | 16.4 | 0.20444 | 0.00043774
4640 | 0 | 7.1179e-05 | 3.9585 | 3.8458 | 3.4273 | 7.0913 | 6.716 | 5.4742 | 3.4273 | 17.92 | 0.235 | 0.0004492
4641 | 0 | 7.051e-05 | 4.0608 | 3.8454 | 3.4273 | 7.4489 | 6.7147 | 5.4742 | 3.4273 | 18.98 | 0.45 | 0.0001266
4642 | 0 | 7.1197e-05 | 4.245 | 3.845 | 3.4273 | 8.138 | 6.7133 | 5.4742 | 3.4273 | 20.76 | 0.54722 | 0.00010622
4643 | 0 | 7.4632e-05 | 4.2998 | 3.8445 | 3.4273 | 8.3551 | 6.7118 | 5.4742 | 3.4273 | 21.26 | 0.53722 | 8.7725e-05
4644 | 0 | 7.4689e-05 | 4.2799 | 3.8441 | 3.4273 | 8.2756 | 6.7105 | 5.4742 | 3.4273 | 21.08 | 0.38444 | 7.3311e-05
4645 | 0 | 7.3654e-05 | 4.4138 | 3.8437 | 3.4273 | 8.8261 | 6.7092 | 5.4742 | 3.4273 | 22.26 | 0.54111 | 8.1345e-05
4646 | 0 | 7.3784e-05 | 4.4467 | 3.8433 | 3.4273 | 8.9676 | 6.7081 | 5.4742 | 3.4273 | 22.54 | 0.68389 | 9.1565e-05
4647 | 0 | 7.1724e-05 | 4.5562 | 3.843 | 3.4273 | 9.455 | 6.707 | 5.4742 | 3.4273 | 23.44 | 0.57167 | 0.00025272
4648 | 0 | 7.2378e-05 | 4.7647 | 3.8427 | 3.4273 | 10 | 6.706 | 5.4742 | 3.4273 | 25.04 | 0.48667 | 0.00026004
4649 | 0 | 7.6007e-05 | 4.5788 | 3.8422 | 3.4273 | 9.5589 | 6.7043 | 5.4742 | 3.4273 | 23.62 | 0.24278 | 4.2061e-05
4650 | 0 | 7.744e-05 | 4.6041 | 3.8417 | 3.4273 | 9.6771 | 6.7026 | 5.4742 | 3.4273 | 23.82 | 0.15167 | 3.8575e-05
4651 | 0 | 7.6725e-05 | 4.3652 | 3.8411 | 3.4273 | 8.622 | 6.7008 | 5.4742 | 3.4273 | 21.84 | 0.032222 | 3.7985e-05
4652 | 0 | 7.8502e-05 | 4.1832 | 3.8405 | 3.4273 | 7.8998 | 6.6988 | 5.4742 | 3.4273 | 20.18 | 0 | 0.00014887
4653 | 0 | 7.3803e-05 | 4.049 | 3.84 | 3.4273 | 7.4066 | 6.6971 | 5.4742 | 3.4273 | 18.86 | 0 | 0.00015306
4654 | 0 | 7.3921e-05 | 3.9774 | 3.8393 | 3.4273 | 7.1561 | 6.6951 | 5.4742 | 3.4273 | 18.12 | 0 | 0.00014349
4655 | 0 | 7.3883e-05 | 3.8595 | 3.8388 | 3.4273 | 6.7606 | 6.6933 | 5.4742 | 3.4273 | 16.84 | 0 | 1.8786e-05
4656 | 0 | 7.4608e-05 | 3.7944 | 3.8381 | 3.4273 | 6.5513 | 6.6913 | 5.4742 | 3.4273 | 16.1 | 0 | 2.6229e-05
4657 | 0 | 7.4088e-05 | 3.7199 | 3.8376 | 3.4273 | 6.3186 | 6.6894 | 5.4742 | 3.4273 | 15.22 | 0 | 1.9908e-05
4658 | 1.1112e-05 | 7.7564e-05 | 3.6594 | 3.8371 | 3.4273 | 6.1354 | 6.6877 | 5.4742 | 3.4273 | 14.48 | 0 | 1.7604e-05
4659 | 3.4191e-06 | 7.4517e-05 | 3.6886 | 3.8366 | 3.4273 | 6.2232 | 6.6861 | 5.4742 | 3.4273 | 14.84 | 0.0027778 | 1.9376e-05
4660 | 8.9751e-06 | 7.574e-05 | 3.6674 | 3.8361 | 3.4273 | 6.1595 | 6.6845 | 5.4742 | 3.4273 | 14.58 | 0.027222 | 2.2684e-05
4661 | 0 | 7.3561e-05 | 3.8013 | 3.8355 | 3.4273 | 6.5733 | 6.6828 | 5.4742 | 3.4273 | 16.18 | 0.12056 | 1.6364e-05
4662 | 0 | 7.3365e-05 | 3.9379 | 3.835 | 3.4273 | 7.0213 | 6.681 | 5.4742 | 3.4273 | 17.7 | 0.26056 | 2.6229e-05
4663 | 0 | 7.2473e-05 | 4.1581 | 3.8344 | 3.4273 | 7.8053 | 6.679 | 5.4742 | 3.4273 | 19.94 | 0.32389 | 0.00045079
4664 | 0 | 6.7875e-05 | 4.3356 | 3.8338 | 3.4273 | 8.5003 | 6.6773 | 5.4742 | 3.4273 | 21.58 | 0.54389 | 0.00043591
4665 | 0 | 6.9725e-05 | 4.5388 | 3.8334 | 3.4273 | 9.3757 | 6.6759 | 5.4742 | 3.4273 | 23.3 | 0.71278 | 0.00012884
4666 | 0 | 7.5482e-05 | 4.8592 | 3.8329 | 3.4273 | 10 | 6.6744 | 5.4742 | 3.4273 | 25.72 | 0.67222 | 0.0001019
4667 | 0 | 7.7692e-05 | 4.8906 | 3.8325 | 3.4273 | 10 | 6.6731 | 5.4742 | 3.4273 | 25.94 | 0.45 | 6.9412e-05
4668 | 0 | 7.6866e-05 | 4.8227 | 3.832 | 3.4273 | 10 | 6.6714 | 5.4742 | 3.4273 | 25.46 | 0.49944 | 6.9176e-05
4669 | 0 | 7.4399e-05 | 5.0023 | 3.8315 | 3.4273 | 10 | 6.6698 | 5.4742 | 3.4273 | 26.7 | 0.36167 | 6.6931e-05
4670 | 0 | 7.4588e-05 | 4.9903 | 3.831 | 3.4273 | 10 | 6.6683 | 5.4742 | 3.4273 | 26.62 | 0.37667 | 8.867e-05
4671 | 0 | 7.2588e-05 | 5.1412 | 3.8303 | 3.4273 | 10 | 6.6661 | 5.4742 | 3.4273 | 27.6 | 0.43611 | 0.00024138
4672 | 0 | 7.293e-05 | 5.1603 | 3.8296 | 3.4273 | 10 | 6.6637 | 5.4742 | 3.4273 | 27.72 | 0.365 | 0.00026459
4673 | 0 | 7.6255e-05 | 5.0294 | 3.8291 | 3.4273 | 10 | 6.6621 | 5.4742 | 3.4273 | 26.88 | 0.24167 | 3.2609e-05
4674 | 0 | 7.7478e-05 | 4.8792 | 3.8285 | 3.4273 | 10 | 6.6601 | 5.4742 | 3.4273 | 25.86 | 0.060556 | 4.147e-05
4675 | 0 | 7.7162e-05 | 4.666 | 3.8279 | 3.4273 | 9.9729 | 6.6584 | 5.4742 | 3.4273 | 24.3 | 0.017222 | 2.8769e-05
4676 | 0 | 7.857e-05 | 4.3652 | 3.8275 | 3.4273 | 8.622 | 6.6571 | 5.4742 | 3.4273 | 21.84 | 0 | 0.0001507
4677 | 0 | 7.4144e-05 | 4.3356 | 3.8273 | 3.4273 | 8.5003 | 6.6564 | 5.4742 | 3.4273 | 21.58 | 0 | 0.000152
4678 | 0 | 7.733e-05 | 4.2668 | 3.8272 | 3.4273 | 8.2235 | 6.6559 | 5.4742 | 3.4273 | 20.96 | 0 | 0.00015153
4679 | 0 | 8.0473e-05 | 4.1937 | 3.8271 | 3.4273 | 7.9399 | 6.6557 | 5.4742 | 3.4273 | 20.28 | 0 | 1.595e-05
4680 | 0 | 8.1946e-05 | 4.0608 | 3.8272 | 3.4273 | 7.4489 | 6.6558 | 5.4742 | 3.4273 | 18.98 | 0 | 1.0811e-05
4681 | 0 | 8.371e-05 | 3.9176 | 3.8272 | 3.4273 | 6.9527 | 6.6558 | 5.4742 | 3.4273 | 17.48 | 0 | 1.2524e-05
4682 | 0 | 8.3177e-05 | 3.8399 | 3.8273 | 3.4273 | 6.697 | 6.6563 | 5.4742 | 3.4273 | 16.62 | 0 | 1.1106e-05
4683 | 0 | 8.2231e-05 | 3.8013 | 3.8275 | 3.4273 | 6.5733 | 6.6569 | 5.4742 | 3.4273 | 16.18 | 0 | 1.4001e-05
4684 | 0 | 7.4524e-05 | 3.8399 | 3.8277 | 3.4273 | 6.697 | 6.6575 | 5.4742 | 3.4273 | 16.62 | 0.024444 | 1.3705e-05
4685 | 0 | 7.1575e-05 | 3.8956 | 3.8278 | 3.4273 | 6.8794 | 6.658 | 5.4742 | 3.4273 | 17.24 | 0.060556 | 1.2524e-05
4686 | 0 | 7.2566e-05 | 4.0081 | 3.8279 | 3.4273 | 7.2623 | 6.6581 | 5.4742 | 3.4273 | 18.44 | 0.11167 | 4.785e-06
4687 | 0 | 7.1335e-05 | 3.7585 | 3.8278 | 3.4273 | 6.4381 | 6.6579 | 5.4742 | 3.4273 | 15.68 | 0.11722 | 0.00048447
4688 | 0 | 7.825e-05 | 3.7066 | 3.8278 | 3.4273 | 6.2781 | 6.6578 | 5.4742 | 3.4273 | 15.06 | 0.039444 | 0.0001175
4689 | 3.4191e-06 | 7.9767e-05 | 3.6886 | 3.8277 | 3.4273 | 6.2232 | 6.6575 | 5.4742 | 3.4273 | 14.84 | 0.14278 | 6.5572e-05
4690 | 0 | 8.0216e-05 | 3.7841 | 3.8275 | 3.4273 | 6.5185 | 6.6569 | 5.4742 | 3.4273 | 15.98 | 0.19439 | 0.00010852
4691 | 0 | 8.2299e-05 | 4.1602 | 3.8273 | 3.4273 | 7.8131 | 6.6562 | 5.4742 | 3.4273 | 19.96 | 0.74389 | 0.00011271
4692 | 0 | 7.9066e-05 | 4.2799 | 3.8268 | 3.4273 | 8.2756 | 6.6548 | 5.4742 | 3.4273 | 21.08 | 0.79889 | 0.00021609
4693 | 0 | 7.5367e-05 | 4.3447 | 3.8264 | 3.4273 | 8.5374 | 6.6534 | 5.4742 | 3.4273 | 21.66 | 0.62222 | 0.00011449
4694 | 0 | 7.4743e-05 | 3.8311 | 3.8258 | 3.4273 | 6.6684 | 6.6515 | 5.4742 | 3.4273 | 16.52 | 0.40611 | 9.9185e-05
4695 | 0 | 7.253e-05 | 3.9473 | 3.825 | 3.4273 | 7.0529 | 6.6489 | 5.4742 | 3.4273 | 17.8 | 0.265 | 9.9894e-05
4696 | 0 | 7.2851e-05 | 4.1069 | 3.8242 | 3.4273 | 7.6155 | 6.6463 | 5.4742 | 3.4273 | 19.44 | 0.079444 | 7.0357e-05
4697 | 0 | 7.6173e-05 | 3.985 | 3.8234 | 3.4273 | 7.1823 | 6.6437 | 5.4742 | 3.4273 | 18.2 | 0.19333 | 7.7269e-05
4698 | 0 | 7.74e-05 | 3.7653 | 3.8226 | 3.4273 | 6.4594 | 6.6412 | 5.4742 | 3.4273 | 15.76 | 0.058333 | 0.00021225
4699 | 0 | 7.7085e-05 | 3.7755 | 3.8218 | 3.4273 | 6.4915 | 6.6387 | 5.4742 | 3.4273 | 15.88 | 0.022222 | 0.00022206
4700 | 1.795e-05 | 8.3874e-05 | 3.6338 | 3.8211 | 3.4273 | 6.0594 | 6.6363 | 5.4742 | 3.4273 | 14.16 | 0.0027778 | 0.00020209
4701 | 3.7183e-05 | 8.5224e-05 | 3.5639 | 3.8207 | 3.4273 | 5.8555 | 6.635 | 5.4742 | 3.4273 | 13.26 | 0 | 0.000221
4702 | 4.3166e-05 | 9.0295e-05 | 3.5426 | 3.8204 | 3.4273 | 5.7948 | 6.6341 | 5.4742 | 3.4273 | 12.98 | 0 | 1.1165e-05
4703 | 4.6158e-05 | 9.4513e-05 | 3.5321 | 3.8202 | 3.4273 | 5.7649 | 6.6335 | 5.4742 | 3.4273 | 12.84 | 0 | 8.3294e-06
4704 | 5.1714e-05 | 9.7997e-05 | 3.5128 | 3.8201 | 3.4273 | 5.7102 | 6.6332 | 5.4742 | 3.4273 | 12.58 | 0 | 1.087e-05
4705 | 3.7183e-05 | 9.5339e-05 | 3.5639 | 3.8201 | 3.4273 | 5.8555 | 6.6331 | 5.4742 | 3.4273 | 13.26 | 0 | 1.3114e-05
4706 | 6.8382e-06 | 8.6642e-05 | 3.6755 | 3.8201 | 3.4273 | 6.1838 | 6.6332 | 5.4742 | 3.4273 | 14.68 | 0 | 7.0298e-06
4707 | 1.2822e-06 | 8.4622e-05 | 3.6967 | 3.8203 | 3.4273 | 6.248 | 6.6337 | 5.4742 | 3.4273 | 14.94 | 0.0027778 | 8.0341e-06
4708 | 2.9917e-06 | 8.1711e-05 | 3.6902 | 3.8203 | 3.4273 | 6.2281 | 6.6339 | 5.4742 | 3.4273 | 14.86 | 0.024444 | 1.1165e-05
4709 | 0 | 7.8523e-05 | 3.7365 | 3.8204 | 3.4273 | 6.37 | 6.6343 | 5.4742 | 3.4273 | 15.42 | 0.082222 | 1.276e-05
4710 | 0 | 7.6515e-05 | 3.8205 | 3.8203 | 3.4273 | 6.6345 | 6.6339 | 5.4742 | 3.4273 | 16.4 | 0.13667 | 6.8526e-06
4711 | 0 | 7.1382e-05 | 3.8595 | 3.82 | 3.4273 | 6.7606 | 6.633 | 5.4742 | 3.4273 | 16.84 | 0.23833 | 0.00047868
4712 | 0 | 7.8091e-05 | 3.7365 | 3.8195 | 3.4273 | 6.37 | 6.6313 | 5.4742 | 3.4273 | 15.42 | 0.39722 | 0.00011555
4713 | 1.4104e-05 | 8.3218e-05 | 3.6482 | 3.8189 | 3.4273 | 6.1019 | 6.6293 | 5.4742 | 3.4273 | 14.34 | 0.42389 | 7.1184e-05
4714 | 8.9751e-06 | 8.3024e-05 | 3.6674 | 3.8181 | 3.4273 | 6.1595 | 6.6269 | 5.4742 | 3.4273 | 14.58 | 0.19722 | 0.00010173
4715 | 0 | 8.2318e-05 | 3.8488 | 3.8174 | 3.4273 | 6.7257 | 6.6246 | 5.4742 | 3.4273 | 16.72 | 0.19444 | 0.00011555
4716 | 0 | 7.899e-05 | 3.7858 | 3.8165 | 3.4273 | 6.524 | 6.6218 | 5.4742 | 3.4273 | 16 | 0.39889 | 0.0002077
4717 | 0 | 7.5287e-05 | 3.7944 | 3.8156 | 3.4273 | 6.5513 | 6.6186 | 5.4742 | 3.4273 | 16.1 | 0.53222 | 0.00010775
4718 | 0 | 7.4667e-05 | 4.1069 | 3.8145 | 3.4273 | 7.6155 | 6.6152 | 5.4742 | 3.4273 | 19.44 | 0.32111 | 0.00011508
4719 | 0 | 7.2461e-05 | 3.9585 | 3.8136 | 3.4273 | 7.0913 | 6.6122 | 5.4742 | 3.4273 | 17.92 | 0.34444 | 0.00011336
4720 | 0 | 7.2771e-05 | 4.0177 | 3.8127 | 3.4273 | 7.2961 | 6.6094 | 5.4742 | 3.4273 | 18.54 | 0.38167 | 6.5572e-05
4721 | 0 | 7.6092e-05 | 3.9176 | 3.8119 | 3.4273 | 6.9527 | 6.6068 | 5.4742 | 3.4273 | 17.48 | 0.10611 | 6.7581e-05
4722 | 0 | 7.7322e-05 | 3.9029 | 3.8109 | 3.4273 | 6.9037 | 6.6038 | 5.4742 | 3.4273 | 17.32 | 0.050556 | 0.00019418
4723 | 0 | 7.7011e-05 | 3.8595 | 3.81 | 3.4273 | 6.7606 | 6.6009 | 5.4742 | 3.4273 | 16.84 | 0.032222 | 0.00019701
4724 | 0 | 7.8412e-05 | 3.8311 | 3.8091 | 3.4273 | 6.6684 | 6.5978 | 5.4742 | 3.4273 | 16.52 | 0.0027778 | 0.00020912
4725 | 0 | 7.4008e-05 | 3.7585 | 3.808 | 3.4273 | 6.4381 | 6.5946 | 5.4742 | 3.4273 | 15.68 | 0 | 0.00021473
4726 | 1.4104e-05 | 8.1495e-05 | 3.6482 | 3.8072 | 3.4273 | 6.1019 | 6.5919 | 5.4742 | 3.4273 | 14.34 | 0 | 1.3055e-05
4727 | 1.795e-05 | 8.5972e-05 | 3.6338 | 3.8066 | 3.4273 | 6.0594 | 6.5901 | 5.4742 | 3.4273 | 14.16 | 0 | 9.2746e-06
4728 | 3.8892e-05 | 9.4072e-05 | 3.5578 | 3.8061 | 3.4273 | 5.838 | 6.5883 | 5.4742 | 3.4273 | 13.18 | 0 | 6.8526e-06
4729 | 5.1714e-05 | 9.9621e-05 | 3.5128 | 3.8056 | 3.4273 | 5.7102 | 6.5869 | 5.4742 | 3.4273 | 12.58 | 0 | 9.3928e-06
4730 | 5.8979e-05 | 0.00010252 | 3.4878 | 3.8052 | 3.4273 | 5.6403 | 6.5856 | 5.4742 | 3.4273 | 12.24 | 0 | 8.9793e-06
4731 | 5.4278e-05 | 0.00010125 | 3.5039 | 3.8049 | 3.4273 | 5.6854 | 6.5847 | 5.4742 | 3.4273 | 12.46 | 0 | 9.9835e-06
4732 | 5.4278e-05 | 0.00010126 | 3.5039 | 3.8047 | 3.4273 | 5.6854 | 6.5839 | 5.4742 | 3.4273 | 12.46 | 0.024444 | 9.7472e-06
4733 | 3.8892e-05 | 9.6641e-05 | 3.5578 | 3.8043 | 3.4273 | 5.838 | 6.5827 | 5.4742 | 3.4273 | 13.18 | 0.076667 | 1.0574e-05
4734 | 6.8382e-06 | 8.7022e-05 | 3.6755 | 3.8036 | 3.4273 | 6.1838 | 6.5804 | 5.4742 | 3.4273 | 14.68 | 0.13667 | 9.8654e-06
4735 | 2.9917e-06 | 8.5821e-05 | 3.6902 | 3.8027 | 3.4273 | 6.2281 | 6.5775 | 5.4742 | 3.4273 | 14.86 | 0.12611 | 0.00046515
4736 | 0 | 8.4488e-05 | 3.7282 | 3.8016 | 3.4273 | 6.3442 | 6.5741 | 5.4742 | 3.4273 | 15.32 | 0.082222 | 0.00010427
4737 | 0 | 8.2883e-05 | 3.7944 | 3.8005 | 3.4273 | 6.5513 | 6.5705 | 5.4742 | 3.4273 | 16.1 | 0.16111 | 6.3682e-05
4738 | 0 | 8.1685e-05 | 3.8488 | 3.7993 | 3.4273 | 6.7257 | 6.5667 | 5.4742 | 3.4273 | 16.72 | 0.16389 | 0.00010391
4739 | 0 | 8.2383e-05 | 3.8399 | 3.7982 | 3.4273 | 6.697 | 6.5631 | 5.4742 | 3.4273 | 16.62 | 0.10333 | 9.6763e-05
4740 | 0 | 7.9062e-05 | 3.8613 | 3.797 | 3.4273 | 6.7664 | 6.5595 | 5.4742 | 3.4273 | 16.86 | 0.066111 | 0.00018992
4741 | 0 | 7.5211e-05 | 3.8956 | 3.7957 | 3.4273 | 6.8794 | 6.5552 | 5.4742 | 3.4273 | 17.24 | 0.068333 | 0.00011768
4742 | 0 | 7.4588e-05 | 3.968 | 3.7946 | 3.4273 | 7.1235 | 6.5519 | 5.4742 | 3.4273 | 18.02 | 0.063889 | 0.00010645
4743 | 0 | 7.2391e-05 | 4.0411 | 3.7935 | 3.4273 | 7.3787 | 6.5483 | 5.4742 | 3.4273 | 18.78 | 0.053333 | 0.00010781
4744 | 0 | 7.2693e-05 | 4.0197 | 3.7922 | 3.4273 | 7.3029 | 6.5442 | 5.4742 | 3.4273 | 18.56 | 0.055556 | 6.699e-05
4745 | 0 | 7.601e-05 | 4.049 | 3.7909 | 3.4273 | 7.4066 | 6.5401 | 5.4742 | 3.4273 | 18.86 | 0.045556 | 7.402e-05
4746 | 0 | 7.7243e-05 | 4.0197 | 3.7895 | 3.4273 | 7.3029 | 6.5357 | 5.4742 | 3.4273 | 18.56 | 0.024444 | 0.00020759
4747 | 0 | 7.6934e-05 | 3.985 | 3.7881 | 3.4273 | 7.1823 | 6.5312 | 5.4742 | 3.4273 | 18.2 | 0.0066667 | 0.00021533
4748 | 0 | 7.8333e-05 | 3.968 | 3.7872 | 3.4273 | 7.1235 | 6.5285 | 5.4742 | 3.4273 | 18.02 | 0.0027778 | 0.00021662
4749 | 0 | 7.3914e-05 | 3.9585 | 3.7866 | 3.4273 | 7.0913 | 6.5266 | 5.4742 | 3.4273 | 17.92 | 0 | 0.00020493
4750 | 0 | 7.7181e-05 | 3.9268 | 3.7861 | 3.4273 | 6.9837 | 6.5251 | 5.4742 | 3.4273 | 17.58 | 0 | 9.8063e-06
4751 | 0 | 8.0507e-05 | 3.9176 | 3.7857 | 3.4273 | 6.9527 | 6.5236 | 5.4742 | 3.4273 | 17.48 | 0 | 9.3337e-06
4752 | 0 | 8.2328e-05 | 3.8774 | 3.7853 | 3.4273 | 6.8195 | 6.5224 | 5.4742 | 3.4273 | 17.04 | 0 | 7.6796e-06
4753 | 0 | 8.403e-05 | 3.8506 | 3.7849 | 3.4273 | 6.7315 | 6.5212 | 5.4742 | 3.4273 | 16.74 | 0 | 1.0751e-05
4754 | 0 | 8.4708e-05 | 3.8506 | 3.7845 | 3.4273 | 6.7315 | 6.5199 | 5.4742 | 3.4273 | 16.74 | 0 | 1.2701e-05
4755 | 0 | 8.4562e-05 | 3.8417 | 3.7842 | 3.4273 | 6.7027 | 6.5188 | 5.4742 | 3.4273 | 16.64 | 0 | 8.9793e-06
4756 | 0 | 8.2021e-05 | 3.8311 | 3.7839 | 3.4273 | 6.6684 | 6.5179 | 5.4742 | 3.4273 | 16.52 | 0.0088889 | 9.6882e-06
4757 | 0 | 8.3034e-05 | 3.8613 | 3.7836 | 3.4273 | 6.7664 | 6.517 | 5.4742 | 3.4273 | 16.86 | 0.032222 | 1.0574e-05
4758 | 0 | 7.4519e-05 | 3.8847 | 3.7833 | 3.4273 | 6.8433 | 6.5161 | 5.4742 | 3.4273 | 17.12 | 0.16889 | 1.2701e-05
4759 | 0 | 6.7785e-05 | 3.9268 | 3.783 | 3.4273 | 6.9837 | 6.5153 | 5.4742 | 3.4273 | 17.58 | 0.27919 | 0.00046946
4760 | 0 | 7.4151e-05 | 4.0411 | 3.7828 | 3.4273 | 7.3787 | 6.5146 | 5.4742 | 3.4273 | 18.78 | 0.54111 | 0.00011939
4761 | 0 | 7.8912e-05 | 4.0727 | 3.7827 | 3.4273 | 7.4916 | 6.5142 | 5.4742 | 3.4273 | 19.1 | 0.59 | 6.6458e-05
4762 | 0 | 7.89e-05 | 4.2559 | 3.7825 | 3.4273 | 8.1805 | 6.5136 | 5.4742 | 3.4273 | 20.86 | 0.68833 | 0.00011874
4763 | 0 | 8.1869e-05 | 4.4138 | 3.7823 | 3.4273 | 8.8261 | 6.5129 | 5.4742 | 3.4273 | 22.26 | 0.30111 | 0.00010084
4764 | 0 | 7.8867e-05 | 4.4947 | 3.7822 | 3.4273 | 9.1779 | 6.5127 | 5.4742 | 3.4273 | 22.94 | 0.55944 | 0.00021952
4765 | 0 | 7.5137e-05 | 4.5788 | 3.7821 | 3.4273 | 9.5589 | 6.5124 | 5.4742 | 3.4273 | 23.62 | 0.49722 | 0.00011803
4766 | 0 | 7.4517e-05 | 4.7349 | 3.782 | 3.4273 | 10 | 6.5121 | 5.4742 | 3.4273 | 24.82 | 0.45944 | 0.00011301
4767 | 0 | 7.2323e-05 | 4.687 | 3.7817 | 3.4273 | 10 | 6.5111 | 5.4742 | 3.4273 | 24.46 | 0.15833 | 0.00011732
4768 | 0 | 7.2617e-05 | 4.8032 | 3.7815 | 3.4273 | 10 | 6.5103 | 5.4742 | 3.4273 | 25.32 | 0.30111 | 7.5497e-05
4769 | 0 | 7.5934e-05 | 4.7675 | 3.7812 | 3.4273 | 10 | 6.5095 | 5.4742 | 3.4273 | 25.06 | 0.29111 | 6.9648e-05
4770 | 0 | 7.7171e-05 | 4.7162 | 3.7807 | 3.4273 | 10 | 6.5078 | 5.4742 | 3.4273 | 24.68 | 0.13944 | 0.00021019
4771 | 0 | 7.6862e-05 | 4.5388 | 3.7803 | 3.4273 | 9.3757 | 6.5066 | 5.4742 | 3.4273 | 23.3 | 0.029444 | 0.00021125
4772 | 0 | 7.8254e-05 | 4.2799 | 3.78 | 3.4273 | 8.2756 | 6.5057 | 5.4742 | 3.4273 | 21.08 | 0 | 0.00020511
4773 | 0 | 7.3841e-05 | 4.1069 | 3.7799 | 3.4273 | 7.6155 | 6.5053 | 5.4742 | 3.4273 | 19.44 | 0 | 0.00022064
4774 | 0 | 7.6965e-05 | 4.0727 | 3.7799 | 3.4273 | 7.4916 | 6.5052 | 5.4742 | 3.4273 | 19.1 | 0 | 1.146e-05
4775 | 0 | 8.018e-05 | 3.9473 | 3.7799 | 3.4273 | 7.0529 | 6.5053 | 5.4742 | 3.4273 | 17.8 | 0 | 1.1283e-05
4776 | 0 | 8.1725e-05 | 3.8417 | 3.7799 | 3.4273 | 6.7027 | 6.5055 | 5.4742 | 3.4273 | 16.64 | 0 | 1.0456e-05
4777 | 0 | 8.2754e-05 | 3.7858 | 3.7802 | 3.4273 | 6.524 | 6.5063 | 5.4742 | 3.4273 | 16 | 0 | 1.1638e-05
4778 | 0 | 8.3334e-05 | 3.81 | 3.7805 | 3.4273 | 6.601 | 6.5071 | 5.4742 | 3.4273 | 16.28 | 0 | 1.2937e-05
4779 | 0 | 7.7024e-05 | 3.7653 | 3.7808 | 3.4273 | 6.4594 | 6.5081 | 5.4742 | 3.4273 | 15.76 | 0 | 1.1992e-05
4780 | 0 | 7.4241e-05 | 3.7066 | 3.781 | 3.4273 | 6.2781 | 6.5089 | 5.4742 | 3.4273 | 15.06 | 0.032222 | 1.2878e-05
4781 | 0 | 7.304e-05 | 3.8613 | 3.7813 | 3.4273 | 6.7664 | 6.5098 | 5.4742 | 3.4273 | 16.86 | 0.15167 | 1.2642e-05
4782 | 0 | 7.2779e-05 | 4.1089 | 3.7815 | 3.4273 | 7.6229 | 6.5105 | 5.4742 | 3.4273 | 19.46 | 0.25222 | 1.4473e-05
4783 | 0 | 7.1013e-05 | 4.3469 | 3.7814 | 3.4273 | 8.5467 | 6.5101 | 5.4742 | 3.4273 | 21.68 | 0.43222 | 0.00046728
4784 | 0 | 6.7562e-05 | 4.5888 | 3.7812 | 3.4273 | 9.6058 | 6.5094 | 5.4742 | 3.4273 | 23.7 | 0.55944 | 0.0001035
4785 | 0 | 7.1482e-05 | 4.7349 | 3.7808 | 3.4273 | 10 | 6.5083 | 5.4742 | 3.4273 | 24.82 | 0.64 | 7.0594e-05
4786 | 0 | 7.6365e-05 | 4.8227 | 3.7805 | 3.4273 | 10 | 6.5073 | 5.4742 | 3.4273 | 25.46 | 0.65722 | 0.00010119
4787 | 0 | 7.7795e-05 | 4.9399 | 3.7801 | 3.4273 | 10 | 6.506 | 5.4742 | 3.4273 | 26.28 | 0.65278 | 9.7e-05
4788 | 0 | 7.7339e-05 | 5.1191 | 3.7798 | 3.4273 | 10 | 6.5049 | 5.4742 | 3.4273 | 27.46 | 0.62611 | 0.00022023
4789 | 0 | 7.4435e-05 | 5.2382 | 3.7793 | 3.4273 | 10 | 6.5033 | 5.4742 | 3.4273 | 28.2 | 0.80944 | 9.9894e-05
4790 | 0 | 7.4235e-05 | 5.3083 | 3.7788 | 3.4273 | 10 | 6.5019 | 5.4742 | 3.4273 | 28.62 | 0.66167 | 0.00010958
4791 | 0 | 7.2245e-05 | 5.3458 | 3.7784 | 3.4273 | 10 | 6.5007 | 5.4742 | 3.4273 | 28.84 | 0.45944 | 0.00010432
4792 | 0 | 7.2532e-05 | 5.3185 | 3.7782 | 3.4273 | 10 | 6.4999 | 5.4742 | 3.4273 | 28.68 | 0.37944 | 7.845e-05
4793 | 0 | 7.5855e-05 | 5.2915 | 3.7779 | 3.4273 | 10 | 6.4989 | 5.4742 | 3.4273 | 28.52 | 0.16611 | 6.0905e-05
4794 | 0 | 7.71e-05 | 5.1444 | 3.7777 | 3.4273 | 10 | 6.4985 | 5.4742 | 3.4273 | 27.62 | 0.086667 | 0.00020215
4795 | 0 | 7.6789e-05 | 4.8621 | 3.7775 | 3.4273 | 10 | 6.4978 | 5.4742 | 3.4273 | 25.74 | 0.022778 | 0.00019158
4796 | 0 | 7.8114e-05 | 4.6066 | 3.7773 | 3.4273 | 9.689 | 6.4973 | 5.4742 | 3.4273 | 23.84 | 0 | 0.00019382
4797 | 0 | 7.3559e-05 | 4.5216 | 3.7772 | 3.4273 | 9.2978 | 6.4967 | 5.4742 | 3.4273 | 23.16 | 0 | 0.00022111
4798 | 0 | 7.675e-05 | 4.5069 | 3.7772 | 3.4273 | 9.232 | 6.4969 | 5.4742 | 3.4273 | 23.04 | 0 | 9.6291e-06
4799 | 0 | 7.8131e-05 | 4.3538 | 3.7772 | 3.4273 | 8.5748 | 6.4969 | 5.4742 | 3.4273 | 21.74 | 0 | 1.1283e-05
4800 | 0 | 8.1939e-05 | 4.2342 | 3.7774 | 3.4273 | 8.0959 | 6.4974 | 5.4742 | 3.4273 | 20.66 | 0 | 1.9199e-05
4801 | 0 | 7.4651e-05 | 4.1354 | 3.7773 | 3.4273 | 7.7207 | 6.4971 | 5.4742 | 3.4273 | 19.72 | 0 | 2.0676e-05
4802 | 0 | 7.3142e-05 | 4.117 | 3.7772 | 3.4273 | 7.6527 | 6.4969 | 5.4742 | 3.4273 | 19.54 | 0 | 1.784e-05
4803 | 0 | 7.3127e-05 | 4.0727 | 3.7772 | 3.4273 | 7.4916 | 6.4969 | 5.4742 | 3.4273 | 19.1 | 0 | 2.3866e-05
4804 | 0 | 7.2151e-05 | 4.1499 | 3.7773 | 3.4273 | 7.7743 | 6.4971 | 5.4742 | 3.4273 | 19.86 | 0.029444 | 1.5123e-05
4805 | 0 | 7.306e-05 | 4.0411 | 3.7774 | 3.4273 | 7.3787 | 6.4974 | 5.4742 | 3.4273 | 18.78 | 0.084444 | 2.617e-05
4806 | 0 | 7.2238e-05 | 4.3469 | 3.7773 | 3.4273 | 8.5467 | 6.4973 | 5.4742 | 3.4273 | 21.68 | 0.185 | 1.8904e-05
4807 | 0 | 7.1452e-05 | 4.4231 | 3.7772 | 3.4273 | 8.8661 | 6.4967 | 5.4742 | 3.4273 | 22.34 | 0.38556 | 0.00045918
4808 | 0 | 6.8328e-05 | 4.6219 | 3.7769 | 3.4273 | 9.7615 | 6.4959 | 5.4742 | 3.4273 | 23.96 | 0.55278 | 0.00044235
4809 | 0 | 6.9738e-05 | 4.7675 | 3.7766 | 3.4273 | 10 | 6.4951 | 5.4742 | 3.4273 | 25.06 | 0.60778 | 0.00013646
4810 | 0 | 7.599e-05 | 4.8906 | 3.7763 | 3.4273 | 10 | 6.494 | 5.4742 | 3.4273 | 25.94 | 0.60444 | 0.00013475
4811 | 0 | 7.7511e-05 | 4.9605 | 3.7761 | 3.4273 | 10 | 6.4934 | 5.4742 | 3.4273 | 26.42 | 0.53333 | 6.9589e-05
4812 | 0 | 7.7633e-05 | 4.9195 | 3.776 | 3.4273 | 10 | 6.493 | 5.4742 | 3.4273 | 26.14 | 0.51667 | 8.0695e-05
4813 | 0 | 7.4587e-05 | 5.0477 | 3.7758 | 3.4273 | 10 | 6.4923 | 5.4742 | 3.4273 | 27 | 0.44778 | 7.4847e-05
4814 | 0 | 7.4318e-05 | 5.2647 | 3.7756 | 3.4273 | 10 | 6.492 | 5.4742 | 3.4273 | 28.36 | 0.70167 | 7.8687e-05
4815 | 0 | 7.2148e-05 | 5.2185 | 3.7757 | 3.4273 | 10 | 6.492 | 5.4742 | 3.4273 | 28.08 | 0.49111 | 0.00025804
4816 | 0 | 7.2467e-05 | 5.2747 | 3.7756 | 3.4273 | 10 | 6.4919 | 5.4742 | 3.4273 | 28.42 | 0.22444 | 0.00023618
4817 | 0 | 7.5786e-05 | 5.2514 | 3.7756 | 3.4273 | 10 | 6.4917 | 5.4742 | 3.4273 | 28.28 | 0.12056 | 3.9993e-05
4818 | 0 | 7.7032e-05 | 5.0173 | 3.7755 | 3.4273 | 10 | 6.4914 | 5.4742 | 3.4273 | 26.8 | 0.040556 | 3.1605e-05
4819 | 0 | 7.6659e-05 | 4.7457 | 3.7754 | 3.4273 | 10 | 6.4911 | 5.4742 | 3.4273 | 24.9 | 0.011111 | 3.3731e-05
4820 | 0 | 7.7896e-05 | 4.6712 | 3.7753 | 3.4273 | 9.9984 | 6.491 | 5.4742 | 3.4273 | 24.34 | 0 | 0.00014816
4821 | 0 | 7.3135e-05 | 4.2799 | 3.7754 | 3.4273 | 8.2756 | 6.4912 | 5.4742 | 3.4273 | 21.08 | 0 | 0.00015129
4822 | 0 | 7.6213e-05 | 4.2086 | 3.7756 | 3.4273 | 7.9967 | 6.4917 | 5.4742 | 3.4273 | 20.42 | 0 | 0.0001455
4823 | 0 | 7.9011e-05 | 4.1602 | 3.7758 | 3.4273 | 7.8131 | 6.4924 | 5.4742 | 3.4273 | 19.96 | 0 | 2.422e-05
4824 | 0 | 8.03e-05 | 4.117 | 3.776 | 3.4273 | 7.6527 | 6.493 | 5.4742 | 3.4273 | 19.54 | 0 | 1.8667e-05
4825 | 0 | 7.84e-05 | 4.0509 | 3.7761 | 3.4273 | 7.4136 | 6.4935 | 5.4742 | 3.4273 | 18.88 | 0 | 1.53e-05
4826 | 0 | 7.8791e-05 | 4.0081 | 3.7762 | 3.4273 | 7.2623 | 6.4936 | 5.4742 | 3.4273 | 18.44 | 0 | 2.2035e-05
4827 | 0 | 7.3296e-05 | 3.987 | 3.7761 | 3.4273 | 7.1889 | 6.4934 | 5.4742 | 3.4273 | 18.22 | 0 | 1.8018e-05
4828 | 0 | 7.2592e-05 | 4.0197 | 3.776 | 3.4273 | 7.3029 | 6.493 | 5.4742 | 3.4273 | 18.56 | 0.0088889 | 2.2271e-05
4829 | 0 | 7.2701e-05 | 4.0274 | 3.7758 | 3.4273 | 7.3303 | 6.4924 | 5.4742 | 3.4273 | 18.64 | 0.027222 | 1.5773e-05
4830 | 0 | 7.2652e-05 | 4.0197 | 3.7756 | 3.4273 | 7.3029 | 6.4918 | 5.4742 | 3.4273 | 18.56 | 0.11444 | 2.4279e-05
4831 | 0 | 6.7654e-05 | 4.0847 | 3.7753 | 3.4273 | 7.5349 | 6.4909 | 5.4742 | 3.4273 | 19.22 | 0.17278 | 0.00045593
4832 | 0 | 7.2805e-05 | 4.1623 | 3.775 | 3.4273 | 7.8209 | 6.49 | 5.4742 | 3.4273 | 19.98 | 0.066111 | 0.00045487
4833 | 0 | 7.695e-05 | 4.2668 | 3.7747 | 3.4273 | 8.2235 | 6.4889 | 5.4742 | 3.4273 | 20.96 | 0.063889 | 0.00011992
4834 | 0 | 7.6768e-05 | 4.3221 | 3.7743 | 3.4273 | 8.4453 | 6.4878 | 5.4742 | 3.4273 | 21.46 | 0.079444 | 0.00010409
4835 | 0 | 7.946e-05 | 4.3109 | 3.774 | 3.4273 | 8.3999 | 6.4868 | 5.4742 | 3.4273 | 21.36 | 0.15167 | 8.0223e-05
4836 | 0 | 7.7275e-05 | 4.3356 | 3.7738 | 3.4273 | 8.5003 | 6.4863 | 5.4742 | 3.4273 | 21.58 | 0.14 | 7.1243e-05
4837 | 0 | 7.4228e-05 | 4.3109 | 3.7736 | 3.4273 | 8.3999 | 6.4857 | 5.4742 | 3.4273 | 21.36 | 0.21 | 7.3961e-05
4838 | 0 | 7.4124e-05 | 4.3132 | 3.7736 | 3.4273 | 8.409 | 6.4857 | 5.4742 | 3.4273 | 21.38 | 0.13444 | 7.2129e-05
4839 | 0 | 7.2142e-05 | 4.2559 | 3.7736 | 3.4273 | 8.1805 | 6.4857 | 5.4742 | 3.4273 | 20.86 | 0.10333 | 0.00022785
4840 | 0 | 7.2398e-05 | 4.3928 | 3.7736 | 3.4273 | 8.7374 | 6.4854 | 5.4742 | 3.4273 | 22.08 | 0.24778 | 0.00023571
4841 | 0 | 7.5714e-05 | 4.4138 | 3.7736 | 3.4273 | 8.8261 | 6.4856 | 5.4742 | 3.4273 | 22.26 | 0.14833 | 3.9875e-05
4842 | 0 | 7.696e-05 | 4.2799 | 3.7737 | 3.4273 | 8.2756 | 6.4859 | 5.4742 | 3.4273 | 21.08 | 0.058333 | 3.9698e-05
4843 | 0 | 7.6656e-05 | 4.2192 | 3.7734 | 3.4273 | 8.0377 | 6.485 | 5.4742 | 3.4273 | 20.52 | 0.017222 | 3.2963e-05
4844 | 0 | 7.8025e-05 | 4.0968 | 3.7732 | 3.4273 | 7.5787 | 6.4843 | 5.4742 | 3.4273 | 19.34 | 0 | 0.00014414
4845 | 0 | 7.3509e-05 | 3.968 | 3.7731 | 3.4273 | 7.1235 | 6.4839 | 5.4742 | 3.4273 | 18.02 | 0 | 0.00014515
4846 | 0 | 7.6523e-05 | 3.8774 | 3.7729 | 3.4273 | 6.8195 | 6.4834 | 5.4742 | 3.4273 | 17.04 | 0 | 0.00015259
4847 | 0 | 7.9465e-05 | 3.7979 | 3.7727 | 3.4273 | 6.5622 | 6.4828 | 5.4742 | 3.4273 | 16.14 | 0 | 2.1267e-05
4848 | 0 | 8.1326e-05 | 3.8013 | 3.7725 | 3.4273 | 6.5733 | 6.4821 | 5.4742 | 3.4273 | 16.18 | 0 | 1.1047e-05
4849 | 0 | 8.218e-05 | 3.7653 | 3.7723 | 3.4273 | 6.4594 | 6.4813 | 5.4742 | 3.4273 | 15.76 | 0 | 7.8569e-06
4850 | 0 | 7.9762e-05 | 3.7365 | 3.772 | 3.4273 | 6.37 | 6.4807 | 5.4742 | 3.4273 | 15.42 | 0 | 7.7387e-06
4851 | 0 | 7.8072e-05 | 3.7858 | 3.7719 | 3.4273 | 6.524 | 6.4802 | 5.4742 | 3.4273 | 16 | 0 | 8.8611e-06
4852 | 0 | 7.2426e-05 | 3.7858 | 3.7718 | 3.4273 | 6.524 | 6.4799 | 5.4742 | 3.4273 | 16 | 0.014444 | 1.0161e-05
4853 | 0 | 7.3761e-05 | 3.7979 | 3.7716 | 3.4273 | 6.5622 | 6.4794 | 5.4742 | 3.4273 | 16.14 | 0.076667 | 8.6839e-06
4854 | 0 | 7.2497e-05 | 3.8793 | 3.7714 | 3.4273 | 6.8254 | 6.4787 | 5.4742 | 3.4273 | 17.06 | 0.17278 | 9.5109e-06
4855 | 0 | 6.9736e-05 | 3.9473 | 3.7713 | 3.4273 | 7.0529 | 6.4783 | 5.4742 | 3.4273 | 17.8 | 0.20111 | 0.0004554
4856 | 0 | 7.1455e-05 | 4.0509 | 3.7713 | 3.4273 | 7.4136 | 6.4782 | 5.4742 | 3.4273 | 18.88 | 0.20667 | 9.8772e-05
4857 | 0 | 7.6046e-05 | 4.0608 | 3.7712 | 3.4273 | 7.4489 | 6.478 | 5.4742 | 3.4273 | 18.98 | 0.285 | 6.4627e-05
4858 | 0 | 7.6486e-05 | 4.1832 | 3.7712 | 3.4273 | 7.8998 | 6.478 | 5.4742 | 3.4273 | 20.18 | 0.46778 | 0.00010214
4859 | 0 | 7.9249e-05 | 4.2668 | 3.7711 | 3.4273 | 8.2235 | 6.4777 | 5.4742 | 3.4273 | 20.96 | 0.61667 | 0.00010503
4860 | 0 | 7.7675e-05 | 4.2821 | 3.771 | 3.4273 | 8.2844 | 6.4775 | 5.4742 | 3.4273 | 21.1 | 0.74389 | 0.00019146
4861 | 0 | 7.4677e-05 | 4.2342 | 3.7712 | 3.4273 | 8.0959 | 6.478 | 5.4742 | 3.4273 | 20.66 | 0.79 | 0.00010456
4862 | 0 | 7.4229e-05 | 4.0081 | 3.7713 | 3.4273 | 7.2623 | 6.4782 | 5.4742 | 3.4273 | 18.44 | 0.46 | 0.00010976
4863 | 0 | 7.2033e-05 | 4.0847 | 3.7715 | 3.4273 | 7.5349 | 6.4791 | 5.4742 | 3.4273 | 19.22 | 0.076667 | 0.00011112
4864 | 0 | 7.2072e-05 | 3.8417 | 3.7718 | 3.4273 | 6.7027 | 6.4799 | 5.4742 | 3.4273 | 16.64 | 0.034444 | 7.4965e-05
4865 | 0 | 7.5283e-05 | 3.9268 | 3.7721 | 3.4273 | 6.9837 | 6.4808 | 5.4742 | 3.4273 | 17.58 | 0.12333 | 5.9783e-05
4866 | 0 | 7.6613e-05 | 3.9029 | 3.7724 | 3.4273 | 6.9037 | 6.4817 | 5.4742 | 3.4273 | 17.32 | 0.060556 | 0.00019518
4867 | 0 | 7.6116e-05 | 3.9029 | 3.7726 | 3.4273 | 6.9037 | 6.4823 | 5.4742 | 3.4273 | 17.32 | 0.0088889 | 0.00020375
4868 | 0 | 7.7462e-05 | 3.9029 | 3.7727 | 3.4273 | 6.9037 | 6.4827 | 5.4742 | 3.4273 | 17.32 | 0 | 0.00019181
4869 | 0 | 7.2658e-05 | 3.9379 | 3.7726 | 3.4273 | 7.0213 | 6.4825 | 5.4742 | 3.4273 | 17.7 | 0 | 0.00019217
4870 | 0 | 7.4208e-05 | 3.9473 | 3.7726 | 3.4273 | 7.0529 | 6.4824 | 5.4742 | 3.4273 | 17.8 | 0 | 1.5123e-05
4871 | 0 | 7.439e-05 | 3.9379 | 3.7726 | 3.4273 | 7.0213 | 6.4824 | 5.4742 | 3.4273 | 17.7 | 0 | 1.211e-05
4872 | 0 | 7.579e-05 | 3.912 | 3.7726 | 3.4273 | 6.9342 | 6.4824 | 5.4742 | 3.4273 | 17.42 | 0 | 1.0279e-05
4873 | 0 | 7.3562e-05 | 3.8956 | 3.7727 | 3.4273 | 6.8794 | 6.4826 | 5.4742 | 3.4273 | 17.24 | 0 | 1.0751e-05
4874 | 0 | 7.3291e-05 | 3.8666 | 3.7729 | 3.4273 | 6.784 | 6.4832 | 5.4742 | 3.4273 | 16.92 | 0 | 9.0974e-06
4875 | 0 | 7.2518e-05 | 3.8793 | 3.7731 | 3.4273 | 6.8254 | 6.4838 | 5.4742 | 3.4273 | 17.06 | 0 | 5.0804e-06
4876 | 0 | 7.2517e-05 | 3.8417 | 3.7732 | 3.4273 | 6.7027 | 6.4844 | 5.4742 | 3.4273 | 16.64 | 0.0066667 | 7.3843e-06
4877 | 0 | 7.2447e-05 | 3.8506 | 3.7733 | 3.4273 | 6.7315 | 6.4847 | 5.4742 | 3.4273 | 16.74 | 0.043333 | 1.1106e-05
4878 | 0 | 7.2896e-05 | 3.8684 | 3.7734 | 3.4273 | 6.7899 | 6.4849 | 5.4742 | 3.4273 | 16.94 | 0.11444 | 1.0633e-05
4879 | 0 | 7.1909e-05 | 3.912 | 3.7735 | 3.4273 | 6.9342 | 6.4851 | 5.4742 | 3.4273 | 17.42 | 0.23111 | 0.00045038
4880 | 0 | 7.0919e-05 | 4.1089 | 3.7737 | 3.4273 | 7.6229 | 6.4857 | 5.4742 | 3.4273 | 19.46 | 0.40222 | 0.00010043
4881 | 0 | 7.0686e-05 | 4.2192 | 3.7738 | 3.4273 | 8.0377 | 6.4863 | 5.4742 | 3.4273 | 20.52 | 0.62 | 7.1834e-05
4882 | 0 | 6.95e-05 | 4.3469 | 3.7741 | 3.4273 | 8.5467 | 6.4873 | 5.4742 | 3.4273 | 21.68 | 0.51 | 0.00010013
4883 | 0 | 7.5241e-05 | 4.4067 | 3.7746 | 3.4273 | 8.7963 | 6.4887 | 5.4742 | 3.4273 | 22.2 | 0.59333 | 9.3514e-05
4884 | 0 | 7.3301e-05 | 4.5388 | 3.7751 | 3.4273 | 9.3757 | 6.4901 | 5.4742 | 3.4273 | 23.3 | 0.33111 | 0.00019589
4885 | 0 | 7.1959e-05 | 4.5265 | 3.7755 | 3.4273 | 9.3199 | 6.4916 | 5.4742 | 3.4273 | 23.2 | 0.32389 | 0.00010681
4886 | 0 | 7.2637e-05 | 4.4826 | 3.776 | 3.4273 | 9.1244 | 6.4931 | 5.4742 | 3.4273 | 22.84 | 0.21667 | 0.00010793
4887 | 0 | 6.8204e-05 | 4.3951 | 3.7765 | 3.4273 | 8.7472 | 6.4945 | 5.4742 | 3.4273 | 22.1 | 0.10611 | 0.00010675
4888 | 0 | 6.9768e-05 | 4.0274 | 3.777 | 3.4273 | 7.3303 | 6.4962 | 5.4742 | 3.4273 | 18.64 | 0.135 | 7.3075e-05
4889 | 0 | 7.3566e-05 | 4.0727 | 3.7776 | 3.4273 | 7.4916 | 6.498 | 5.4742 | 3.4273 | 19.1 | 0.050556 | 5.8365e-05
4890 | 0 | 7.4952e-05 | 3.9585 | 3.7781 | 3.4273 | 7.0913 | 6.4996 | 5.4742 | 3.4273 | 17.92 | 0.0088889 | 0.00021125
4891 | 0 | 7.5267e-05 | 3.987 | 3.7786 | 3.4273 | 7.1889 | 6.5013 | 5.4742 | 3.4273 | 18.22 | 0.0044444 | 0.00020245
4892 | 0 | 7.6303e-05 | 4.0081 | 3.7789 | 3.4273 | 7.2623 | 6.5022 | 5.4742 | 3.4273 | 18.44 | 0 | 0.00019595
4893 | 0 | 7.4264e-05 | 3.968 | 3.7792 | 3.4273 | 7.1235 | 6.503 | 5.4742 | 3.4273 | 18.02 | 0 | 0.00021166
4894 | 0 | 7.5039e-05 | 3.912 | 3.7794 | 3.4273 | 6.9342 | 6.5039 | 5.4742 | 3.4273 | 17.42 | 0 | 1.5536e-05
4895 | 0 | 7.3276e-05 | 3.8417 | 3.7797 | 3.4273 | 6.7027 | 6.5046 | 5.4742 | 3.4273 | 16.64 | 0 | 1.1342e-05
4896 | 0 | 7.2544e-05 | 3.7979 | 3.7799 | 3.4273 | 6.5622 | 6.5053 | 5.4742 | 3.4273 | 16.14 | 0 | 1.0751e-05
4897 | 0 | 7.3589e-05 | 3.7382 | 3.7801 | 3.4273 | 6.3752 | 6.5061 | 5.4742 | 3.4273 | 15.44 | 0 | 1.3941e-05
4898 | 2.4788e-05 | 7.9425e-05 | 3.6086 | 3.7804 | 3.4273 | 5.9853 | 6.5071 | 5.4742 | 3.4273 | 13.84 | 0 | 1.2169e-05
4899 | 1.5386e-05 | 7.718e-05 | 3.6434 | 3.7808 | 3.4273 | 6.0877 | 6.5081 | 5.4742 | 3.4273 | 14.28 | 0 | 1.0811e-05
4900 | 2.2224e-05 | 7.93e-05 | 3.618 | 3.7811 | 3.4273 | 6.0129 | 6.5092 | 5.4742 | 3.4273 | 13.96 | 0.034444 | 1.0692e-05
4901 | 0 | 7.2585e-05 | 3.7585 | 3.7814 | 3.4273 | 6.4381 | 6.51 | 5.4742 | 3.4273 | 15.68 | 0.12056 | 7.7978e-06
4902 | 0 | 7.1279e-05 | 3.7979 | 3.7817 | 3.4273 | 6.5622 | 6.511 | 5.4742 | 3.4273 | 16.14 | 0.16111 | 1.0811e-05
4903 | 0 | 7.1854e-05 | 3.8847 | 3.7821 | 3.4273 | 6.8433 | 6.5122 | 5.4742 | 3.4273 | 17.12 | 0.24333 | 0.00046822
4904 | 0 | 7.1973e-05 | 4.0081 | 3.7825 | 3.4273 | 7.2623 | 6.5135 | 5.4742 | 3.4273 | 18.44 | 0.33111 | 0.00011868
4905 | 0 | 7.2485e-05 | 4.1089 | 3.7829 | 3.4273 | 7.6229 | 6.5148 | 5.4742 | 3.4273 | 19.46 | 0.42444 | 6.7226e-05
4906 | 0 | 7.1275e-05 | 4.1499 | 3.7833 | 3.4273 | 7.7743 | 6.516 | 5.4742 | 3.4273 | 19.86 | 0.50278 | 0.00010627
4907 | 0 | 7.1781e-05 | 4.2342 | 3.7837 | 3.4273 | 8.0959 | 6.5174 | 5.4742 | 3.4273 | 20.66 | 0.63389 | 9.9363e-05
4908 | 0 | 7.2226e-05 | 4.5388 | 3.784 | 3.4273 | 9.3757 | 6.5182 | 5.4742 | 3.4273 | 23.3 | 0.79056 | 0.00020853
4909 | 0 | 7.2496e-05 | 4.64 | 3.7841 | 3.4273 | 9.8475 | 6.5186 | 5.4742 | 3.4273 | 24.1 | 0.81722 | 0.00010751
4910 | 0 | 7.1442e-05 | 4.7082 | 3.7843 | 3.4273 | 10 | 6.5192 | 5.4742 | 3.4273 | 24.62 | 0.73167 | 0.00010143
4911 | 0 | 6.9949e-05 | 4.8227 | 3.7845 | 3.4273 | 10 | 6.5197 | 5.4742 | 3.4273 | 25.46 | 0.53556 | 0.00011401
4912 | 0 | 6.9477e-05 | 4.8993 | 3.7847 | 3.4273 | 10 | 6.5204 | 5.4742 | 3.4273 | 26 | 0.33111 | 6.8053e-05
4913 | 0 | 7.3166e-05 | 4.8621 | 3.7849 | 3.4273 | 10 | 6.5213 | 5.4742 | 3.4273 | 25.74 | 0.21278 | 7.0357e-05
4914 | 0 | 7.4744e-05 | 4.6712 | 3.785 | 3.4273 | 9.9984 | 6.5215 | 5.4742 | 3.4273 | 24.34 | 0.076667 | 0.00021521
4915 | 0 | 7.4925e-05 | 4.4658 | 3.7852 | 3.4273 | 9.0506 | 6.5222 | 5.4742 | 3.4273 | 22.7 | 0.027222 | 0.00019152
4916 | 0 | 7.7389e-05 | 4.1832 | 3.7854 | 3.4273 | 7.8998 | 6.5226 | 5.4742 | 3.4273 | 20.18 | 0 | 0.00019193
4917 | 0 | 7.4849e-05 | 4.0294 | 3.7855 | 3.4273 | 7.3372 | 6.523 | 5.4742 | 3.4273 | 18.66 | 0 | 0.00021296
4918 | 0 | 7.3689e-05 | 3.9379 | 3.7857 | 3.4273 | 7.0213 | 6.5236 | 5.4742 | 3.4273 | 17.7 | 0 | 1.1815e-05
4919 | 0 | 7.333e-05 | 3.912 | 3.7858 | 3.4273 | 6.9342 | 6.5241 | 5.4742 | 3.4273 | 17.42 | 0 | 8.2704e-06
4920 | 0 | 7.2725e-05 | 3.8205 | 3.7861 | 3.4273 | 6.6345 | 6.5248 | 5.4742 | 3.4273 | 16.4 | 0 | 1.087e-05
4921 | 0 | 7.34e-05 | 3.7755 | 3.7862 | 3.4273 | 6.4915 | 6.5254 | 5.4742 | 3.4273 | 15.88 | 0 | 6.5572e-06
4922 | 0 | 7.2663e-05 | 3.7282 | 3.7864 | 3.4273 | 6.3442 | 6.5257 | 5.4742 | 3.4273 | 15.32 | 0 | 9.5109e-06
4923 | 0 | 7.263e-05 | 3.7282 | 3.7865 | 3.4273 | 6.3442 | 6.5262 | 5.4742 | 3.4273 | 15.32 | 0 | 7.3843e-06
4924 | 0 | 7.2564e-05 | 3.7979 | 3.7867 | 3.4273 | 6.5622 | 6.5267 | 5.4742 | 3.4273 | 16.14 | 0.011111 | 7.7387e-06
4925 | 0 | 7.2331e-05 | 3.8865 | 3.7868 | 3.4273 | 6.8493 | 6.527 | 5.4742 | 3.4273 | 17.14 | 0.036667 | 9.9245e-06
4926 | 0 | 7.2463e-05 | 3.9268 | 3.7868 | 3.4273 | 6.9837 | 6.5271 | 5.4742 | 3.4273 | 17.58 | 0.058889 | 1.1756e-05
4927 | 0 | 7.1529e-05 | 3.9268 | 3.7869 | 3.4273 | 6.9837 | 6.5273 | 5.4742 | 3.4273 | 17.58 | 0.086667 | 0.00044317
4928 | 0 | 7.1166e-05 | 3.968 | 3.7871 | 3.4273 | 7.1235 | 6.528 | 5.4742 | 3.4273 | 18.02 | 0.1 | 0.00010769
4929 | 0 | 7.1579e-05 | 4.0294 | 3.7873 | 3.4273 | 7.3372 | 6.5286 | 5.4742 | 3.4273 | 18.66 | 0.235 | 6.634e-05
4930 | 0 | 6.9936e-05 | 4.0608 | 3.7874 | 3.4273 | 7.4489 | 6.5291 | 5.4742 | 3.4273 | 18.98 | 0.17556 | 0.00010102
4931 | 0 | 7.2439e-05 | 4.1665 | 3.7876 | 3.4273 | 7.8366 | 6.5298 | 5.4742 | 3.4273 | 20.02 | 0.12333 | 0.00011301
4932 | 0 | 7.2722e-05 | 4.1832 | 3.7879 | 3.4273 | 7.8998 | 6.5305 | 5.4742 | 3.4273 | 20.18 | 0.23333 | 0.00023015
4933 | 0 | 7.2124e-05 | 4.3469 | 3.7881 | 3.4273 | 8.5467 | 6.5314 | 5.4742 | 3.4273 | 21.68 | 0.22833 | 0.00010887
4934 | 0 | 7.2606e-05 | 4.3652 | 3.7885 | 3.4273 | 8.622 | 6.5326 | 5.4742 | 3.4273 | 21.84 | 0.31611 | 0.00010155
4935 | 0 | 7.1338e-05 | 4.3951 | 3.789 | 3.4273 | 8.7472 | 6.5341 | 5.4742 | 3.4273 | 22.1 | 0.29833 | 9.4223e-05
4936 | 0 | 6.9606e-05 | 4.3132 | 3.7894 | 3.4273 | 8.409 | 6.5354 | 5.4742 | 3.4273 | 21.38 | 0.43833 | 6.7994e-05
4937 | 0 | 6.9035e-05 | 4.2998 | 3.7898 | 3.4273 | 8.3551 | 6.5366 | 5.4742 | 3.4273 | 21.26 | 0.19778 | 5.7715e-05
4938 | 0 | 7.1051e-05 | 4.1499 | 3.7902 | 3.4273 | 7.7743 | 6.5377 | 5.4742 | 3.4273 | 19.86 | 0.11722 | 0.00019914
4939 | 0 | 7.6029e-05 | 4.0509 | 3.7906 | 3.4273 | 7.4136 | 6.539 | 5.4742 | 3.4273 | 18.88 | 0.022778 | 0.00021426
4940 | 0 | 7.3374e-05 | 3.9984 | 3.7908 | 3.4273 | 7.2288 | 6.5398 | 5.4742 | 3.4273 | 18.34 | 0 | 0.00019725
4941 | 0 | 7.2313e-05 | 3.968 | 3.791 | 3.4273 | 7.1235 | 6.5404 | 5.4742 | 3.4273 | 18.02 | 0 | 0.00022194
4942 | 0 | 7.2267e-05 | 3.9585 | 3.7912 | 3.4273 | 7.0913 | 6.5409 | 5.4742 | 3.4273 | 17.92 | 0 | 1.66e-05
4943 | 0 | 7.2063e-05 | 3.9268 | 3.7914 | 3.4273 | 6.9837 | 6.5416 | 5.4742 | 3.4273 | 17.58 | 0 | 6.38e-06
4944 | 0 | 7.2742e-05 | 3.9194 | 3.7917 | 3.4273 | 6.9589 | 6.5425 | 5.4742 | 3.4273 | 17.5 | 0 | 9.7472e-06
4945 | 0 | 7.213e-05 | 3.9029 | 3.7919 | 3.4273 | 6.9037 | 6.5432 | 5.4742 | 3.4273 | 17.32 | 0 | 6.7344e-06
4946 | 0 | 7.2753e-05 | 3.8793 | 3.7919 | 3.4273 | 6.8254 | 6.5432 | 5.4742 | 3.4273 | 17.06 | 0 | 1.1874e-05
4947 | 0 | 7.2282e-05 | 3.7772 | 3.7918 | 3.4273 | 6.4969 | 6.5431 | 5.4742 | 3.4273 | 15.9 | 0 | 7.8569e-06
4948 | 6.8382e-06 | 7.4475e-05 | 3.6755 | 3.7917 | 3.4273 | 6.1838 | 6.5427 | 5.4742 | 3.4273 | 14.68 | 0.0088889 | 6.9117e-06
4949 | 8.5477e-07 | 7.2784e-05 | 3.6984 | 3.7915 | 3.4273 | 6.253 | 6.5421 | 5.4742 | 3.4273 | 14.96 | 0.034444 | 6.7344e-06
4950 | 0 | 7.2586e-05 | 3.8205 | 3.7914 | 3.4273 | 6.6345 | 6.5416 | 5.4742 | 3.4273 | 16.4 | 0.15444 | 9.57e-06
4951 | 0 | 7.1114e-05 | 3.9473 | 3.7913 | 3.4273 | 7.0529 | 6.5414 | 5.4742 | 3.4273 | 17.8 | 0.40222 | 0.00045989
4952 | 0 | 6.9586e-05 | 4.0988 | 3.7913 | 3.4273 | 7.586 | 6.5415 | 5.4742 | 3.4273 | 19.36 | 0.39422 | 0.00010468
4953 | 0 | 6.8978e-05 | 4.1665 | 3.7914 | 3.4273 | 7.8366 | 6.5416 | 5.4742 | 3.4273 | 20.02 | 0.28889 | 6.0905e-05
4954 | 0 | 7.0053e-05 | 4.245 | 3.7915 | 3.4273 | 8.138 | 6.5421 | 5.4742 | 3.4273 | 20.76 | 0.36278 | 9.4519e-05
4955 | 0 | 7.6375e-05 | 4.3469 | 3.7916 | 3.4273 | 8.5467 | 6.5424 | 5.4742 | 3.4273 | 21.68 | 0.53889 | 0.00010362
4956 | 0 | 7.5134e-05 | 4.3951 | 3.7916 | 3.4273 | 8.7472 | 6.5424 | 5.4742 | 3.4273 | 22.1 | 0.75389 | 0.00020298
4957 | 0 | 7.3522e-05 | 4.5413 | 3.7917 | 3.4273 | 9.387 | 6.5427 | 5.4742 | 3.4273 | 23.32 | 0.85167 | 0.00010822
4958 | 0 | 7.3302e-05 | 4.7675 | 3.7918 | 3.4273 | 10 | 6.5429 | 5.4742 | 3.4273 | 25.06 | 0.61278 | 9.7827e-05
4959 | 0 | 7.1593e-05 | 4.6066 | 3.7919 | 3.4273 | 9.689 | 6.5434 | 5.4742 | 3.4273 | 23.84 | 0.33111 | 0.00011041
4960 | 0 | 7.2033e-05 | 4.8451 | 3.7921 | 3.4273 | 10 | 6.544 | 5.4742 | 3.4273 | 25.62 | 0.24778 | 6.191e-05
4961 | 0 | 7.5381e-05 | 4.6896 | 3.7921 | 3.4273 | 10 | 6.5439 | 5.4742 | 3.4273 | 24.48 | 0.16167 | 8.0459e-05
4962 | 0 | 7.6653e-05 | 4.7188 | 3.7921 | 3.4273 | 10 | 6.544 | 5.4742 | 3.4273 | 24.7 | 0.10333 | 0.00020824
4963 | 0 | 7.6044e-05 | 4.4231 | 3.7922 | 3.4273 | 8.8661 | 6.5441 | 5.4742 | 3.4273 | 22.34 | 0.02 | 0.00019128
4964 | 0 | 7.762e-05 | 4.1832 | 3.7921 | 3.4273 | 7.8998 | 6.544 | 5.4742 | 3.4273 | 20.18 | 0 | 0.00020605
4965 | 0 | 7.2456e-05 | 3.9473 | 3.7921 | 3.4273 | 7.0529 | 6.5438 | 5.4742 | 3.4273 | 17.8 | 0 | 0.0002129
4966 | 0 | 7.4065e-05 | 3.9889 | 3.792 | 3.4273 | 7.1955 | 6.5435 | 5.4742 | 3.4273 | 18.24 | 0 | 1.1874e-05
4967 | 0 | 7.4348e-05 | 3.8631 | 3.7918 | 3.4273 | 6.7723 | 6.5431 | 5.4742 | 3.4273 | 16.88 | 0 | 8.0932e-06
4968 | 0 | 7.5216e-05 | 3.8223 | 3.7916 | 3.4273 | 6.6402 | 6.5424 | 5.4742 | 3.4273 | 16.42 | 0 | 1.6186e-05
4969 | 0 | 7.4762e-05 | 3.9029 | 3.7914 | 3.4273 | 6.9037 | 6.5416 | 5.4742 | 3.4273 | 17.32 | 0 | 1.8195e-05
4970 | 0 | 7.3182e-05 | 3.8865 | 3.791 | 3.4273 | 6.8493 | 6.5404 | 5.4742 | 3.4273 | 17.14 | 0 | 1.6954e-05
4971 | 0 | 7.2569e-05 | 3.8865 | 3.7906 | 3.4273 | 6.8493 | 6.539 | 5.4742 | 3.4273 | 17.14 | 0 | 1.8254e-05
4972 | 0 | 7.2343e-05 | 3.8311 | 3.7902 | 3.4273 | 6.6684 | 6.5378 | 5.4742 | 3.4273 | 16.52 | 0.0027778 | 1.9731e-05
4973 | 0 | 7.2276e-05 | 3.8956 | 3.7898 | 3.4273 | 6.8794 | 6.5366 | 5.4742 | 3.4273 | 17.24 | 0.022778 | 1.5241e-05
4974 | 0 | 7.2237e-05 | 3.9491 | 3.7894 | 3.4273 | 7.0593 | 6.5354 | 5.4742 | 3.4273 | 17.82 | 0.14556 | 2.0971e-05
4975 | 0 | 6.8119e-05 | 4.0509 | 3.7893 | 3.4273 | 7.4136 | 6.5349 | 5.4742 | 3.4273 | 18.88 | 0.17889 | 0.0004723
4976 | 0 | 7.0399e-05 | 4.117 | 3.7893 | 3.4273 | 7.6527 | 6.5349 | 5.4742 | 3.4273 | 19.54 | 0.15444 | 0.00045139
4977 | 0 | 7.5422e-05 | 4.0294 | 3.7894 | 3.4273 | 7.3372 | 6.5353 | 5.4742 | 3.4273 | 18.66 | 0.30833 | 0.0001315
4978 | 0 | 7.6144e-05 | 4.0727 | 3.7897 | 3.4273 | 7.4916 | 6.5362 | 5.4742 | 3.4273 | 19.1 | 0.575 | 0.00012441
4979 | 0 | 7.8492e-05 | 4.1272 | 3.7901 | 3.4273 | 7.6903 | 6.5375 | 5.4742 | 3.4273 | 19.64 | 0.11778 | 8.1227e-05
4980 | 0 | 7.7177e-05 | 3.9984 | 3.7906 | 3.4273 | 7.2288 | 6.5392 | 5.4742 | 3.4273 | 18.34 | 0.29389 | 8.6957e-05
4981 | 0 | 7.4229e-05 | 4.0747 | 3.7912 | 3.4273 | 7.4988 | 6.5409 | 5.4742 | 3.4273 | 19.12 | 0.19 | 6.5395e-05
4982 | 0 | 7.395e-05 | 4.0608 | 3.7915 | 3.4273 | 7.4489 | 6.5421 | 5.4742 | 3.4273 | 18.98 | 0.017222 | 7.4965e-05
4983 | 0 | 7.1809e-05 | 3.8223 | 3.7918 | 3.4273 | 6.6402 | 6.5431 | 5.4742 | 3.4273 | 16.42 | 0.066111 | 0.0002601
4984 | 0 | 7.2026e-05 | 3.8223 | 3.7921 | 3.4273 | 6.6402 | 6.5438 | 5.4742 | 3.4273 | 16.42 | 0.22167 | 0.00024433
4985 | 0 | 7.5328e-05 | 3.8865 | 3.7922 | 3.4273 | 6.8493 | 6.5443 | 5.4742 | 3.4273 | 17.14 | 0.068333 | 3.9166e-05
4986 | 0 | 7.6599e-05 | 3.9029 | 3.7925 | 3.4273 | 6.9037 | 6.5452 | 5.4742 | 3.4273 | 17.32 | 0.047778 | 4.2297e-05
4987 | 0 | 7.6302e-05 | 3.9047 | 3.7929 | 3.4273 | 6.9098 | 6.5466 | 5.4742 | 3.4273 | 17.34 | 0.014444 | 3.1073e-05
4988 | 0 | 7.7653e-05 | 3.81 | 3.7933 | 3.4273 | 6.601 | 6.5478 | 5.4742 | 3.4273 | 16.28 | 0 | 0.00014898
4989 | 0 | 7.3301e-05 | 3.7653 | 3.7936 | 3.4273 | 6.4594 | 6.5485 | 5.4742 | 3.4273 | 15.76 | 0 | 0.0001432
4990 | 0 | 7.6432e-05 | 3.7083 | 3.7937 | 3.4273 | 6.2831 | 6.549 | 5.4742 | 3.4273 | 15.08 | 0 | 0.00014568
4991 | 2.9917e-06 | 8.0709e-05 | 3.6902 | 3.7939 | 3.4273 | 6.2281 | 6.5495 | 5.4742 | 3.4273 | 14.86 | 0 | 1.6718e-05
4992 | 1.5386e-05 | 8.6024e-05 | 3.6434 | 3.7939 | 3.4273 | 6.0877 | 6.5497 | 5.4742 | 3.4273 | 14.28 | 0 | 2.2803e-05
4993 | 2.2224e-05 | 9.0092e-05 | 3.618 | 3.7939 | 3.4273 | 6.0129 | 6.5497 | 5.4742 | 3.4273 | 13.96 | 0 | 1.9376e-05
4994 | 2.2224e-05 | 8.8147e-05 | 3.618 | 3.7938 | 3.4273 | 6.0129 | 6.5494 | 5.4742 | 3.4273 | 13.96 | 0 | 1.9317e-05
4995 | 3.7183e-05 | 9.1745e-05 | 3.5639 | 3.7937 | 3.4273 | 5.8555 | 6.549 | 5.4742 | 3.4273 | 13.26 | 0 | 2.7056e-05
4996 | 3.5046e-05 | 8.2432e-05 | 3.5715 | 3.7936 | 3.4273 | 5.8774 | 6.5487 | 5.4742 | 3.4273 | 13.36 | 0.0088889 | 1.5418e-05
4997 | 3.2054e-05 | 7.8382e-05 | 3.5823 | 3.7935 | 3.4273 | 5.9085 | 6.5483 | 5.4742 | 3.4273 | 13.5 | 0.034444 | 2.2153e-05
4998 | 2.9917e-06 | 7.4253e-05 | 3.6902 | 3.7933 | 3.4273 | 6.2281 | 6.5479 | 5.4742 | 3.4273 | 14.86 | 0.050556 | 2.5815e-05
4999 | 0 | 6.8224e-05 | 3.7466 | 3.7934 | 3.4273 | 6.4013 | 6.5479 | 5.4742 | 3.4273 | 15.54 | 0.14056 | 0.0004365
5000 | 0 | 7.4907e-05 | 3.8506 | 3.7936 | 3.4273 | 6.7315 | 6.5486 | 5.4742 | 3.4273 | 16.74 | 0.19 | 0.0004303
5001 | 0 | 7.7643e-05 | 3.9889 | 3.7939 | 3.4273 | 7.1955 | 6.5497 | 5.4742 | 3.4273 | 18.24 | 0.31611 | 0.00012807
5002 | 0 | 7.8456e-05 | 4.0509 | 3.7944 | 3.4273 | 7.4136 | 6.5513 | 5.4742 | 3.4273 | 18.88 | 0.565 | 0.00011785
5003 | 0 | 8.1317e-05 | 4.1832 | 3.795 | 3.4273 | 7.8998 | 6.553 | 5.4742 | 3.4273 | 20.18 | 0.64056 | 8.0341e-05
5004 | 0 | 7.8364e-05 | 4.245 | 3.7955 | 3.4273 | 8.138 | 6.5547 | 5.4742 | 3.4273 | 20.76 | 0.71944 | 7.9041e-05
5005 | 0 | 7.4509e-05 | 4.3469 | 3.7961 | 3.4273 | 8.5467 | 6.5567 | 5.4742 | 3.4273 | 21.68 | 0.56222 | 7.9218e-05
5006 | 0 | 7.3899e-05 | 4.4682 | 3.7967 | 3.4273 | 9.0611 | 6.5584 | 5.4742 | 3.4273 | 22.72 | 0.53722 | 8.4535e-05
5007 | 0 | 7.1723e-05 | 4.3951 | 3.7972 | 3.4273 | 8.7472 | 6.5601 | 5.4742 | 3.4273 | 22.1 | 0.40222 | 0.00022566
5008 | 0 | 7.2009e-05 | 4.1665 | 3.7977 | 3.4273 | 7.8366 | 6.5617 | 5.4742 | 3.4273 | 20.02 | 0.29111 | 0.00023878
5009 | 0 | 7.5274e-05 | 4.1499 | 3.7981 | 3.4273 | 7.7743 | 6.5628 | 5.4742 | 3.4273 | 19.86 | 0.19444 | 3.6862e-05
5010 | 0 | 7.6546e-05 | 4.117 | 3.7986 | 3.4273 | 7.6527 | 6.5644 | 5.4742 | 3.4273 | 19.54 | 0.084444 | 3.893e-05
5011 | 0 | 7.6252e-05 | 3.9379 | 3.7988 | 3.4273 | 7.0213 | 6.5653 | 5.4742 | 3.4273 | 17.7 | 0.011111 | 3.6567e-05
5012 | 0 | 7.7607e-05 | 3.912 | 3.7991 | 3.4273 | 6.9342 | 6.5661 | 5.4742 | 3.4273 | 17.42 | 0 | 0.00015147
5013 | 0 | 7.3269e-05 | 3.7772 | 3.7993 | 3.4273 | 6.4969 | 6.5667 | 5.4742 | 3.4273 | 15.9 | 0 | 0.00013699
5014 | 0 | 7.6428e-05 | 3.7585 | 3.7995 | 3.4273 | 6.4381 | 6.5675 | 5.4742 | 3.4273 | 15.68 | 0 | 0.00015448
5015 | 5.2711e-06 | 8.1363e-05 | 3.6815 | 3.7998 | 3.4273 | 6.2018 | 6.5682 | 5.4742 | 3.4273 | 14.7533 | 0 | 1.6836e-05
5016 | 8.9751e-06 | 8.4302e-05 | 3.6674 | 3.8 | 3.4273 | 6.1595 | 6.569 | 5.4742 | 3.4273 | 14.58 | 0 | 1.3174e-05
5017 | 2.2224e-05 | 8.9992e-05 | 3.618 | 3.8002 | 3.4273 | 6.0129 | 6.5696 | 5.4742 | 3.4273 | 13.96 | 0 | 1.1579e-05
5018 | 3.7183e-05 | 9.5223e-05 | 3.5639 | 3.8005 | 3.4273 | 5.8555 | 6.5704 | 5.4742 | 3.4273 | 13.26 | 0 | 9.2156e-06
5019 | 3.0344e-05 | 9.3316e-05 | 3.5884 | 3.8006 | 3.4273 | 5.9264 | 6.571 | 5.4742 | 3.4273 | 13.58 | 0 | 7.8569e-06
5020 | 3.2054e-05 | 9.384e-05 | 3.5823 | 3.8008 | 3.4273 | 5.9085 | 6.5714 | 5.4742 | 3.4273 | 13.5 | 0.014444 | 9.3337e-06
5021 | 2.4788e-05 | 9.1659e-05 | 3.6086 | 3.8008 | 3.4273 | 5.9853 | 6.5714 | 5.4742 | 3.4273 | 13.84 | 0.079444 | 1.0102e-05
5022 | 1.3676e-05 | 8.8275e-05 | 3.6498 | 3.8007 | 3.4273 | 6.1067 | 6.5711 | 5.4742 | 3.4273 | 14.36 | 0.17889 | 1.0397e-05
5023 | 0 | 8.4167e-05 | 3.7466 | 3.8006 | 3.4273 | 6.4013 | 6.571 | 5.4742 | 3.4273 | 15.54 | 0.23111 | 0.00044843
5024 | 0 | 8.3716e-05 | 3.9268 | 3.8007 | 3.4273 | 6.9837 | 6.5711 | 5.4742 | 3.4273 | 17.58 | 0.46556 | 0.0001087
5025 | 0 | 8.2147e-05 | 4.0081 | 3.8008 | 3.4273 | 7.2623 | 6.5716 | 5.4742 | 3.4273 | 18.44 | 0.45222 | 6.4154e-05
5026 | 0 | 8.0955e-05 | 4.1937 | 3.8011 | 3.4273 | 7.9399 | 6.5724 | 5.4742 | 3.4273 | 20.28 | 0.72222 | 0.00010108
5027 | 0 | 8.1592e-05 | 4.1665 | 3.8011 | 3.4273 | 7.8366 | 6.5726 | 5.4742 | 3.4273 | 20.02 | 0.82333 | 9.251e-05
5028 | 0 | 7.8312e-05 | 4.0608 | 3.8011 | 3.4273 | 7.4489 | 6.5726 | 5.4742 | 3.4273 | 18.98 | 0.69167 | 0.0002103
5029 | 0 | 7.4457e-05 | 4.245 | 3.8012 | 3.4273 | 8.138 | 6.5727 | 5.4742 | 3.4273 | 20.76 | 0.53556 | 0.00010137
5030 | 0 | 7.3849e-05 | 4.0411 | 3.8011 | 3.4273 | 7.3787 | 6.5724 | 5.4742 | 3.4273 | 18.78 | 0.59 | 0.00010438
5031 | 0 | 7.1681e-05 | 4.0294 | 3.801 | 3.4273 | 7.3372 | 6.5721 | 5.4742 | 3.4273 | 18.66 | 0.33389 | 9.4991e-05
5032 | 0 | 7.1955e-05 | 4.2192 | 3.8008 | 3.4273 | 8.0377 | 6.5715 | 5.4742 | 3.4273 | 20.52 | 0.21667 | 6.4154e-05
5033 | 0 | 7.5221e-05 | 3.9889 | 3.8006 | 3.4273 | 7.1955 | 6.5709 | 5.4742 | 3.4273 | 18.24 | 0.23333 | 6.9707e-05
5034 | 0 | 7.6496e-05 | 3.9774 | 3.8004 | 3.4273 | 7.1561 | 6.5703 | 5.4742 | 3.4273 | 18.12 | 0.056111 | 0.00019045
5035 | 0 | 7.6203e-05 | 3.912 | 3.8003 | 3.4273 | 6.9342 | 6.57 | 5.4742 | 3.4273 | 17.42 | 0.0066667 | 0.00019666
5036 | 0 | 7.7569e-05 | 3.8631 | 3.8003 | 3.4273 | 6.7723 | 6.57 | 5.4742 | 3.4273 | 16.88 | 0 | 0.0002233
5037 | 0 | 7.3231e-05 | 3.7858 | 3.8005 | 3.4273 | 6.524 | 6.5706 | 5.4742 | 3.4273 | 16 | 0 | 0.0002041
5038 | 0 | 7.6371e-05 | 3.7282 | 3.8007 | 3.4273 | 6.3442 | 6.5711 | 5.4742 | 3.4273 | 15.32 | 0 | 1.0633e-05
5039 | 1.5386e-05 | 8.4346e-05 | 3.6434 | 3.8007 | 3.4273 | 6.0877 | 6.5713 | 5.4742 | 3.4273 | 14.28 | 0 | 1.5005e-05
5040 | 4.6158e-05 | 9.5408e-05 | 3.5321 | 3.8009 | 3.4273 | 5.7649 | 6.5717 | 5.4742 | 3.4273 | 12.84 | 0 | 1.5064e-05
5041 | 4.3166e-05 | 9.6225e-05 | 3.5426 | 3.801 | 3.4273 | 5.7948 | 6.5722 | 5.4742 | 3.4273 | 12.98 | 0 | 9.9835e-06
5042 | 5.8979e-05 | 0.00010171 | 3.4878 | 3.8012 | 3.4273 | 5.6403 | 6.5728 | 5.4742 | 3.4273 | 12.24 | 0 | 1.6364e-05
5043 | 6.71e-05 | 0.00010429 | 3.4602 | 3.8014 | 3.4273 | 5.5641 | 6.5735 | 5.4742 | 3.4273 | 11.86 | 0 | 1.1815e-05
5044 | 6.71e-05 | 0.0001043 | 3.4602 | 3.8016 | 3.4273 | 5.5641 | 6.5741 | 5.4742 | 3.4273 | 11.86 | 0.02 | 8.0341e-06
5045 | 3.4618e-05 | 9.4559e-05 | 3.573 | 3.8017 | 3.4273 | 5.8819 | 6.5745 | 5.4742 | 3.4273 | 13.38 | 0.12056 | 1.087e-05
5046 | 5.2711e-06 | 8.5747e-05 | 3.6815 | 3.8018 | 3.4273 | 6.2018 | 6.5748 | 5.4742 | 3.4273 | 14.7533 | 0.265 | 1.1874e-05
5047 | 0 | 8.4137e-05 | 3.8417 | 3.802 | 3.4273 | 6.7027 | 6.5753 | 5.4742 | 3.4273 | 16.64 | 0.39 | 0.0004707
5048 | 0 | 8.3697e-05 | 3.9585 | 3.8027 | 3.4273 | 7.0913 | 6.5775 | 5.4742 | 3.4273 | 17.92 | 0.53333 | 0.00011691
5049 | 0 | 8.212e-05 | 3.9889 | 3.8034 | 3.4273 | 7.1955 | 6.5799 | 5.4742 | 3.4273 | 18.24 | 0.42944 | 7.1952e-05
5050 | 0 | 8.0908e-05 | 4.1623 | 3.8043 | 3.4273 | 7.8209 | 6.5825 | 5.4742 | 3.4273 | 19.98 | 0.64278 | 9.8417e-05
5051 | 0 | 8.154e-05 | 4.0847 | 3.805 | 3.4273 | 7.5349 | 6.5849 | 5.4742 | 3.4273 | 19.22 | 0.52056 | 0.00010432
5052 | 0 | 7.8269e-05 | 4.1089 | 3.8055 | 3.4273 | 7.6229 | 6.5865 | 5.4742 | 3.4273 | 19.46 | 0.33111 | 0.00020321
5053 | 0 | 7.4408e-05 | 4.117 | 3.8059 | 3.4273 | 7.6527 | 6.5878 | 5.4742 | 3.4273 | 19.54 | 0.24333 | 0.00011147
5054 | 0 | 7.38e-05 | 3.9491 | 3.8063 | 3.4273 | 7.0593 | 6.5891 | 5.4742 | 3.4273 | 17.82 | 0.087778 | 0.00011738
5055 | 0 | 7.1637e-05 | 3.9194 | 3.8072 | 3.4273 | 6.9589 | 6.5918 | 5.4742 | 3.4273 | 17.5 | 0.17556 | 0.00010521
5056 | 0 | 7.1905e-05 | 3.9491 | 3.8079 | 3.4273 | 7.0593 | 6.5942 | 5.4742 | 3.4273 | 17.82 | 0.12833 | 6.0846e-05
5057 | 0 | 7.5166e-05 | 3.9268 | 3.8086 | 3.4273 | 6.9837 | 6.5963 | 5.4742 | 3.4273 | 17.58 | 0.073889 | 7.2897e-05
5058 | 0 | 7.6444e-05 | 3.9268 | 3.8093 | 3.4273 | 6.9837 | 6.5987 | 5.4742 | 3.4273 | 17.58 | 0.029444 | 0.00021408
5059 | 0 | 7.6154e-05 | 3.9194 | 3.8103 | 3.4273 | 6.9589 | 6.6019 | 5.4742 | 3.4273 | 17.5 | 0.0044444 | 0.0001852
5060 | 0 | 7.7505e-05 | 3.8523 | 3.8113 | 3.4273 | 6.7373 | 6.6051 | 5.4742 | 3.4273 | 16.76 | 0 | 0.00019678
5061 | 0 | 7.3159e-05 | 3.8541 | 3.8123 | 3.4273 | 6.7431 | 6.6083 | 5.4742 | 3.4273 | 16.78 | 0 | 0.00020765
5062 | 0 | 7.6315e-05 | 3.81 | 3.8134 | 3.4273 | 6.601 | 6.6117 | 5.4742 | 3.4273 | 16.28 | 0 | 1.2346e-05
5063 | 0 | 7.9676e-05 | 3.81 | 3.8145 | 3.4273 | 6.601 | 6.6151 | 5.4742 | 3.4273 | 16.28 | 0 | 1.3823e-05
5064 | 0 | 8.151e-05 | 3.8013 | 3.8155 | 3.4273 | 6.5733 | 6.6183 | 5.4742 | 3.4273 | 16.18 | 0 | 1.0811e-05
5065 | 0 | 8.3224e-05 | 3.7858 | 3.8164 | 3.4273 | 6.524 | 6.6212 | 5.4742 | 3.4273 | 16 | 0 | 1.1933e-05
5066 | 0 | 8.3972e-05 | 3.7772 | 3.817 | 3.4273 | 6.4969 | 6.6232 | 5.4742 | 3.4273 | 15.9 | 0 | 6.9707e-06
5067 | 0 | 8.4117e-05 | 3.7466 | 3.8175 | 3.4273 | 6.4013 | 6.6248 | 5.4742 | 3.4273 | 15.54 | 0 | 1.1638e-05
5068 | 0 | 8.4112e-05 | 3.7466 | 3.818 | 3.4273 | 6.4013 | 6.6263 | 5.4742 | 3.4273 | 15.54 | 0.011111 | 7.5024e-06
5069 | 0 | 8.4001e-05 | 3.7466 | 3.8183 | 3.4273 | 6.4013 | 6.6275 | 5.4742 | 3.4273 | 15.54 | 0.060556 | 1.4119e-05
5070 | 0 | 8.3777e-05 | 3.7979 | 3.8187 | 3.4273 | 6.5622 | 6.6286 | 5.4742 | 3.4273 | 16.14 | 0.13722 | 1.0633e-05
5071 | 0 | 8.3866e-05 | 3.8631 | 3.819 | 3.4273 | 6.7723 | 6.6295 | 5.4742 | 3.4273 | 16.88 | 0.24333 | 0.00043538
5072 | 0 | 8.3397e-05 | 3.9774 | 3.8193 | 3.4273 | 7.1561 | 6.6304 | 5.4742 | 3.4273 | 18.12 | 0.29556 | 0.00011384
5073 | 0 | 8.1944e-05 | 3.9984 | 3.8197 | 3.4273 | 7.2288 | 6.6318 | 5.4742 | 3.4273 | 18.34 | 0.34222 | 6.8762e-05
5074 | 0 | 8.0855e-05 | 4.1354 | 3.8203 | 3.4273 | 7.7207 | 6.6339 | 5.4742 | 3.4273 | 19.72 | 0.45556 | 0.00010291
5075 | 0 | 8.1496e-05 | 4.0509 | 3.8211 | 3.4273 | 7.4136 | 6.6364 | 5.4742 | 3.4273 | 18.88 | 0.49333 | 0.00010096
5076 | 0 | 7.8234e-05 | 3.9889 | 3.8219 | 3.4273 | 7.1955 | 6.6389 | 5.4742 | 3.4273 | 18.24 | 0.34444 | 0.00020664
5077 | 0 | 7.4361e-05 | 4.0197 | 3.8228 | 3.4273 | 7.3029 | 6.6418 | 5.4742 | 3.4273 | 18.56 | 0.23556 | 9.9245e-05
5078 | 0 | 7.3765e-05 | 4.1499 | 3.8237 | 3.4273 | 7.7743 | 6.6448 | 5.4742 | 3.4273 | 19.86 | 0.29833 | 0.00010326
5079 | 0 | 7.1636e-05 | 4.1706 | 3.8244 | 3.4273 | 7.8523 | 6.647 | 5.4742 | 3.4273 | 20.06 | 0.30833 | 0.00010657
5080 | 0 | 7.1808e-05 | 4.2086 | 3.8252 | 3.4273 | 7.9967 | 6.6497 | 5.4742 | 3.4273 | 20.42 | 0.21333 | 7.5851e-05
5081 | 0 | 7.5115e-05 | 3.9984 | 3.826 | 3.4273 | 7.2288 | 6.6521 | 5.4742 | 3.4273 | 18.34 | 0.12611 | 6.569e-05
5082 | 0 | 7.64e-05 | 4.0081 | 3.8268 | 3.4273 | 7.2623 | 6.6546 | 5.4742 | 3.4273 | 18.44 | 0.043333 | 0.00020292
5083 | 0 | 7.611e-05 | 3.9398 | 3.8274 | 3.4273 | 7.0276 | 6.6567 | 5.4742 | 3.4273 | 17.72 | 0.0044444 | 0.00020646
5084 | 0 | 7.7457e-05 | 3.8223 | 3.828 | 3.4273 | 6.6402 | 6.6585 | 5.4742 | 3.4273 | 16.42 | 0 | 0.00020889
5085 | 0 | 7.3117e-05 | 3.7653 | 3.8284 | 3.4273 | 6.4594 | 6.6599 | 5.4742 | 3.4273 | 15.76 | 0 | 0.00019187
5086 | 0 | 7.6264e-05 | 3.7466 | 3.8288 | 3.4273 | 6.4013 | 6.661 | 5.4742 | 3.4273 | 15.54 | 0 | 9.8654e-06
5087 | 0 | 7.9629e-05 | 3.7653 | 3.8292 | 3.4273 | 6.4594 | 6.6624 | 5.4742 | 3.4273 | 15.76 | 0 | 1.1342e-05
5088 | 0 | 8.1461e-05 | 3.7585 | 3.8295 | 3.4273 | 6.4381 | 6.6635 | 5.4742 | 3.4273 | 15.68 | 0 | 9.2746e-06
5089 | 0 | 8.3178e-05 | 3.7466 | 3.8299 | 3.4273 | 6.4013 | 6.6648 | 5.4742 | 3.4273 | 15.54 | 0 | 6.9117e-06
5090 | 0 | 8.3881e-05 | 3.7466 | 3.8304 | 3.4273 | 6.4013 | 6.6663 | 5.4742 | 3.4273 | 15.54 | 0 | 7.2661e-06
5091 | 0 | 8.3853e-05 | 3.7585 | 3.8309 | 3.4273 | 6.4381 | 6.6679 | 5.4742 | 3.4273 | 15.68 | 0 | 9.9245e-06
5092 | 0 | 8.271e-05 | 3.7199 | 3.8314 | 3.4273 | 6.3186 | 6.6694 | 5.4742 | 3.4273 | 15.22 | 0.0066667 | 7.5615e-06
5093 | 0 | 7.9753e-05 | 3.7282 | 3.8318 | 3.4273 | 6.3442 | 6.6708 | 5.4742 | 3.4273 | 15.32 | 0.036667 | 8.6839e-06
5094 | 0 | 7.9211e-05 | 3.7585 | 3.8322 | 3.4273 | 6.4381 | 6.672 | 5.4742 | 3.4273 | 15.68 | 0.087778 | 6.9707e-06
5095 | 0 | 6.9247e-05 | 3.7585 | 3.8324 | 3.4273 | 6.4381 | 6.6728 | 5.4742 | 3.4273 | 15.68 | 0.20444 | 0.00046692
5096 | 0 | 7.322e-05 | 3.8541 | 3.8326 | 3.4273 | 6.7431 | 6.6735 | 5.4742 | 3.4273 | 16.78 | 0.26778 | 0.00012092
5097 | 0 | 7.8116e-05 | 3.8956 | 3.8328 | 3.4273 | 6.8794 | 6.6742 | 5.4742 | 3.4273 | 17.24 | 0.35167 | 6.3918e-05
5098 | 0 | 7.7887e-05 | 3.9774 | 3.833 | 3.4273 | 7.1561 | 6.6747 | 5.4742 | 3.4273 | 18.12 | 0.47111 | 0.00011006
5099 | 0 | 8.0827e-05 | 3.9984 | 3.8332 | 3.4273 | 7.2288 | 6.6752 | 5.4742 | 3.4273 | 18.34 | 0.45556 | 9.5759e-05
5100 | 0 | 7.806e-05 | 3.767 | 3.8334 | 3.4273 | 6.4647 | 6.6759 | 5.4742 | 3.4273 | 15.78 | 0.74389 | 0.00020227
5101 | 0 | 7.421e-05 | 4.1354 | 3.8337 | 3.4273 | 7.7207 | 6.6768 | 5.4742 | 3.4273 | 19.72 | 0.42444 | 0.00011011
5102 | 0 | 7.3659e-05 | 4.0509 | 3.8341 | 3.4273 | 7.4136 | 6.6782 | 5.4742 | 3.4273 | 18.88 | 0.15833 | 0.00011295
5103 | 0 | 7.1583e-05 | 3.8793 | 3.8345 | 3.4273 | 6.8254 | 6.6794 | 5.4742 | 3.4273 | 17.06 | 0.39444 | 0.00010657
5104 | 0 | 7.1753e-05 | 3.8793 | 3.8348 | 3.4273 | 6.8254 | 6.6803 | 5.4742 | 3.4273 | 17.06 | 0.33183 | 6.4391e-05
5105 | 0 | 7.5064e-05 | 3.81 | 3.835 | 3.4273 | 6.601 | 6.6811 | 5.4742 | 3.4273 | 16.28 | 0.034444 | 6.6695e-05
5106 | 0 | 7.6356e-05 | 3.7772 | 3.8351 | 3.4273 | 6.4969 | 6.6814 | 5.4742 | 3.4273 | 15.9 | 0.034444 | 0.00021101
5107 | 0 | 7.6062e-05 | 3.7772 | 3.835 | 3.4273 | 6.4969 | 6.6812 | 5.4742 | 3.4273 | 15.9 | 0.0044444 | 0.00021704
5108 | 0 | 7.7694e-05 | 3.7282 | 3.8348 | 3.4273 | 6.3442 | 6.6806 | 5.4742 | 3.4273 | 15.32 | 0 | 0.00020676
5109 | 0 | 7.2468e-05 | 3.7382 | 3.8345 | 3.4273 | 6.3752 | 6.6795 | 5.4742 | 3.4273 | 15.44 | 0 | 0.00019477
5110 | 8.5477e-07 | 7.3979e-05 | 3.6984 | 3.834 | 3.4273 | 6.253 | 6.678 | 5.4742 | 3.4273 | 14.96 | 0 | 1.1638e-05
5111 | 8.5477e-07 | 7.3576e-05 | 3.6984 | 3.8336 | 3.4273 | 6.253 | 6.6765 | 5.4742 | 3.4273 | 14.96 | 0 | 7.6796e-06
5112 | 2.9917e-06 | 7.7579e-05 | 3.6902 | 3.8331 | 3.4273 | 6.2281 | 6.6749 | 5.4742 | 3.4273 | 14.86 | 0 | 4.6669e-06
5113 | 1.1112e-05 | 7.6243e-05 | 3.6594 | 3.8326 | 3.4273 | 6.1354 | 6.6734 | 5.4742 | 3.4273 | 14.48 | 0 | 1.211e-05
5114 | 8.9751e-06 | 7.5069e-05 | 3.6674 | 3.8322 | 3.4273 | 6.1595 | 6.672 | 5.4742 | 3.4273 | 14.58 | 0 | 1.2169e-05
5115 | 1.1112e-05 | 7.6469e-05 | 3.6594 | 3.8318 | 3.4273 | 6.1354 | 6.6707 | 5.4742 | 3.4273 | 14.48 | 0 | 1.1224e-05
5116 | 1.5386e-05 | 7.6739e-05 | 3.6434 | 3.8313 | 3.4273 | 6.0877 | 6.6693 | 5.4742 | 3.4273 | 14.28 | 0.0044444 | 8.5657e-06
5117 | 1.5386e-05 | 7.6302e-05 | 3.6434 | 3.831 | 3.4273 | 6.0877 | 6.6682 | 5.4742 | 3.4273 | 14.28 | 0.058889 | 6.2028e-06
5118 | 4.7013e-06 | 7.3689e-05 | 3.6837 | 3.8306 | 3.4273 | 6.2084 | 6.6669 | 5.4742 | 3.4273 | 14.78 | 0.11833 | 1.1401e-05
5119 | 0 | 6.9733e-05 | 3.767 | 3.8303 | 3.4273 | 6.4647 | 6.666 | 5.4742 | 3.4273 | 15.78 | 0.35944 | 0.0004889
5120 | 0 | 6.8227e-05 | 3.824 | 3.83 | 3.4273 | 6.6458 | 6.6649 | 5.4742 | 3.4273 | 16.44 | 0.32778 | 0.00010291
5121 | 0 | 7.3701e-05 | 3.9398 | 3.8296 | 3.4273 | 7.0276 | 6.6637 | 5.4742 | 3.4273 | 17.72 | 0.59389 | 6.3682e-05
5122 | 0 | 7.5113e-05 | 3.9268 | 3.8293 | 3.4273 | 6.9837 | 6.6626 | 5.4742 | 3.4273 | 17.58 | 0.795 | 0.00010291
5123 | 0 | 7.7185e-05 | 4.117 | 3.8289 | 3.4273 | 7.6527 | 6.6614 | 5.4742 | 3.4273 | 19.54 | 0.73778 | 8.5776e-05
5124 | 0 | 7.5802e-05 | 4.1853 | 3.8285 | 3.4273 | 7.9078 | 6.6602 | 5.4742 | 3.4273 | 20.2 | 0.64389 | 0.00020788
5125 | 0 | 7.2677e-05 | 4.2086 | 3.8282 | 3.4273 | 7.9967 | 6.6593 | 5.4742 | 3.4273 | 20.42 | 0.56667 | 0.00010013
5126 | 0 | 7.2337e-05 | 4.1377 | 3.828 | 3.4273 | 7.7291 | 6.6585 | 5.4742 | 3.4273 | 19.7422 | 0.65722 | 0.00010497
5127 | 0 | 7.0233e-05 | 4.1395 | 3.8278 | 3.4273 | 7.7359 | 6.6578 | 5.4742 | 3.4273 | 19.76 | 0.46333 | 8.8611e-05
5128 | 0 | 7.0309e-05 | 4.117 | 3.8276 | 3.4273 | 7.6527 | 6.6573 | 5.4742 | 3.4273 | 19.54 | 0.25222 | 6.7581e-05
5129 | 6.8382e-06 | 7.5713e-05 | 3.6755 | 3.8274 | 3.4273 | 6.1838 | 6.6566 | 5.4742 | 3.4273 | 14.68 | 0.22833 | 6.7817e-05
5130 | 0 | 7.5147e-05 | 3.7602 | 3.8272 | 3.4273 | 6.4434 | 6.656 | 5.4742 | 3.4273 | 15.7 | 0.027222 | 0.00020398
5131 | 0 | 7.5267e-05 | 3.7199 | 3.8269 | 3.4273 | 6.3186 | 6.6551 | 5.4742 | 3.4273 | 15.22 | 0.0027778 | 0.00021243
5132 | 0 | 7.7289e-05 | 3.7466 | 3.8265 | 3.4273 | 6.4013 | 6.6538 | 5.4742 | 3.4273 | 15.54 | 0 | 0.0002103
5133 | 0 | 7.4089e-05 | 3.7282 | 3.8261 | 3.4273 | 6.3442 | 6.6525 | 5.4742 | 3.4273 | 15.32 | 0 | 0.00020959
5134 | 1.3676e-05 | 7.6094e-05 | 3.6498 | 3.8257 | 3.4273 | 6.1067 | 6.6512 | 5.4742 | 3.4273 | 14.36 | 0 | 8.3294e-06
5135 | 1.5386e-05 | 7.7146e-05 | 3.6434 | 3.8253 | 3.4273 | 6.0877 | 6.6498 | 5.4742 | 3.4273 | 14.28 | 0 | 9.57e-06
5136 | 1.966e-05 | 7.9131e-05 | 3.6275 | 3.8249 | 3.4273 | 6.0407 | 6.6486 | 5.4742 | 3.4273 | 14.08 | 0 | 2.2803e-05
5137 | 2.6925e-05 | 8.1185e-05 | 3.6008 | 3.8246 | 3.4273 | 5.9625 | 6.6475 | 5.4742 | 3.4273 | 13.74 | 0 | 1.7013e-05
5138 | 2.2224e-05 | 7.7406e-05 | 3.618 | 3.8241 | 3.4273 | 6.0129 | 6.6461 | 5.4742 | 3.4273 | 13.96 | 0 | 1.8845e-05
5139 | 1.966e-05 | 7.8093e-05 | 3.6275 | 3.8236 | 3.4273 | 6.0407 | 6.6445 | 5.4742 | 3.4273 | 14.08 | 0 | 1.7072e-05
5140 | 2.6925e-05 | 7.9911e-05 | 3.6008 | 3.8231 | 3.4273 | 5.9625 | 6.6429 | 5.4742 | 3.4273 | 13.74 | 0.014444 | 2.0676e-05
5141 | 2.1797e-05 | 7.8759e-05 | 3.6196 | 3.8227 | 3.4273 | 6.0175 | 6.6415 | 5.4742 | 3.4273 | 13.98 | 0.047778 | 2.5284e-05
5142 | 1.795e-05 | 7.7346e-05 | 3.6338 | 3.8221 | 3.4273 | 6.0594 | 6.6396 | 5.4742 | 3.4273 | 14.16 | 0.066111 | 2.0558e-05
5143 | 1.795e-05 | 7.6016e-05 | 3.6338 | 3.8215 | 3.4273 | 6.0594 | 6.6376 | 5.4742 | 3.4273 | 14.16 | 0.087778 | 0.00045641
5144 | 1.3676e-05 | 7.4283e-05 | 3.6498 | 3.8211 | 3.4273 | 6.1067 | 6.6362 | 5.4742 | 3.4273 | 14.36 | 0.185 | 0.00044867
5145 | 1.1112e-05 | 7.3385e-05 | 3.6594 | 3.8207 | 3.4273 | 6.1354 | 6.6351 | 5.4742 | 3.4273 | 14.48 | 0.25778 | 0.00012471
5146 | 0 | 6.9398e-05 | 3.7083 | 3.8204 | 3.4273 | 6.2831 | 6.6341 | 5.4742 | 3.4273 | 15.08 | 0.14833 | 0.00012979
5147 | 0 | 7.2272e-05 | 3.824 | 3.8201 | 3.4273 | 6.6458 | 6.6333 | 5.4742 | 3.4273 | 16.44 | 0.16167 | 7.467e-05
5148 | 0 | 7.3679e-05 | 3.824 | 3.8198 | 3.4273 | 6.6458 | 6.6323 | 5.4742 | 3.4273 | 16.44 | 0.17556 | 7.6383e-05
5149 | 0 | 7.2513e-05 | 3.9194 | 3.8195 | 3.4273 | 6.9589 | 6.6314 | 5.4742 | 3.4273 | 17.5 | 0.12611 | 7.5556e-05
5150 | 0 | 7.2754e-05 | 4.0509 | 3.8193 | 3.4273 | 7.4136 | 6.6307 | 5.4742 | 3.4273 | 18.88 | 0.12056 | 6.9117e-05
5151 | 0 | 7.0778e-05 | 4.2342 | 3.8191 | 3.4273 | 8.0959 | 6.6299 | 5.4742 | 3.4273 | 20.66 | 0.18167 | 0.0002656
5152 | 0 | 7.0572e-05 | 4.2086 | 3.8188 | 3.4273 | 7.9967 | 6.629 | 5.4742 | 3.4273 | 20.42 | 0.12889 | 0.00025951
5153 | 0 | 7.3686e-05 | 4.3132 | 3.8185 | 3.4273 | 8.409 | 6.6281 | 5.4742 | 3.4273 | 21.38 | 0.071667 | 4.1234e-05
5154 | 0 | 7.4889e-05 | 4.1853 | 3.8182 | 3.4273 | 7.9078 | 6.6271 | 5.4742 | 3.4273 | 20.2 | 0.037222 | 4.6019e-05
5155 | 0 | 7.6e-05 | 4.0747 | 3.818 | 3.4273 | 7.4988 | 6.6264 | 5.4742 | 3.4273 | 19.12 | 0.0044444 | 3.9462e-05
5156 | 0 | 7.6252e-05 | 3.9398 | 3.8176 | 3.4273 | 7.0276 | 6.6253 | 5.4742 | 3.4273 | 17.72 | 0 | 0.00014668
5157 | 0 | 7.1184e-05 | 3.9268 | 3.8171 | 3.4273 | 6.9837 | 6.6235 | 5.4742 | 3.4273 | 17.58 | 0 | 0.0001533
5158 | 0 | 7.1468e-05 | 3.912 | 3.8165 | 3.4273 | 6.9342 | 6.6217 | 5.4742 | 3.4273 | 17.42 | 0 | 0.00016228
5159 | 0 | 7.2915e-05 | 3.8417 | 3.8159 | 3.4273 | 6.7027 | 6.6196 | 5.4742 | 3.4273 | 16.64 | 0 | 1.5773e-05
5160 | 0 | 7.3385e-05 | 3.7282 | 3.8154 | 3.4273 | 6.3442 | 6.6181 | 5.4742 | 3.4273 | 15.32 | 0 | 1.6541e-05
5161 | 0 | 7.3279e-05 | 3.7199 | 3.815 | 3.4273 | 6.3186 | 6.6167 | 5.4742 | 3.4273 | 15.22 | 0 | 2.741e-05
5162 | 0 | 7.228e-05 | 3.7483 | 3.8144 | 3.4273 | 6.4065 | 6.6147 | 5.4742 | 3.4273 | 15.56 | 0 | 2.1503e-05
5163 | 0 | 7.1549e-05 | 3.7789 | 3.8137 | 3.4273 | 6.5023 | 6.6126 | 5.4742 | 3.4273 | 15.92 | 0 | 1.8195e-05
5164 | 0 | 7.1807e-05 | 3.7979 | 3.813 | 3.4273 | 6.5622 | 6.6105 | 5.4742 | 3.4273 | 16.14 | 0.014444 | 2.1976e-05
5165 | 0 | 7.2327e-05 | 3.8118 | 3.8122 | 3.4273 | 6.6065 | 6.608 | 5.4742 | 3.4273 | 16.3 | 0.047778 | 2.0203e-05
5166 | 0 | 7.2186e-05 | 3.8702 | 3.8115 | 3.4273 | 6.7958 | 6.6058 | 5.4742 | 3.4273 | 16.96 | 0.039444 | 2.3393e-05
5167 | 0 | 7.0905e-05 | 3.9268 | 3.8108 | 3.4273 | 6.9837 | 6.6035 | 5.4742 | 3.4273 | 17.58 | 0.215 | 0.00041765
5168 | 0 | 7.0304e-05 | 4.0294 | 3.8105 | 3.4273 | 7.3372 | 6.6023 | 5.4742 | 3.4273 | 18.66 | 0.31889 | 0.00044424
5169 | 0 | 7.0196e-05 | 4.117 | 3.8102 | 3.4273 | 7.6527 | 6.6015 | 5.4742 | 3.4273 | 19.54 | 0.55611 | 0.00012258
5170 | 0 | 6.9793e-05 | 4.2998 | 3.8101 | 3.4273 | 8.3551 | 6.6011 | 5.4742 | 3.4273 | 21.26 | 0.81778 | 0.00011968
5171 | 0 | 7.0492e-05 | 4.3356 | 3.8098 | 3.4273 | 8.5003 | 6.6003 | 5.4742 | 3.4273 | 21.58 | 0.67611 | 7.7919e-05
5172 | 0 | 7.3363e-05 | 4.3675 | 3.8096 | 3.4273 | 8.6315 | 6.5994 | 5.4742 | 3.4273 | 21.86 | 0.89611 | 6.8585e-05
5173 | 0 | 7.2435e-05 | 4.6219 | 3.8093 | 3.4273 | 9.7615 | 6.5986 | 5.4742 | 3.4273 | 23.96 | 0.695 | 6.7876e-05
5174 | 0 | 7.2101e-05 | 4.806 | 3.809 | 3.4273 | 10 | 6.5975 | 5.4742 | 3.4273 | 25.34 | 0.43056 | 7.8332e-05
5175 | 0 | 7.032e-05 | 4.5612 | 3.8085 | 3.4273 | 9.4779 | 6.596 | 5.4742 | 3.4273 | 23.48 | 0.345 | 0.00023576
5176 | 0 | 7.0206e-05 | 4.5265 | 3.808 | 3.4273 | 9.3199 | 6.5946 | 5.4742 | 3.4273 | 23.2 | 0.10889 | 0.00023494
5177 | 0 | 7.3629e-05 | 4.4491 | 3.8076 | 3.4273 | 8.9779 | 6.593 | 5.4742 | 3.4273 | 22.56 | 0.068333 | 3.9639e-05
5178 | 0 | 7.5016e-05 | 4.4067 | 3.8071 | 3.4273 | 8.7963 | 6.5915 | 5.4742 | 3.4273 | 22.2 | 0.022778 | 3.7276e-05
5179 | 0 | 7.4919e-05 | 4.3538 | 3.8067 | 3.4273 | 8.5748 | 6.5903 | 5.4742 | 3.4273 | 21.74 | 0.0044444 | 2.9832e-05
5180 | 0 | 7.6992e-05 | 4.3244 | 3.8065 | 3.4273 | 8.4544 | 6.5895 | 5.4742 | 3.4273 | 21.48 | 0 | 0.00015347
5181 | 0 | 7.2959e-05 | 4.3132 | 3.8061 | 3.4273 | 8.409 | 6.5884 | 5.4742 | 3.4273 | 21.38 | 0 | 0.00014515
5182 | 0 | 7.1339e-05 | 4.3492 | 3.8058 | 3.4273 | 8.556 | 6.5876 | 5.4742 | 3.4273 | 21.7 | 0 | 0.0001416
5183 | 0 | 7.3266e-05 | 4.2364 | 3.8055 | 3.4273 | 8.1043 | 6.5865 | 5.4742 | 3.4273 | 20.68 | 0 | 2.044e-05
5184 | 0 | 7.1852e-05 | 4.2364 | 3.8051 | 3.4273 | 8.1043 | 6.5852 | 5.4742 | 3.4273 | 20.68 | 0 | 1.3823e-05
5185 | 0 | 7.2219e-05 | 3.9984 | 3.8046 | 3.4273 | 7.2288 | 6.5837 | 5.4742 | 3.4273 | 18.34 | 0 | 8.2113e-06
5186 | 0 | 7.2237e-05 | 3.8311 | 3.8042 | 3.4273 | 6.6684 | 6.5823 | 5.4742 | 3.4273 | 16.52 | 0 | 1.146e-05
5187 | 0 | 7.2066e-05 | 3.7789 | 3.8039 | 3.4273 | 6.5023 | 6.5813 | 5.4742 | 3.4273 | 15.92 | 0 | 1.1401e-05
5188 | 0 | 7.2008e-05 | 3.7483 | 3.8036 | 3.4273 | 6.4065 | 6.5803 | 5.4742 | 3.4273 | 15.56 | 0 | 8.6839e-06
5189 | 0 | 7.1996e-05 | 3.7199 | 3.8032 | 3.4273 | 6.3186 | 6.5792 | 5.4742 | 3.4273 | 15.22 | 0.02 | 1.0574e-05
5190 | 0 | 7.141e-05 | 3.7602 | 3.8029 | 3.4273 | 6.4434 | 6.5781 | 5.4742 | 3.4273 | 15.7 | 0.039444 | 1.0633e-05
5191 | 0 | 7.0776e-05 | 3.8118 | 3.8026 | 3.4273 | 6.6065 | 6.5772 | 5.4742 | 3.4273 | 16.3 | 0.10333 | 0.0004788
5192 | 0 | 7.0599e-05 | 3.8311 | 3.8023 | 3.4273 | 6.6684 | 6.5764 | 5.4742 | 3.4273 | 16.52 | 0.13167 | 0.00011939
5193 | 0 | 7.0547e-05 | 3.9047 | 3.8021 | 3.4273 | 6.9098 | 6.5756 | 5.4742 | 3.4273 | 17.34 | 0.16611 | 5.5471e-05
5194 | 0 | 6.8369e-05 | 4.0411 | 3.8018 | 3.4273 | 7.3787 | 6.5748 | 5.4742 | 3.4273 | 18.78 | 0.30111 | 9.1447e-05
5195 | 0 | 7.1256e-05 | 4.2214 | 3.8016 | 3.4273 | 8.046 | 6.5741 | 5.4742 | 3.4273 | 20.54 | 0.50333 | 9.9481e-05
5196 | 0 | 7.3099e-05 | 4.1706 | 3.8015 | 3.4273 | 7.8523 | 6.5736 | 5.4742 | 3.4273 | 20.06 | 0.78056 | 0.00019979
5197 | 0 | 7.2438e-05 | 4.269 | 3.8014 | 3.4273 | 8.2321 | 6.5735 | 5.4742 | 3.4273 | 20.98 | 0.63056 | 0.00010013
5198 | 0 | 7.243e-05 | 4.302 | 3.8015 | 3.4273 | 8.364 | 6.5737 | 5.4742 | 3.4273 | 21.28 | 0.54944 | 0.00011372
5199 | 0 | 7.0263e-05 | 4.2712 | 3.8017 | 3.4273 | 8.2408 | 6.5743 | 5.4742 | 3.4273 | 21 | 0.43611 | 0.00010427
5200 | 0 | 7.0845e-05 | 4.1937 | 3.802 | 3.4273 | 7.9399 | 6.5753 | 5.4742 | 3.4273 | 20.28 | 0.2965 | 6.7699e-05
5201 | 0 | 7.4581e-05 | 4.1937 | 3.8022 | 3.4273 | 7.9399 | 6.576 | 5.4742 | 3.4273 | 20.28 | 0.12889 | 5.5352e-05
5202 | 1.966e-05 | 8.2011e-05 | 3.6275 | 3.8023 | 3.4273 | 6.0407 | 6.5764 | 5.4742 | 3.4273 | 14.08 | 0.056111 | 0.0002054
5203 | 8.9751e-06 | 7.8461e-05 | 3.6674 | 3.8024 | 3.4273 | 6.1595 | 6.5766 | 5.4742 | 3.4273 | 14.58 | 0.0044444 | 0.00021438
5204 | 8.9276e-06 | 7.9591e-05 | 3.6676 | 3.8024 | 3.4273 | 6.1601 | 6.5765 | 5.4742 | 3.4273 | 14.5822 | 0 | 0.00020091
5205 | 1.3676e-05 | 7.6896e-05 | 3.6498 | 3.8023 | 3.4273 | 6.1067 | 6.5764 | 5.4742 | 3.4273 | 14.36 | 0 | 0.00019861
5206 | 4.3166e-05 | 8.6789e-05 | 3.5426 | 3.8023 | 3.4273 | 5.7948 | 6.5763 | 5.4742 | 3.4273 | 12.98 | 0 | 8.9202e-06
5207 | 6.1544e-05 | 9.2585e-05 | 3.479 | 3.8023 | 3.4273 | 5.616 | 6.5763 | 5.4742 | 3.4273 | 12.12 | 0 | 9.0974e-06
5208 | 6.9664e-05 | 9.5513e-05 | 3.4516 | 3.8022 | 3.4273 | 5.5405 | 6.5759 | 5.4742 | 3.4273 | 11.74 | 0 | 1.4001e-05
5209 | 6.71e-05 | 9.2377e-05 | 3.4602 | 3.802 | 3.4273 | 5.5641 | 6.5755 | 5.4742 | 3.4273 | 11.86 | 0 | 1.2287e-05
5210 | 6.4108e-05 | 9.0946e-05 | 3.4703 | 3.8019 | 3.4273 | 5.592 | 6.5751 | 5.4742 | 3.4273 | 12 | 0 | 9.7472e-06
5211 | 6.1544e-05 | 9.033e-05 | 3.479 | 3.8018 | 3.4273 | 5.616 | 6.5746 | 5.4742 | 3.4273 | 12.12 | 0 | 1.1519e-05
5212 | 6.4108e-05 | 9.1166e-05 | 3.4703 | 3.8015 | 3.4273 | 5.592 | 6.5737 | 5.4742 | 3.4273 | 12 | 0.0088889 | 1.0338e-05
5213 | 5.8979e-05 | 8.9322e-05 | 3.4878 | 3.8011 | 3.4273 | 5.6403 | 6.5725 | 5.4742 | 3.4273 | 12.24 | 0.091111 | 1.2642e-05
5214 | 2.4788e-05 | 7.9268e-05 | 3.6086 | 3.8007 | 3.4273 | 5.9853 | 6.5714 | 5.4742 | 3.4273 | 13.84 | 0.24167 | 1.0161e-05
5215 | 0 | 7.1054e-05 | 3.7483 | 3.8004 | 3.4273 | 6.4065 | 6.5704 | 5.4742 | 3.4273 | 15.56 | 0.40222 | 0.0004788
5216 | 0 | 6.9754e-05 | 3.8793 | 3.8003 | 3.4273 | 6.8254 | 6.5699 | 5.4742 | 3.4273 | 17.06 | 0.54944 | 0.00012358
5217 | 0 | 6.8778e-05 | 3.9984 | 3.8002 | 3.4273 | 7.2288 | 6.5697 | 5.4742 | 3.4273 | 18.34 | 0.61333 | 6.6281e-05
5218 | 0 | 6.8763e-05 | 4.0628 | 3.8003 | 3.4273 | 7.456 | 6.5698 | 5.4742 | 3.4273 | 19 | 0.51056 | 9.7059e-05
5219 | 0 | 7.1968e-05 | 4.0294 | 3.8003 | 3.4273 | 7.3372 | 6.5698 | 5.4742 | 3.4273 | 18.66 | 0.65389 | 0.00011177
5220 | 0 | 7.3788e-05 | 4.1499 | 3.8002 | 3.4273 | 7.7743 | 6.5696 | 5.4742 | 3.4273 | 19.86 | 0.54 | 0.00020587
5221 | 0 | 7.2661e-05 | 4.245 | 3.8001 | 3.4273 | 8.138 | 6.5694 | 5.4742 | 3.4273 | 20.76 | 0.42181 | 9.9422e-05
5222 | 0 | 7.3097e-05 | 4.1853 | 3.8002 | 3.4273 | 7.9078 | 6.5695 | 5.4742 | 3.4273 | 20.2 | 0.48278 | 9.7413e-05
5223 | 0 | 7.1407e-05 | 4.2086 | 3.8006 | 3.4273 | 7.9967 | 6.5708 | 5.4742 | 3.4273 | 20.42 | 0.43278 | 0.00010161
5224 | 0 | 7.1562e-05 | 4.2214 | 3.8008 | 3.4273 | 8.046 | 6.5715 | 5.4742 | 3.4273 | 20.54 | 0.33222 | 7.5556e-05
5225 | 0 | 7.4863e-05 | 4.1499 | 3.8011 | 3.4273 | 7.7743 | 6.5725 | 5.4742 | 3.4273 | 19.86 | 0.10889 | 6.2028e-05
5226 | 0 | 7.6169e-05 | 4.0509 | 3.8012 | 3.4273 | 7.4136 | 6.5729 | 5.4742 | 3.4273 | 18.88 | 0.053333 | 0.00022106
5227 | 0 | 7.5888e-05 | 3.9047 | 3.8012 | 3.4273 | 6.9098 | 6.5729 | 5.4742 | 3.4273 | 17.34 | 0.0066667 | 0.00021704
5228 | 6.8382e-06 | 7.9212e-05 | 3.6755 | 3.801 | 3.4273 | 6.1838 | 6.5723 | 5.4742 | 3.4273 | 14.68 | 0 | 0.00020067
5229 | 2.1797e-05 | 7.9429e-05 | 3.6196 | 3.8008 | 3.4273 | 6.0175 | 6.5714 | 5.4742 | 3.4273 | 13.98 | 0 | 0.00019506
5230 | 3.6755e-05 | 8.6896e-05 | 3.5654 | 3.8003 | 3.4273 | 5.8598 | 6.57 | 5.4742 | 3.4273 | 13.28 | 0 | 1.1342e-05
5231 | 4.3166e-05 | 9.1818e-05 | 3.5426 | 3.7998 | 3.4273 | 5.7948 | 6.5682 | 5.4742 | 3.4273 | 12.98 | 0 | 1.0633e-05
5232 | 3.2054e-05 | 9.0868e-05 | 3.5823 | 3.7991 | 3.4273 | 5.9085 | 6.5661 | 5.4742 | 3.4273 | 13.5 | 0 | 1.3174e-05
5233 | 1.795e-05 | 8.5157e-05 | 3.6338 | 3.7985 | 3.4273 | 6.0594 | 6.5644 | 5.4742 | 3.4273 | 14.16 | 0 | 1.2701e-05
5234 | 1.3676e-05 | 8.2624e-05 | 3.6498 | 3.7981 | 3.4273 | 6.1067 | 6.5628 | 5.4742 | 3.4273 | 14.36 | 0 | 7.7387e-06
5235 | 2.4788e-05 | 8.1092e-05 | 3.6086 | 3.7976 | 3.4273 | 5.9853 | 6.5612 | 5.4742 | 3.4273 | 13.84 | 0 | 9.8654e-06
5236 | 4.5303e-05 | 8.5447e-05 | 3.5351 | 3.7972 | 3.4273 | 5.7734 | 6.56 | 5.4742 | 3.4273 | 12.88 | 0.0088889 | 1.0811e-05
5237 | 4.3166e-05 | 8.4506e-05 | 3.5426 | 3.7968 | 3.4273 | 5.7948 | 6.5588 | 5.4742 | 3.4273 | 12.98 | 0.047778 | 7.5024e-06
5238 | 8.5477e-06 | 7.4275e-05 | 3.6691 | 3.7965 | 3.4273 | 6.1644 | 6.5577 | 5.4742 | 3.4273 | 14.6 | 0.1 | 8.5067e-06
5239 | 0 | 6.8717e-05 | 3.8793 | 3.7961 | 3.4273 | 6.8254 | 6.5566 | 5.4742 | 3.4273 | 17.06 | 0.35722 | 0.00045062
5240 | 0 | 7.0445e-05 | 3.9774 | 3.7958 | 3.4273 | 7.1561 | 6.5556 | 5.4742 | 3.4273 | 18.12 | 0.33389 | 0.00012181
5241 | 0 | 7.6133e-05 | 4.245 | 3.7955 | 3.4273 | 8.138 | 6.5547 | 5.4742 | 3.4273 | 20.76 | 0.53556 | 6.8349e-05
5242 | 0 | 7.6151e-05 | 4.3789 | 3.7952 | 3.4273 | 8.6793 | 6.5536 | 5.4742 | 3.4273 | 21.96 | 0.58278 | 0.0001097
5243 | 0 | 7.9384e-05 | 4.5265 | 3.7948 | 3.4273 | 9.3199 | 6.5524 | 5.4742 | 3.4273 | 23.2 | 0.64389 | 9.6527e-05
5244 | 0 | 7.7772e-05 | 4.6738 | 3.7944 | 3.4273 | 10 | 6.5512 | 5.4742 | 3.4273 | 24.36 | 0.58556 | 0.0002054
5245 | 0 | 7.4133e-05 | 4.7215 | 3.7939 | 3.4273 | 10 | 6.5495 | 5.4742 | 3.4273 | 24.72 | 0.72278 | 0.00010161
5246 | 0 | 7.35e-05 | 4.7866 | 3.7933 | 3.4273 | 10 | 6.5478 | 5.4742 | 3.4273 | 25.2 | 0.62722 | 9.505e-05
5247 | 0 | 7.1416e-05 | 4.9933 | 3.793 | 3.4273 | 10 | 6.5466 | 5.4742 | 3.4273 | 26.64 | 0.47167 | 9.7059e-05
5248 | 0 | 7.1524e-05 | 4.8906 | 3.7926 | 3.4273 | 10 | 6.5456 | 5.4742 | 3.4273 | 25.94 | 0.30111 | 6.8999e-05
5249 | 0 | 7.4827e-05 | 4.6764 | 3.7925 | 3.4273 | 10 | 6.5451 | 5.4742 | 3.4273 | 24.38 | 0.16222 | 7.6087e-05
5250 | 0 | 7.614e-05 | 4.64 | 3.7922 | 3.4273 | 9.8475 | 6.5443 | 5.4742 | 3.4273 | 24.1 | 0.053333 | 0.00020233
5251 | 0 | 7.5858e-05 | 4.1853 | 3.792 | 3.4273 | 7.9078 | 6.5437 | 5.4742 | 3.4273 | 20.2 | 0.0027778 | 0.00018874
5252 | 0 | 7.6923e-05 | 4.117 | 3.7918 | 3.4273 | 7.6527 | 6.5429 | 5.4742 | 3.4273 | 19.54 | 0 | 0.00021976
5253 | 0 | 7.2519e-05 | 4.0628 | 3.7915 | 3.4273 | 7.456 | 6.5419 | 5.4742 | 3.4273 | 19 | 0 | 0.00019152
5254 | 0 | 7.5272e-05 | 3.9889 | 3.7912 | 3.4273 | 7.1955 | 6.541 | 5.4742 | 3.4273 | 18.24 | 0 | 8.802e-06
5255 | 0 | 7.8419e-05 | 3.9984 | 3.7909 | 3.4273 | 7.2288 | 6.54 | 5.4742 | 3.4273 | 18.34 | 0 | 1.1992e-05
5256 | 0 | 7.9992e-05 | 3.9047 | 3.7906 | 3.4273 | 6.9098 | 6.5391 | 5.4742 | 3.4273 | 17.34 | 0 | 1.4946e-05
5257 | 0 | 8.2091e-05 | 3.9774 | 3.7902 | 3.4273 | 7.1561 | 6.5379 | 5.4742 | 3.4273 | 18.12 | 0 | 1.3941e-05
5258 | 0 | 8.1267e-05 | 4.0081 | 3.7898 | 3.4273 | 7.2623 | 6.5367 | 5.4742 | 3.4273 | 18.44 | 0 | 1.5182e-05
5259 | 0 | 8.0825e-05 | 3.9398 | 3.7897 | 3.4273 | 7.0276 | 6.5362 | 5.4742 | 3.4273 | 17.72 | 0 | 8.743e-06
5260 | 0 | 7.4809e-05 | 3.9194 | 3.7894 | 3.4273 | 6.9589 | 6.5355 | 5.4742 | 3.4273 | 17.5 | 0.0066667 | 1.0102e-05
5261 | 0 | 7.2582e-05 | 3.9585 | 3.7893 | 3.4273 | 7.0913 | 6.5349 | 5.4742 | 3.4273 | 17.92 | 0.063889 | 9.9835e-06
5262 | 0 | 7.1784e-05 | 4.0747 | 3.789 | 3.4273 | 7.4988 | 6.5341 | 5.4742 | 3.4273 | 19.12 | 0.10333 | 8.0341e-06
5263 | 0 | 7.0726e-05 | 4.2086 | 3.7888 | 3.4273 | 7.9967 | 6.5333 | 5.4742 | 3.4273 | 20.42 | 0.26056 | 0.00048163
5264 | 0 | 6.6276e-05 | 4.356 | 3.7885 | 3.4273 | 8.5842 | 6.5324 | 5.4742 | 3.4273 | 21.76 | 0.35722 | 0.00010816
5265 | 0 | 7.232e-05 | 4.4682 | 3.7882 | 3.4273 | 9.0611 | 6.5315 | 5.4742 | 3.4273 | 22.72 | 0.48278 | 5.1808e-05
5266 | 0 | 7.5758e-05 | 4.5612 | 3.7879 | 3.4273 | 9.4779 | 6.5306 | 5.4742 | 3.4273 | 23.48 | 0.56278 | 9.5877e-05
5267 | 0 | 7.8019e-05 | 4.5265 | 3.7877 | 3.4273 | 9.3199 | 6.5298 | 5.4742 | 3.4273 | 23.2 | 0.49722 | 9.9422e-05
5268 | 0 | 7.7795e-05 | 4.5788 | 3.7874 | 3.4273 | 9.5589 | 6.5289 | 5.4742 | 3.4273 | 23.62 | 0.60778 | 0.00021893
5269 | 0 | 7.4098e-05 | 4.7376 | 3.7867 | 3.4273 | 10 | 6.5267 | 5.4742 | 3.4273 | 24.84 | 0.50722 | 0.00010716
5270 | 0 | 7.3472e-05 | 4.8621 | 3.7861 | 3.4273 | 10 | 6.5248 | 5.4742 | 3.4273 | 25.74 | 0.54167 | 0.00010344
5271 | 0 | 7.1395e-05 | 4.7702 | 3.7854 | 3.4273 | 10 | 6.5226 | 5.4742 | 3.4273 | 25.08 | 0.365 | 0.00010007
5272 | 0 | 7.1492e-05 | 4.8255 | 3.7848 | 3.4273 | 10 | 6.5207 | 5.4742 | 3.4273 | 25.48 | 0.21 | 6.9826e-05
5273 | 0 | 7.4794e-05 | 4.7082 | 3.7841 | 3.4273 | 10 | 6.5185 | 5.4742 | 3.4273 | 24.62 | 0.17556 | 7.0121e-05
5274 | 0 | 7.6109e-05 | 4.5888 | 3.7834 | 3.4273 | 9.6058 | 6.5164 | 5.4742 | 3.4273 | 23.7 | 0.068889 | 0.00021562
5275 | 0 | 7.5829e-05 | 4.4138 | 3.7827 | 3.4273 | 8.8261 | 6.5141 | 5.4742 | 3.4273 | 22.26 | 0.011111 | 0.00019725
5276 | 0 | 7.7099e-05 | 4.1395 | 3.782 | 3.4273 | 7.7359 | 6.512 | 5.4742 | 3.4273 | 19.76 | 0 | 0.00020044
5277 | 0 | 7.2838e-05 | 4.0294 | 3.7813 | 3.4273 | 7.3372 | 6.5098 | 5.4742 | 3.4273 | 18.66 | 0 | 0.00021538
5278 | 0 | 7.5667e-05 | 3.9305 | 3.7807 | 3.4273 | 6.9962 | 6.508 | 5.4742 | 3.4273 | 17.62 | 0 | 8.6839e-06
5279 | 0 | 7.8737e-05 | 3.8417 | 3.7801 | 3.4273 | 6.7027 | 6.5061 | 5.4742 | 3.4273 | 16.64 | 0 | 9.3928e-06
5280 | 0 | 8.0091e-05 | 3.7282 | 3.7795 | 3.4273 | 6.3442 | 6.504 | 5.4742 | 3.4273 | 15.32 | 0 | 9.3337e-06
5281 | 4.2739e-07 | 8.0129e-05 | 3.7 | 3.7788 | 3.4273 | 6.258 | 6.502 | 5.4742 | 3.4273 | 14.98 | 0 | 9.8063e-06
5282 | 2.1797e-05 | 8.5449e-05 | 3.6196 | 3.7782 | 3.4273 | 6.0175 | 6.5001 | 5.4742 | 3.4273 | 13.98 | 0 | 1.1992e-05
5283 | 1.3676e-05 | 8.1016e-05 | 3.6498 | 3.7777 | 3.4273 | 6.1067 | 6.4983 | 5.4742 | 3.4273 | 14.36 | 0 | 1.5418e-05
5284 | 3.4618e-05 | 8.6666e-05 | 3.573 | 3.7771 | 3.4273 | 5.8819 | 6.4965 | 5.4742 | 3.4273 | 13.38 | 0.0066667 | 6.2619e-06
5285 | 2.8635e-05 | 8.3354e-05 | 3.5946 | 3.7765 | 3.4273 | 5.9444 | 6.4947 | 5.4742 | 3.4273 | 13.66 | 0.085 | 6.2619e-06
5286 | 0 | 7.3035e-05 | 3.8118 | 3.7758 | 3.4273 | 6.6065 | 6.4925 | 5.4742 | 3.4273 | 16.3 | 0.22889 | 1.2524e-05
5287 | 0 | 6.6644e-05 | 4.0867 | 3.7752 | 3.4273 | 7.5421 | 6.4907 | 5.4742 | 3.4273 | 19.24 | 0.35611 | 0.00044217
5288 | 0 | 7.2386e-05 | 4.2086 | 3.7748 | 3.4273 | 7.9967 | 6.4893 | 5.4742 | 3.4273 | 20.42 | 0.43111 | 0.00010338
5289 | 0 | 7.6261e-05 | 4.3951 | 3.7744 | 3.4273 | 8.7472 | 6.488 | 5.4742 | 3.4273 | 22.1 | 0.43833 | 7.2838e-05
5290 | 0 | 7.6406e-05 | 4.6066 | 3.7741 | 3.4273 | 9.689 | 6.487 | 5.4742 | 3.4273 | 23.84 | 0.58556 | 0.00010645
5291 | 0 | 7.9398e-05 | 4.7702 | 3.7739 | 3.4273 | 10 | 6.4864 | 5.4742 | 3.4273 | 25.08 | 0.75667 | 0.00010633
5292 | 0 | 7.7636e-05 | 4.8792 | 3.7736 | 3.4273 | 10 | 6.4857 | 5.4742 | 3.4273 | 25.86 | 0.74833 | 0.00021592
5293 | 0 | 7.4063e-05 | 5.0785 | 3.7735 | 3.4273 | 10 | 6.4852 | 5.4742 | 3.4273 | 27.2 | 0.69889 | 0.00010291
5294 | 0 | 7.3455e-05 | 5.0785 | 3.7732 | 3.4273 | 10 | 6.4843 | 5.4742 | 3.4273 | 27.2 | 0.55278 | 9.2097e-05
5295 | 0 | 7.137e-05 | 5.0909 | 3.7729 | 3.4273 | 10 | 6.4833 | 5.4742 | 3.4273 | 27.28 | 0.46333 | 0.00011
5296 | 0 | 7.1464e-05 | 5.0909 | 3.7726 | 3.4273 | 10 | 6.4824 | 5.4742 | 3.4273 | 27.28 | 0.33944 | 6.7049e-05
5297 | 0 | 7.4766e-05 | 5.0508 | 3.7723 | 3.4273 | 10 | 6.4815 | 5.4742 | 3.4273 | 27.02 | 0.21333 | 6.8999e-05
5298 | 0 | 7.6083e-05 | 4.9963 | 3.772 | 3.4273 | 10 | 6.4805 | 5.4742 | 3.4273 | 26.66 | 0.074444 | 0.00019819
5299 | 0 | 7.5805e-05 | 4.5093 | 3.7717 | 3.4273 | 9.2429 | 6.4796 | 5.4742 | 3.4273 | 23.06 | 0.0044444 | 0.00020629
5300 | 0 | 7.7072e-05 | 4.2364 | 3.7714 | 3.4273 | 8.1043 | 6.4785 | 5.4742 | 3.4273 | 20.68 | 0 | 0.00021308
5301 | 0 | 7.2845e-05 | 4.117 | 3.7708 | 3.4273 | 7.6527 | 6.4768 | 5.4742 | 3.4273 | 19.54 | 0 | 0.00020056
5302 | 0 | 7.5903e-05 | 3.9305 | 3.7701 | 3.4273 | 6.9962 | 6.4747 | 5.4742 | 3.4273 | 17.62 | 0 | 1.0456e-05
5303 | 0 | 7.9288e-05 | 3.9774 | 3.7694 | 3.4273 | 7.1561 | 6.4725 | 5.4742 | 3.4273 | 18.12 | 0 | 7.9159e-06
5304 | 0 | 8.1128e-05 | 3.968 | 3.7687 | 3.4273 | 7.1235 | 6.4702 | 5.4742 | 3.4273 | 18.02 | 0 | 2.2212e-05
5305 | 0 | 8.2855e-05 | 3.7382 | 3.768 | 3.4273 | 6.3752 | 6.468 | 5.4742 | 3.4273 | 15.44 | 0 | 1.7131e-05
5306 | 8.5477e-06 | 8.6178e-05 | 3.6691 | 3.7673 | 3.4273 | 6.1644 | 6.4657 | 5.4742 | 3.4273 | 14.6 | 0 | 2.2744e-05
5307 | 3.6328e-05 | 9.4615e-05 | 3.5669 | 3.7666 | 3.4273 | 5.8642 | 6.4636 | 5.4742 | 3.4273 | 13.3 | 0 | 1.8136e-05
5308 | 4.8722e-05 | 9.8252e-05 | 3.5232 | 3.766 | 3.4273 | 5.7396 | 6.4618 | 5.4742 | 3.4273 | 12.72 | 0.0066667 | 1.725e-05
5309 | 5.0859e-05 | 9.873e-05 | 3.5157 | 3.7655 | 3.4273 | 5.7186 | 6.4602 | 5.4742 | 3.4273 | 12.62 | 0.074444 | 2.0735e-05
5310 | 0 | 8.3195e-05 | 3.7083 | 3.7649 | 3.4273 | 6.2831 | 6.4584 | 5.4742 | 3.4273 | 15.08 | 0.21944 | 2.5756e-05
5311 | 0 | 8.325e-05 | 3.9047 | 3.7645 | 3.4273 | 6.9098 | 6.4569 | 5.4742 | 3.4273 | 17.34 | 0.38556 | 0.00044991
5312 | 0 | 8.3013e-05 | 4.0747 | 3.7641 | 3.4273 | 7.4988 | 6.4557 | 5.4742 | 3.4273 | 19.12 | 0.53333 | 0.00044347
5313 | 0 | 8.162e-05 | 4.302 | 3.7638 | 3.4273 | 8.364 | 6.4547 | 5.4742 | 3.4273 | 21.28 | 0.66167 | 0.00012902
5314 | 0 | 8.0527e-05 | 4.3132 | 3.7635 | 3.4273 | 8.409 | 6.454 | 5.4742 | 3.4273 | 21.38 | 0.66222 | 0.00010929
5315 | 0 | 8.1115e-05 | 4.4491 | 3.7633 | 3.4273 | 8.9779 | 6.4532 | 5.4742 | 3.4273 | 22.56 | 0.66944 | 7.5438e-05
5316 | 0 | 7.8024e-05 | 4.5413 | 3.7632 | 3.4273 | 9.387 | 6.4529 | 5.4742 | 3.4273 | 23.32 | 0.63389 | 7.5556e-05
5317 | 0 | 7.4023e-05 | 4.6923 | 3.7631 | 3.4273 | 10 | 6.4526 | 5.4742 | 3.4273 | 24.5 | 0.52167 | 7.148e-05
5318 | 0 | 7.3423e-05 | 4.8993 | 3.7629 | 3.4273 | 10 | 6.452 | 5.4742 | 3.4273 | 26 | 0.43444 | 7.7564e-05
5319 | 0 | 7.1354e-05 | 4.806 | 3.7625 | 3.4273 | 10 | 6.4509 | 5.4742 | 3.4273 | 25.34 | 0.39944 | 0.00024031
5320 | 0 | 7.1436e-05 | 4.5413 | 3.7623 | 3.4273 | 9.387 | 6.4502 | 5.4742 | 3.4273 | 23.32 | 0.16222 | 0.00023027
5321 | 0 | 7.4737e-05 | 4.6426 | 3.762 | 3.4273 | 9.8599 | 6.4491 | 5.4742 | 3.4273 | 24.12 | 0.12889 | 3.9402e-05
5322 | 0 | 7.606e-05 | 4.4515 | 3.7616 | 3.4273 | 8.9882 | 6.448 | 5.4742 | 3.4273 | 22.58 | 0.050556 | 4.0584e-05
5323 | 0 | 7.5783e-05 | 4.1958 | 3.7611 | 3.4273 | 7.948 | 6.4463 | 5.4742 | 3.4273 | 20.3 | 0.0072222 | 3.5385e-05
5324 | 0 | 7.7049e-05 | 3.9774 | 3.7605 | 3.4273 | 7.1561 | 6.4445 | 5.4742 | 3.4273 | 18.12 | 0 | 0.00014438
5325 | 0 | 7.2823e-05 | 3.8631 | 3.76 | 3.4273 | 6.7723 | 6.4429 | 5.4742 | 3.4273 | 16.88 | 0 | 0.00014881
5326 | 0 | 7.5872e-05 | 3.7602 | 3.7596 | 3.4273 | 6.4434 | 6.4417 | 5.4742 | 3.4273 | 15.7 | 0 | 0.00014308
5327 | 2.1797e-05 | 8.5799e-05 | 3.6196 | 3.7591 | 3.4273 | 6.0175 | 6.44 | 5.4742 | 3.4273 | 13.98 | 0 | 1.9554e-05
5328 | 4.5303e-05 | 9.4694e-05 | 3.5351 | 3.7586 | 3.4273 | 5.7734 | 6.4384 | 5.4742 | 3.4273 | 12.88 | 0 | 2.1857e-05
5329 | 7.693e-05 | 0.00010591 | 3.4275 | 3.7583 | 3.4273 | 5.4747 | 6.4375 | 5.4742 | 3.4273 | 11.4 | 0 | 1.6009e-05
5330 | 9.9154e-05 | 0.00011334 | 3.3557 | 3.758 | 3.4273 | 5.2826 | 6.4365 | 5.4742 | 3.4273 | 10.36 | 0 | 1.784e-05
5331 | 9.9154e-05 | 0.0001135 | 3.3557 | 3.7576 | 3.4273 | 5.2826 | 6.4354 | 5.4742 | 3.4273 | 10.36 | 0 | 1.9849e-05
5332 | 9.5735e-05 | 0.00011248 | 3.3665 | 3.7571 | 3.4273 | 5.3112 | 6.4339 | 5.4742 | 3.4273 | 10.52 | 0.0072222 | 1.7781e-05
5333 | 8.5905e-05 | 0.00010949 | 3.3981 | 3.7567 | 3.4273 | 5.3954 | 6.4326 | 5.4742 | 3.4273 | 10.98 | 0.087778 | 1.7899e-05
5334 | 2.6925e-05 | 9.1689e-05 | 3.6008 | 3.7563 | 3.4273 | 5.9625 | 6.4313 | 5.4742 | 3.4273 | 13.74 | 0.22444 | 1.7191e-05
5335 | 0 | 8.3547e-05 | 3.8311 | 3.7559 | 3.4273 | 6.6684 | 6.43 | 5.4742 | 3.4273 | 16.52 | 0.37944 | 0.00042232
5336 | 0 | 8.3191e-05 | 4.0529 | 3.7557 | 3.4273 | 7.4206 | 6.4295 | 5.4742 | 3.4273 | 18.9 | 0.51722 | 0.00042049
5337 | 0 | 8.1685e-05 | 4.3132 | 3.7557 | 3.4273 | 8.409 | 6.4296 | 5.4742 | 3.4273 | 21.38 | 0.64722 | 0.00012429
5338 | 0 | 8.0514e-05 | 4.6092 | 3.7559 | 3.4273 | 9.7011 | 6.4301 | 5.4742 | 3.4273 | 23.86 | 0.74444 | 0.0001035
5339 | 0 | 8.1101e-05 | 4.7082 | 3.7561 | 3.4273 | 10 | 6.4309 | 5.4742 | 3.4273 | 24.62 | 0.79167 | 7.8746e-05
5340 | 0 | 7.802e-05 | 4.8339 | 3.7564 | 3.4273 | 10 | 6.4317 | 5.4742 | 3.4273 | 25.54 | 0.78389 | 8.2113e-05
5341 | 0 | 7.4002e-05 | 4.7515 | 3.7569 | 3.4273 | 10 | 6.4332 | 5.4742 | 3.4273 | 24.9429 | 0.73389 | 7.4906e-05
5342 | 0 | 7.3403e-05 | 4.6983 | 3.7574 | 3.4273 | 10 | 6.4347 | 5.4742 | 3.4273 | 24.5457 | 0.64389 | 6.9648e-05
5343 | 0 | 7.1337e-05 | 4.6282 | 3.758 | 3.4273 | 9.7912 | 6.4365 | 5.4742 | 3.4273 | 24.0086 | 0.50778 | 0.00025077
5344 | 0 | 7.1413e-05 | 4.5802 | 3.7587 | 3.4273 | 9.5656 | 6.439 | 5.4742 | 3.4273 | 23.6314 | 0.37 | 0.0002396
5345 | 0 | 7.4714e-05 | 4.516 | 3.7595 | 3.4273 | 9.2726 | 6.4413 | 5.4742 | 3.4273 | 23.1143 | 0.23111 | 3.7158e-05
5346 | 0 | 7.604e-05 | 4.4607 | 3.7601 | 3.4273 | 9.0282 | 6.4432 | 5.4742 | 3.4273 | 22.6571 | 0.071667 | 4.7673e-05
5347 | 0 | 7.5763e-05 | 4.4161 | 3.7605 | 3.4273 | 8.8361 | 6.4445 | 5.4742 | 3.4273 | 22.28 | 0.0044444 | 4.0997e-05
5348 | 0 | 7.7029e-05 | 4.1272 | 3.7608 | 3.4273 | 7.6903 | 6.4454 | 5.4742 | 3.4273 | 19.64 | 0 | 0.00015206
5349 | 0 | 7.272e-05 | 4.0081 | 3.7611 | 3.4273 | 7.2623 | 6.4464 | 5.4742 | 3.4273 | 18.44 | 0 | 0.00015288
5350 | 0 | 7.5848e-05 | 3.9889 | 3.7614 | 3.4273 | 7.1955 | 6.4474 | 5.4742 | 3.4273 | 18.24 | 0 | 0.00014875
5351 | 0 | 7.9236e-05 | 3.8793 | 3.7618 | 3.4273 | 6.8254 | 6.4484 | 5.4742 | 3.4273 | 17.06 | 0 | 2.0381e-05
5352 | 0 | 8.1024e-05 | 3.824 | 3.7621 | 3.4273 | 6.6458 | 6.4495 | 5.4742 | 3.4273 | 16.44 | 0 | 1.0338e-05
5353 | 0 | 8.263e-05 | 3.75 | 3.7625 | 3.4273 | 6.4118 | 6.4507 | 5.4742 | 3.4273 | 15.58 | 0 | 1.0574e-05
5354 | 8.5477e-06 | 8.5852e-05 | 3.6691 | 3.7628 | 3.4273 | 6.1644 | 6.4518 | 5.4742 | 3.4273 | 14.6 | 0 | 8.3294e-06
5355 | 2.6925e-05 | 9.1265e-05 | 3.6008 | 3.7632 | 3.4273 | 5.9625 | 6.4529 | 5.4742 | 3.4273 | 13.74 | 0 | 1.5005e-05
5356 | 3.2054e-05 | 9.2706e-05 | 3.5823 | 3.7635 | 3.4273 | 5.9085 | 6.4539 | 5.4742 | 3.4273 | 13.5 | 0.0044444 | 8.2113e-06
5357 | 2.8635e-05 | 9.1557e-05 | 3.5946 | 3.7637 | 3.4273 | 5.9444 | 6.4546 | 5.4742 | 3.4273 | 13.66 | 0.076667 | 9.5109e-06
5358 | 0 | 8.2858e-05 | 3.7789 | 3.7641 | 3.4273 | 6.5023 | 6.4557 | 5.4742 | 3.4273 | 15.92 | 0.19333 | 1.1224e-05
5359 | 0 | 8.3123e-05 | 4.0867 | 3.7644 | 3.4273 | 7.5421 | 6.4568 | 5.4742 | 3.4273 | 19.24 | 0.37944 | 0.00048311
5360 | 0 | 8.291e-05 | 4.4349 | 3.7648 | 3.4273 | 8.9166 | 6.4579 | 5.4742 | 3.4273 | 22.44 | 0.50556 | 0.00010421
5361 | 0 | 8.1558e-05 | 4.8339 | 3.7651 | 3.4273 | 10 | 6.459 | 5.4742 | 3.4273 | 25.54 | 0.63889 | 7.3961e-05
5362 | 0 | 8.0482e-05 | 5.1222 | 3.7655 | 3.4273 | 10 | 6.4603 | 5.4742 | 3.4273 | 27.48 | 0.70611 | 0.00010474
5363 | 0 | 8.1092e-05 | 5.2415 | 3.7659 | 3.4273 | 10 | 6.4615 | 5.4742 | 3.4273 | 28.22 | 0.77111 | 0.0001071
5364 | 0 | 7.8014e-05 | 5.3873 | 3.7662 | 3.4273 | 10 | 6.4623 | 5.4742 | 3.4273 | 29.08 | 0.76111 | 0.00019831
5365 | 0 | 7.3984e-05 | 5.4146 | 3.7665 | 3.4273 | 10 | 6.4631 | 5.4742 | 3.4273 | 29.236 | 0.70389 | 0.00010031
5366 | 0 | 7.3384e-05 | 5.4565 | 3.7668 | 3.4273 | 10 | 6.4641 | 5.4742 | 3.4273 | 29.472 | 0.54056 | 9.4755e-05
5367 | 0 | 7.1325e-05 | 5.4809 | 3.767 | 3.4273 | 10 | 6.4649 | 5.4742 | 3.4273 | 29.608 | 0.19444 | 9.9185e-05
5368 | 0 | 7.1389e-05 | 5.4983 | 3.7674 | 3.4273 | 10 | 6.4661 | 5.4742 | 3.4273 | 29.704 | 0.20667 | 6.888e-05
5369 | 0 | 7.4688e-05 | 5.5304 | 3.7679 | 3.4273 | 10 | 6.4677 | 5.4742 | 3.4273 | 29.88 | 0.195 | 5.6947e-05
5370 | 0 | 7.6018e-05 | 5.1065 | 3.7684 | 3.4273 | 10 | 6.4692 | 5.4742 | 3.4273 | 27.38 | 0.043333 | 0.00020593
5371 | 0 | 7.5743e-05 | 4.7729 | 3.7687 | 3.4273 | 10 | 6.4702 | 5.4742 | 3.4273 | 25.1 | 0.0044444 | 0.00020262
5372 | 0 | 7.7008e-05 | 4.4515 | 3.769 | 3.4273 | 8.9882 | 6.4712 | 5.4742 | 3.4273 | 22.58 | 0 | 0.0001875
5373 | 0 | 7.2757e-05 | 4.3951 | 3.7693 | 3.4273 | 8.7472 | 6.4719 | 5.4742 | 3.4273 | 22.1 | 0 | 0.00020942
5374 | 0 | 7.5632e-05 | 4.2712 | 3.7695 | 3.4273 | 8.2408 | 6.4727 | 5.4742 | 3.4273 | 21 | 0 | 1.341e-05
5375 | 0 | 7.8756e-05 | 4.1623 | 3.7697 | 3.4273 | 7.8209 | 6.4733 | 5.4742 | 3.4273 | 19.98 | 0 | 9.3337e-06
5376 | 0 | 8.0554e-05 | 4.0294 | 3.7699 | 3.4273 | 7.3372 | 6.4741 | 5.4742 | 3.4273 | 18.66 | 0 | 9.7472e-06
5377 | 0 | 8.0421e-05 | 4.0081 | 3.7702 | 3.4273 | 7.2623 | 6.4748 | 5.4742 | 3.4273 | 18.44 | 0 | 8.743e-06
5378 | 0 | 7.8275e-05 | 3.8631 | 3.7704 | 3.4273 | 6.7723 | 6.4754 | 5.4742 | 3.4273 | 16.88 | 0 | 7.6206e-06
5379 | 0 | 7.7208e-05 | 3.8118 | 3.7706 | 3.4273 | 6.6065 | 6.4762 | 5.4742 | 3.4273 | 16.3 | 0 | 8.3885e-06
5380 | 4.7013e-06 | 7.6572e-05 | 3.6837 | 3.7708 | 3.4273 | 6.2084 | 6.4768 | 5.4742 | 3.4273 | 14.78 | 0.0044444 | 1.1697e-05
5381 | 2.9917e-06 | 7.2908e-05 | 3.6902 | 3.771 | 3.4273 | 6.2281 | 6.4775 | 5.4742 | 3.4273 | 14.86 | 0.063889 | 8.8611e-06
5382 | 0 | 7.1675e-05 | 3.912 | 3.7712 | 3.4273 | 6.9342 | 6.4781 | 5.4742 | 3.4273 | 17.42 | 0.20667 | 8.2113e-06
5383 | 0 | 6.9017e-05 | 4.2086 | 3.7715 | 3.4273 | 7.9967 | 6.4788 | 5.4742 | 3.4273 | 20.42 | 0.35944 | 0.00042397
5384 | 0 | 7.0672e-05 | 4.5612 | 3.7717 | 3.4273 | 9.4779 | 6.4796 | 5.4742 | 3.4273 | 23.48 | 0.49556 | 0.0001087
5385 | 0 | 7.5689e-05 | 4.9724 | 3.7719 | 3.4273 | 10 | 6.4802 | 5.4742 | 3.4273 | 26.5 | 0.62722 | 6.3682e-05
5386 | 0 | 7.6616e-05 | 4.9434 | 3.7721 | 3.4273 | 10 | 6.4808 | 5.4742 | 3.4273 | 26.3036 | 0.72333 | 0.00010533
5387 | 0 | 7.976e-05 | 4.909 | 3.7721 | 3.4273 | 10 | 6.4808 | 5.4742 | 3.4273 | 26.0673 | 0.76889 | 0.00011573
5388 | 0 | 7.7968e-05 | 4.8836 | 3.7722 | 3.4273 | 10 | 6.4811 | 5.4742 | 3.4273 | 25.8909 | 0.76333 | 0.00018319
5389 | 0 | 7.3971e-05 | 4.85 | 3.7725 | 3.4273 | 10 | 6.4822 | 5.4742 | 3.4273 | 25.6545 | 0.69889 | 0.0001045
5390 | 0 | 7.3371e-05 | 4.8141 | 3.7728 | 3.4273 | 10 | 6.4829 | 5.4742 | 3.4273 | 25.3982 | 0.60833 | 0.00010113
5391 | 0 | 7.1313e-05 | 4.7924 | 3.7731 | 3.4273 | 10 | 6.4839 | 5.4742 | 3.4273 | 25.2418 | 0.48056 | 9.9008e-05
5392 | 0 | 7.1369e-05 | 4.7546 | 3.7735 | 3.4273 | 10 | 6.4853 | 5.4742 | 3.4273 | 24.9655 | 0.33667 | 6.6399e-05
5393 | 0 | 7.4668e-05 | 4.7281 | 3.7738 | 3.4273 | 10 | 6.4861 | 5.4742 | 3.4273 | 24.7691 | 0.18778 | 6.9471e-05
5394 | 0 | 7.6002e-05 | 4.6992 | 3.7741 | 3.4273 | 10 | 6.4871 | 5.4742 | 3.4273 | 24.5527 | 0.056111 | 0.00020776
5395 | 0 | 7.573e-05 | 4.6603 | 3.774 | 3.4273 | 9.9453 | 6.4869 | 5.4742 | 3.4273 | 24.2564 | 0.0027778 | 0.00019607
5396 | 0 | 7.6995e-05 | 4.6426 | 3.774 | 3.4273 | 9.8599 | 6.4868 | 5.4742 | 3.4273 | 24.12 | 0 | 0.00020942
5397 | 0 | 7.2683e-05 | 4.6143 | 3.774 | 3.4273 | 9.7252 | 6.4868 | 5.4742 | 3.4273 | 23.9 | 0 | 0.00020339
5398 | 0 | 7.5801e-05 | 4.356 | 3.7741 | 3.4273 | 8.5842 | 6.4871 | 5.4742 | 3.4273 | 21.76 | 0 | 9.0974e-06
5399 | 0 | 7.9199e-05 | 4.3675 | 3.7741 | 3.4273 | 8.6315 | 6.4871 | 5.4742 | 3.4273 | 21.86 | 0 | 1.3941e-05
5400 | 0 | 8.1035e-05 | 4.2712 | 3.7742 | 3.4273 | 8.2408 | 6.4875 | 5.4742 | 3.4273 | 21 | 0 | 1.4119e-05
5401 | 0 | 8.2733e-05 | 4.117 | 3.7744 | 3.4273 | 7.6527 | 6.4882 | 5.4742 | 3.4273 | 19.54 | 0 | 8.1522e-06
5402 | 0 | 8.3519e-05 | 4.1089 | 3.7746 | 3.4273 | 7.6229 | 6.4888 | 5.4742 | 3.4273 | 19.46 | 0 | 1.0102e-05
5403 | 0 | 8.3628e-05 | 4.0294 | 3.7749 | 3.4273 | 7.3372 | 6.4897 | 5.4742 | 3.4273 | 18.66 | 0 | 7.975e-06
5404 | 0 | 8.3475e-05 | 3.9793 | 3.7752 | 3.4273 | 7.1626 | 6.4905 | 5.4742 | 3.4273 | 18.14 | 0.0044444 | 1.0988e-05
5405 | 0 | 8.3217e-05 | 4.01 | 3.7755 | 3.4273 | 7.269 | 6.4914 | 5.4742 | 3.4273 | 18.46 | 0.053333 | 1.2819e-05
5406 | 0 | 8.1718e-05 | 4.245 | 3.7756 | 3.4273 | 8.138 | 6.4917 | 5.4742 | 3.4273 | 20.76 | 0.17278 | 9.9835e-06
5407 | 0 | 7.828e-05 | 4.6764 | 3.7756 | 3.4273 | 10 | 6.4917 | 5.4742 | 3.4273 | 24.38 | 0.31611 | 0.00047874
5408 | 0 | 8.0164e-05 | 4.7284 | 3.7756 | 3.4273 | 10 | 6.4918 | 5.4742 | 3.4273 | 24.7717 | 0.45 | 8.8552e-05
5409 | 0 | 7.9579e-05 | 4.7926 | 3.7755 | 3.4273 | 10 | 6.4917 | 5.4742 | 3.4273 | 25.2433 | 0.57667 | 6.829e-05
5410 | 0 | 7.9565e-05 | 4.8501 | 3.7755 | 3.4273 | 10 | 6.4916 | 5.4742 | 3.4273 | 25.655 | 0.68 | 0.00010196
5411 | 0 | 8.0929e-05 | 4.9089 | 3.7754 | 3.4273 | 10 | 6.4913 | 5.4742 | 3.4273 | 26.0667 | 0.72833 | 0.00010716
5412 | 0 | 7.8005e-05 | 4.9692 | 3.7756 | 3.4273 | 10 | 6.4917 | 5.4742 | 3.4273 | 26.4783 | 0.72944 | 0.0002083
5413 | 0 | 7.3954e-05 | 5.0279 | 3.7758 | 3.4273 | 10 | 6.4924 | 5.4742 | 3.4273 | 26.87 | 0.66239 | 0.00010108
5414 | 0 | 7.3356e-05 | 5.0695 | 3.776 | 3.4273 | 10 | 6.4931 | 5.4742 | 3.4273 | 27.1417 | 0.57167 | 0.00010545
5415 | 0 | 7.1302e-05 | 5.1118 | 3.7764 | 3.4273 | 10 | 6.4944 | 5.4742 | 3.4273 | 27.4133 | 0.445 | 9.5641e-05
5416 | 0 | 7.1352e-05 | 5.1643 | 3.7768 | 3.4273 | 10 | 6.4956 | 5.4742 | 3.4273 | 27.745 | 0.29833 | 7.2661e-05
5417 | 0 | 7.4652e-05 | 5.2049 | 3.7772 | 3.4273 | 10 | 6.4968 | 5.4742 | 3.4273 | 27.9967 | 0.11833 | 7.3193e-05
5418 | 0 | 7.5988e-05 | 5.2694 | 3.7775 | 3.4273 | 10 | 6.4979 | 5.4742 | 3.4273 | 28.3883 | 0.034899 | 0.00019873
5419 | 0 | 7.5717e-05 | 5.3117 | 3.7778 | 3.4273 | 10 | 6.4988 | 5.4742 | 3.4273 | 28.64 | 0.0027778 | 0.00018721
5420 | 0 | 7.6978e-05 | 5.0325 | 3.778 | 3.4273 | 10 | 6.4994 | 5.4742 | 3.4273 | 26.9 | 0 | 0.00021267
5421 | 0 | 7.2669e-05 | 4.9754 | 3.7782 | 3.4273 | 10 | 6.4999 | 5.4742 | 3.4273 | 26.52 | 0 | 0.00019619
5422 | 0 | 7.578e-05 | 4.9783 | 3.7782 | 3.4273 | 10 | 6.5001 | 5.4742 | 3.4273 | 26.54 | 0 | 7.2661e-06
5423 | 0 | 7.9182e-05 | 4.8339 | 3.7783 | 3.4273 | 10 | 6.5004 | 5.4742 | 3.4273 | 25.54 | 0 | 1.2524e-05
5424 | 0 | 8.1028e-05 | 4.6143 | 3.7782 | 3.4273 | 9.7252 | 6.5001 | 5.4742 | 3.4273 | 23.9 | 0 | 8.5657e-06
5425 | 0 | 8.2758e-05 | 4.3154 | 3.7783 | 3.4273 | 8.418 | 6.5002 | 5.4742 | 3.4273 | 21.4 | 0 | 9.1565e-06
5426 | 0 | 8.3529e-05 | 4.2712 | 3.7782 | 3.4273 | 8.2408 | 6.5 | 5.4742 | 3.4273 | 21 | 0 | 9.6291e-06
5427 | 0 | 8.3684e-05 | 4.2712 | 3.7782 | 3.4273 | 8.2408 | 6.5 | 5.4742 | 3.4273 | 21 | 0 | 7.7978e-06
5428 | 0 | 8.3697e-05 | 4.117 | 3.7782 | 3.4273 | 7.6527 | 6.5 | 5.4742 | 3.4273 | 19.54 | 0.0027778 | 1.1992e-05
5429 | 0 | 8.3698e-05 | 4.1182 | 3.7782 | 3.4273 | 7.6569 | 6.5001 | 5.4742 | 3.4273 | 19.5511 | 0.045556 | 9.9245e-06
5430 | 0 | 8.3698e-05 | 4.1706 | 3.7783 | 3.4273 | 7.8523 | 6.5002 | 5.4742 | 3.4273 | 20.06 | 0.14833 | 1.0633e-05
5431 | 0 | 8.3641e-05 | 4.2235 | 3.7783 | 3.4273 | 8.0543 | 6.5003 | 5.4742 | 3.4273 | 20.56 | 0.30278 | 0.00047921
5432 | 0 | 8.3243e-05 | 4.2559 | 3.7784 | 3.4273 | 8.1805 | 6.5005 | 5.4742 | 3.4273 | 20.86 | 0.445 | 0.00011254
5433 | 0 | 8.1697e-05 | 4.4255 | 3.7783 | 3.4273 | 8.8761 | 6.5004 | 5.4742 | 3.4273 | 22.36 | 0.55 | 6.6045e-05
5434 | 0 | 8.0461e-05 | 4.7242 | 3.7784 | 3.4273 | 10 | 6.5007 | 5.4742 | 3.4273 | 24.74 | 0.64722 | 8.9556e-05
5435 | 0 | 8.108e-05 | 4.9605 | 3.7784 | 3.4273 | 10 | 6.5008 | 5.4742 | 3.4273 | 26.42 | 0.70444 | 0.00011354
5436 | 0 | 7.8017e-05 | 5.1222 | 3.7786 | 3.4273 | 10 | 6.5013 | 5.4742 | 3.4273 | 27.48 | 0.70944 | 0.00020741
5437 | 0 | 7.3945e-05 | 5.1796 | 3.7789 | 3.4273 | 10 | 6.5022 | 5.4742 | 3.4273 | 27.84 | 0.65889 | 9.2983e-05
5438 | 0 | 7.3344e-05 | 5.2185 | 3.7792 | 3.4273 | 10 | 6.5032 | 5.4742 | 3.4273 | 28.08 | 0.57722 | 0.00010356
5439 | 0 | 7.1297e-05 | 5.2814 | 3.7794 | 3.4273 | 10 | 6.5037 | 5.4742 | 3.4273 | 28.46 | 0.46056 | 9.2451e-05
5440 | 0 | 7.1335e-05 | 5.2251 | 3.7796 | 3.4273 | 10 | 6.5043 | 5.4742 | 3.4273 | 28.12 | 0.32111 | 6.1969e-05
5441 | 0 | 7.4634e-05 | 5.094 | 3.7798 | 3.4273 | 10 | 6.5049 | 5.4742 | 3.4273 | 27.3 | 0.17278 | 6.0787e-05
5442 | 0 | 7.5977e-05 | 4.8339 | 3.78 | 3.4273 | 10 | 6.5057 | 5.4742 | 3.4273 | 25.54 | 0.039444 | 0.00022525
5443 | 0 | 7.5706e-05 | 4.5788 | 3.7802 | 3.4273 | 9.5589 | 6.5062 | 5.4742 | 3.4273 | 23.62 | 0.0027778 | 0.00020676
5444 | 0 | 7.6966e-05 | 4.3812 | 3.7802 | 3.4273 | 8.689 | 6.5064 | 5.4742 | 3.4273 | 21.98 | 0 | 0.00020251
5445 | 0 | 7.2656e-05 | 4.1706 | 3.7802 | 3.4273 | 7.8523 | 6.5064 | 5.4742 | 3.4273 | 20.06 | 0 | 0.00020711
5446 | 0 | 7.5761e-05 | 4.1395 | 3.7803 | 3.4273 | 7.7359 | 6.5067 | 5.4742 | 3.4273 | 19.76 | 0 | 1.087e-05
5447 | 0 | 7.9167e-05 | 4.01 | 3.7804 | 3.4273 | 7.269 | 6.507 | 5.4742 | 3.4273 | 18.46 | 0 | 6.6754e-06
5448 | 0 | 8.1014e-05 | 3.9984 | 3.7805 | 3.4273 | 7.2288 | 6.5071 | 5.4742 | 3.4273 | 18.34 | 0 | 8.8611e-06
5449 | 0 | 8.2744e-05 | 4.01 | 3.7804 | 3.4273 | 7.269 | 6.5069 | 5.4742 | 3.4273 | 18.46 | 0 | 1.0811e-05
5450 | 0 | 8.3518e-05 | 4.0197 | 3.7804 | 3.4273 | 7.3029 | 6.5068 | 5.4742 | 3.4273 | 18.56 | 0 | 8.2113e-06
5451 | 0 | 8.3673e-05 | 3.9889 | 3.7803 | 3.4273 | 7.1955 | 6.5066 | 5.4742 | 3.4273 | 18.24 | 0 | 8.0932e-06
5452 | 0 | 8.3687e-05 | 3.9585 | 3.7802 | 3.4273 | 7.0913 | 6.5063 | 5.4742 | 3.4273 | 17.92 | 0.0027778 | 1.211e-05
5453 | 0 | 8.3687e-05 | 3.9585 | 3.7802 | 3.4273 | 7.0913 | 6.5062 | 5.4742 | 3.4273 | 17.92 | 0.02 | 1.276e-05
5454 | 0 | 8.3688e-05 | 3.9305 | 3.7801 | 3.4273 | 6.9962 | 6.506 | 5.4742 | 3.4273 | 17.62 | 0.040556 | 1.1756e-05
5455 | 0 | 8.3624e-05 | 3.9398 | 3.7801 | 3.4273 | 7.0276 | 6.506 | 5.4742 | 3.4273 | 17.72 | 0.060556 | 0.00048399
5456 | 0 | 8.3235e-05 | 3.9491 | 3.7803 | 3.4273 | 7.0593 | 6.5066 | 5.4742 | 3.4273 | 17.82 | 0.10333 | 0.00010025
5457 | 0 | 8.1691e-05 | 3.9889 | 3.7806 | 3.4273 | 7.1955 | 6.5077 | 5.4742 | 3.4273 | 18.24 | 0.24167 | 5.6829e-05
5458 | 0 | 8.0454e-05 | 4.0294 | 3.781 | 3.4273 | 7.3372 | 6.5088 | 5.4742 | 3.4273 | 18.66 | 0.475 | 0.00010497
5459 | 0 | 8.1094e-05 | 4.0988 | 3.7813 | 3.4273 | 7.586 | 6.5099 | 5.4742 | 3.4273 | 19.36 | 0.43667 | 9.9894e-05
5460 | 0 | 7.801e-05 | 4.1958 | 3.7817 | 3.4273 | 7.948 | 6.5111 | 5.4742 | 3.4273 | 20.3 | 0.60444 | 0.00020032
5461 | 0 | 7.3934e-05 | 4.4515 | 3.7823 | 3.4273 | 8.9882 | 6.513 | 5.4742 | 3.4273 | 22.58 | 0.68111 | 9.1978e-05
5462 | 0 | 7.3336e-05 | 4.4996 | 3.7827 | 3.4273 | 9.1995 | 6.5141 | 5.4742 | 3.4273 | 22.98 | 0.525 | 0.0001019
5463 | 0 | 7.1291e-05 | 4.4067 | 3.7832 | 3.4273 | 8.7963 | 6.5157 | 5.4742 | 3.4273 | 22.2 | 0.49333 | 0.00010297
5464 | 0 | 7.1323e-05 | 4.3244 | 3.7838 | 3.4273 | 8.4544 | 6.5177 | 5.4742 | 3.4273 | 21.48 | 0.34833 | 7.6678e-05
5465 | 0 | 7.462e-05 | 4.1706 | 3.7844 | 3.4273 | 7.8523 | 6.5196 | 5.4742 | 3.4273 | 20.06 | 0.20167 | 6.9589e-05
5466 | 0 | 7.5966e-05 | 3.968 | 3.7851 | 3.4273 | 7.1235 | 6.5217 | 5.4742 | 3.4273 | 18.02 | 0.060556 | 0.00022265
5467 | 0 | 7.5697e-05 | 3.767 | 3.7857 | 3.4273 | 6.4647 | 6.5237 | 5.4742 | 3.4273 | 15.78 | 0.0027778 | 0.00019494
5468 | 3.0344e-05 | 8.606e-05 | 3.5884 | 3.7862 | 3.4273 | 5.9264 | 6.5254 | 5.4742 | 3.4273 | 13.58 | 0 | 0.00022011
5469 | 6.4108e-05 | 9.1881e-05 | 3.4703 | 3.7867 | 3.4273 | 5.592 | 6.5269 | 5.4742 | 3.4273 | 12 | 0 | 0.00020321
5470 | 6.9664e-05 | 9.6646e-05 | 3.4516 | 3.7872 | 3.4273 | 5.5405 | 6.5284 | 5.4742 | 3.4273 | 11.74 | 0 | 7.7978e-06
5471 | 7.522e-05 | 0.00010172 | 3.4331 | 3.7877 | 3.4273 | 5.49 | 6.5298 | 5.4742 | 3.4273 | 11.48 | 0 | 6.2028e-06
5472 | 7.9921e-05 | 0.00010498 | 3.4176 | 3.7881 | 3.4273 | 5.448 | 6.5312 | 5.4742 | 3.4273 | 11.26 | 0 | 1.9376e-05
5473 | 7.9494e-05 | 0.00010658 | 3.419 | 3.7885 | 3.4273 | 5.4518 | 6.5325 | 5.4742 | 3.4273 | 11.28 | 0 | 2.044e-05
5474 | 7.4793e-05 | 0.00010595 | 3.4345 | 3.7888 | 3.4273 | 5.4939 | 6.5336 | 5.4742 | 3.4273 | 11.5 | 0 | 1.6423e-05
5475 | 7.9494e-05 | 0.00010751 | 3.419 | 3.7891 | 3.4273 | 5.4518 | 6.5344 | 5.4742 | 3.4273 | 11.28 | 0 | 2.0381e-05
5476 | 6.1544e-05 | 0.00010214 | 3.479 | 3.7893 | 3.4273 | 5.616 | 6.5352 | 5.4742 | 3.4273 | 12.12 | 0.0027778 | 1.9672e-05
5477 | 6.4108e-05 | 0.00010291 | 3.4703 | 3.7896 | 3.4273 | 5.592 | 6.5359 | 5.4742 | 3.4273 | 12 | 0.011111 | 2.3334e-05
5478 | 3.6328e-05 | 9.4578e-05 | 3.5669 | 3.7898 | 3.4273 | 5.8642 | 6.5365 | 5.4742 | 3.4273 | 13.3 | 0.047778 | 2.4279e-05
5479 | 3.6328e-05 | 9.4501e-05 | 3.5669 | 3.79 | 3.4273 | 5.8642 | 6.5372 | 5.4742 | 3.4273 | 13.3 | 0.13556 | 0.00044471
5480 | 1.947e-05 | 8.9069e-05 | 3.6282 | 3.7902 | 3.4273 | 6.0428 | 6.5378 | 5.4742 | 3.4273 | 14.0889 | 0.10611 | 0.00043733
5481 | 4.2739e-07 | 8.1813e-05 | 3.7 | 3.7904 | 3.4273 | 6.258 | 6.5387 | 5.4742 | 3.4273 | 14.98 | 0.21667 | 0.0001276
5482 | 0 | 8.0446e-05 | 3.8013 | 3.7907 | 3.4273 | 6.5733 | 6.5395 | 5.4742 | 3.4273 | 16.18 | 0.29833 | 0.00010675
5483 | 0 | 8.1091e-05 | 3.912 | 3.7908 | 3.4273 | 6.9342 | 6.5399 | 5.4742 | 3.4273 | 17.42 | 0.65722 | 7.9159e-05
5484 | 0 | 7.8016e-05 | 4.1191 | 3.7907 | 3.4273 | 7.6602 | 6.5394 | 5.4742 | 3.4273 | 19.56 | 0.62278 | 6.3623e-05
5485 | 0 | 7.3927e-05 | 4.2235 | 3.7905 | 3.4273 | 8.0543 | 6.5389 | 5.4742 | 3.4273 | 20.56 | 0.75889 | 7.7919e-05
5486 | 0 | 7.3329e-05 | 4.3951 | 3.7903 | 3.4273 | 8.7472 | 6.5384 | 5.4742 | 3.4273 | 22.1 | 0.57911 | 7.2011e-05
5487 | 0 | 7.1291e-05 | 4.4373 | 3.7903 | 3.4273 | 8.9267 | 6.5381 | 5.4742 | 3.4273 | 22.46 | 0.46778 | 0.00024829
5488 | 0 | 7.1333e-05 | 4.4682 | 3.7903 | 3.4273 | 9.0611 | 6.5381 | 5.4742 | 3.4273 | 22.72 | 0.31222 | 0.00024917
5489 | 0 | 7.4612e-05 | 4.4539 | 3.7904 | 3.4273 | 8.9986 | 6.5386 | 5.4742 | 3.4273 | 22.6 | 0.20667 | 4.0997e-05
5490 | 0 | 7.5957e-05 | 4.2581 | 3.7908 | 3.4273 | 8.1891 | 6.5399 | 5.4742 | 3.4273 | 20.88 | 0.048333 | 3.9757e-05
5491 | 0 | 7.569e-05 | 3.9984 | 3.7911 | 3.4273 | 7.2288 | 6.5409 | 5.4742 | 3.4273 | 18.34 | 0.0027778 | 3.7807e-05
5492 | 0 | 7.6941e-05 | 3.7858 | 3.7913 | 3.4273 | 6.524 | 6.5413 | 5.4742 | 3.4273 | 16 | 0 | 0.00014249
5493 | 1.1112e-05 | 7.5976e-05 | 3.6594 | 3.7914 | 3.4273 | 6.1354 | 6.5418 | 5.4742 | 3.4273 | 14.48 | 0 | 0.00013038
5494 | 2.8635e-05 | 8.4326e-05 | 3.5946 | 3.7915 | 3.4273 | 5.9444 | 6.5419 | 5.4742 | 3.4273 | 13.66 | 0 | 0.0001455
5495 | 4.3166e-05 | 9.2095e-05 | 3.5426 | 3.7916 | 3.4273 | 5.7948 | 6.5424 | 5.4742 | 3.4273 | 12.98 | 0 | 1.6777e-05
5496 | 5.4278e-05 | 9.7278e-05 | 3.5039 | 3.7917 | 3.4273 | 5.6854 | 6.5427 | 5.4742 | 3.4273 | 12.46 | 0 | 2.1149e-05
5497 | 9.5735e-05 | 0.00011145 | 3.3665 | 3.7917 | 3.4273 | 5.3112 | 6.5428 | 5.4742 | 3.4273 | 10.52 | 0 | 1.7427e-05
5498 | 0.0001077 | 0.00011581 | 3.3288 | 3.7918 | 3.4273 | 5.2122 | 6.5431 | 5.4742 | 3.4273 | 9.96 | 0 | 1.9317e-05
5499 | 0.00011924 | 0.00011942 | 3.2933 | 3.7919 | 3.4273 | 5.1202 | 6.5432 | 5.4742 | 3.4273 | 9.42 | 0 | 2.0262e-05
5500 | 0.00011539 | 0.00011823 | 3.3051 | 3.792 | 3.4273 | 5.1505 | 6.5436 | 5.4742 | 3.4273 | 9.6 | 0.0027778 | 2.3334e-05
5501 | 0.00012351 | 0.0001205 | 3.2803 | 3.7921 | 3.4273 | 5.0869 | 6.5439 | 5.4742 | 3.4273 | 9.22 | 0.066111 | 2.5461e-05
5502 | 6.9664e-05 | 0.00010407 | 3.4516 | 3.7922 | 3.4273 | 5.5405 | 6.5442 | 5.4742 | 3.4273 | 11.74 | 0.205 | 2.5284e-05
5503 | 0 | 8.3246e-05 | 3.7979 | 3.7923 | 3.4273 | 6.5622 | 6.5444 | 5.4742 | 3.4273 | 16.14 | 0.35611 | 0.00044075
5504 | 0 | 8.2833e-05 | 4.0988 | 3.7925 | 3.4273 | 7.586 | 6.5453 | 5.4742 | 3.4273 | 19.36 | 0.49111 | 0.00041878
5505 | 0 | 8.1452e-05 | 4.2581 | 3.7929 | 3.4273 | 8.1891 | 6.5465 | 5.4742 | 3.4273 | 20.88 | 0.62889 | 0.00012258
5506 | 0 | 8.04e-05 | 4.3951 | 3.7934 | 3.4273 | 8.7472 | 6.5481 | 5.4742 | 3.4273 | 22.1 | 0.73389 | 0.0001227
5507 | 0 | 8.1101e-05 | 4.4255 | 3.794 | 3.4273 | 8.8761 | 6.5498 | 5.4742 | 3.4273 | 22.36 | 0.77556 | 8.229e-05
5508 | 0 | 7.8024e-05 | 4.6219 | 3.7944 | 3.4273 | 9.7615 | 6.5512 | 5.4742 | 3.4273 | 23.96 | 0.77722 | 7.526e-05
5509 | 0 | 7.3923e-05 | 4.8479 | 3.7948 | 3.4273 | 10 | 6.5526 | 5.4742 | 3.4273 | 25.64 | 0.72944 | 7.6855e-05
5510 | 0 | 7.3328e-05 | 4.8132 | 3.7953 | 3.4273 | 10 | 6.5539 | 5.4742 | 3.4273 | 25.392 | 0.63056 | 6.5159e-05
5511 | 0 | 7.129e-05 | 4.7955 | 3.7956 | 3.4273 | 10 | 6.5549 | 5.4742 | 3.4273 | 25.264 | 0.49944 | 0.00023671
5512 | 0 | 7.1323e-05 | 4.756 | 3.7957 | 3.4273 | 10 | 6.5553 | 5.4742 | 3.4273 | 24.976 | 0.34889 | 0.0002412
5513 | 0 | 7.4602e-05 | 4.7387 | 3.7958 | 3.4273 | 10 | 6.5558 | 5.4742 | 3.4273 | 24.848 | 0.19778 | 3.1368e-05
5514 | 0 | 7.5952e-05 | 4.7242 | 3.7959 | 3.4273 | 10 | 6.556 | 5.4742 | 3.4273 | 24.74 | 0.056111 | 3.4558e-05
5515 | 0 | 7.5686e-05 | 4.302 | 3.7959 | 3.4273 | 8.364 | 6.556 | 5.4742 | 3.4273 | 21.28 | 0.0027778 | 3.6921e-05
5516 | 0 | 7.6874e-05 | 3.8631 | 3.7957 | 3.4273 | 6.7723 | 6.5552 | 5.4742 | 3.4273 | 16.88 | 0 | 0.00015023
5517 | 0 | 7.2635e-05 | 3.7858 | 3.7955 | 3.4273 | 6.524 | 6.5546 | 5.4742 | 3.4273 | 16 | 0 | 0.00015342
5518 | 1.1112e-05 | 7.9059e-05 | 3.6594 | 3.7952 | 3.4273 | 6.1354 | 6.5536 | 5.4742 | 3.4273 | 14.48 | 0 | 0.0001445
5519 | 0 | 7.9137e-05 | 3.7858 | 3.7948 | 3.4273 | 6.524 | 6.5525 | 5.4742 | 3.4273 | 16 | 0 | 1.5005e-05
5520 | 0 | 8.0986e-05 | 3.7083 | 3.7946 | 3.4273 | 6.2831 | 6.5518 | 5.4742 | 3.4273 | 15.08 | 0 | 1.1697e-05
5521 | 6.4108e-05 | 0.00010195 | 3.4703 | 3.7945 | 3.4273 | 5.592 | 6.5515 | 5.4742 | 3.4273 | 12 | 0 | 9.0974e-06
5522 | 8.1204e-05 | 0.00010769 | 3.4134 | 3.7945 | 3.4273 | 5.4366 | 6.5515 | 5.4742 | 3.4273 | 11.2 | 0 | 8.1522e-06
5523 | 9.0606e-05 | 0.00011002 | 3.3829 | 3.7945 | 3.4273 | 5.3548 | 6.5515 | 5.4742 | 3.4273 | 10.76 | 0 | 9.3928e-06
5524 | 0.00010984 | 0.00011321 | 3.3222 | 3.7945 | 3.4273 | 5.1949 | 6.5514 | 5.4742 | 3.4273 | 9.86 | 0.0027778 | 9.9835e-06
5525 | 0.00010984 | 0.00011015 | 3.3222 | 3.7944 | 3.4273 | 5.1949 | 6.5513 | 5.4742 | 3.4273 | 9.86 | 0.056111 | 7.0298e-06
5526 | 4.8722e-05 | 8.9608e-05 | 3.5232 | 3.7944 | 3.4273 | 5.7396 | 6.5512 | 5.4742 | 3.4273 | 12.72 | 0.19778 | 1.2583e-05
5527 | 0 | 7.6059e-05 | 3.9194 | 3.7943 | 3.4273 | 6.9589 | 6.551 | 5.4742 | 3.4273 | 17.5 | 0.34556 | 0.0004671
5528 | 0 | 7.9185e-05 | 4.2581 | 3.7944 | 3.4273 | 8.1891 | 6.5511 | 5.4742 | 3.4273 | 20.88 | 0.49778 | 0.00010604
5529 | 0 | 7.9084e-05 | 4.5265 | 3.7945 | 3.4273 | 9.3199 | 6.5514 | 5.4742 | 3.4273 | 23.2 | 0.62944 | 5.9369e-05
5530 | 0 | 7.9696e-05 | 4.5015 | 3.7945 | 3.4273 | 9.2081 | 6.5516 | 5.4742 | 3.4273 | 22.996 | 0.72389 | 0.00010929
5531 | 0 | 8.1012e-05 | 4.4865 | 3.7945 | 3.4273 | 9.1415 | 6.5516 | 5.4742 | 3.4273 | 22.872 | 0.76667 | 9.954e-05
5532 | 0 | 7.8032e-05 | 4.4764 | 3.7947 | 3.4273 | 9.0969 | 6.5521 | 5.4742 | 3.4273 | 22.788 | 0.76778 | 0.00020127
5533 | 0 | 7.392e-05 | 4.4591 | 3.7947 | 3.4273 | 9.0214 | 6.5523 | 5.4742 | 3.4273 | 22.644 | 0.71444 | 0.00011236
5534 | 0 | 7.3325e-05 | 4.4373 | 3.7948 | 3.4273 | 8.9267 | 6.5524 | 5.4742 | 3.4273 | 22.46 | 0.62333 | 0.00010178
5535 | 0 | 7.1291e-05 | 4.4203 | 3.7948 | 3.4273 | 8.854 | 6.5525 | 5.4742 | 3.4273 | 22.316 | 0.48667 | 9.5759e-05
5536 | 0 | 7.1304e-05 | 4.4105 | 3.7949 | 3.4273 | 8.8122 | 6.5529 | 5.4742 | 3.4273 | 22.232 | 0.34222 | 6.2264e-05
5537 | 0 | 7.4596e-05 | 4.4007 | 3.7951 | 3.4273 | 8.7707 | 6.5533 | 5.4742 | 3.4273 | 22.148 | 0.19056 | 7.1421e-05
5538 | 0 | 7.5951e-05 | 4.384 | 3.7952 | 3.4273 | 8.7005 | 6.5537 | 5.4742 | 3.4273 | 22.004 | 0.048333 | 0.0002028
5539 | 0 | 7.5685e-05 | 4.3675 | 3.7953 | 3.4273 | 8.6315 | 6.554 | 5.4742 | 3.4273 | 21.86 | 0 | 0.00019305
5540 | 0 | 7.6864e-05 | 4.1293 | 3.7953 | 3.4273 | 7.6979 | 6.5541 | 5.4742 | 3.4273 | 19.66 | 0 | 0.00022247
5541 | 0 | 7.2674e-05 | 3.9585 | 3.7953 | 3.4273 | 7.0913 | 6.5542 | 5.4742 | 3.4273 | 17.92 | 0 | 0.00021379
5542 | 0 | 7.5717e-05 | 3.8118 | 3.7953 | 3.4273 | 6.6065 | 6.5541 | 5.4742 | 3.4273 | 16.3 | 0 | 6.4391e-06
5543 | 6.8382e-06 | 8.1183e-05 | 3.6755 | 3.7953 | 3.4273 | 6.1838 | 6.554 | 5.4742 | 3.4273 | 14.68 | 0 | 7.5024e-06
5544 | 3.0344e-05 | 9.0086e-05 | 3.5884 | 3.7953 | 3.4273 | 5.9264 | 6.554 | 5.4742 | 3.4273 | 13.58 | 0 | 9.3337e-06
5545 | 3.4618e-05 | 9.3103e-05 | 3.573 | 3.7953 | 3.4273 | 5.8819 | 6.5542 | 5.4742 | 3.4273 | 13.38 | 0 | 5.1394e-06
5546 | 1.9232e-05 | 8.9267e-05 | 3.6291 | 3.7956 | 3.4273 | 6.0454 | 6.5549 | 5.4742 | 3.4273 | 14.1 | 0 | 1.0515e-05
5547 | 1.5386e-05 | 8.827e-05 | 3.6434 | 3.796 | 3.4273 | 6.0877 | 6.5562 | 5.4742 | 3.4273 | 14.28 | 0 | 6.6754e-06
5548 | 1.8805e-05 | 8.931e-05 | 3.6307 | 3.7963 | 3.4273 | 6.05 | 6.5572 | 5.4742 | 3.4273 | 14.12 | 0.0027778 | 1.0751e-05
5549 | 1.3249e-05 | 8.7644e-05 | 3.6514 | 3.7966 | 3.4273 | 6.1114 | 6.5581 | 5.4742 | 3.4273 | 14.38 | 0.02 | 1.1519e-05
5550 | 2.9917e-06 | 8.4568e-05 | 3.6902 | 3.7968 | 3.4273 | 6.2281 | 6.559 | 5.4742 | 3.4273 | 14.86 | 0.050556 | 8.2113e-06
5551 | 0 | 8.3642e-05 | 3.7858 | 3.7971 | 3.4273 | 6.524 | 6.5599 | 5.4742 | 3.4273 | 16 | 0.10333 | 0.00047295
5552 | 0 | 8.3223e-05 | 3.8541 | 3.7975 | 3.4273 | 6.7431 | 6.5609 | 5.4742 | 3.4273 | 16.78 | 0.30278 | 0.00012163
5553 | 0 | 8.1684e-05 | 3.9585 | 3.7978 | 3.4273 | 7.0913 | 6.562 | 5.4742 | 3.4273 | 17.92 | 0.46556 | 6.3505e-05
5554 | 0 | 8.0441e-05 | 4.01 | 3.7982 | 3.4273 | 7.269 | 6.5631 | 5.4742 | 3.4273 | 18.46 | 0.40278 | 9.3337e-05
5555 | 0 | 8.1123e-05 | 4.1089 | 3.7984 | 3.4273 | 7.6229 | 6.5639 | 5.4742 | 3.4273 | 19.46 | 0.695 | 0.00011644
5556 | 0 | 7.805e-05 | 4.302 | 3.7986 | 3.4273 | 8.364 | 6.5646 | 5.4742 | 3.4273 | 21.28 | 0.54167 | 0.00019459
5557 | 0 | 7.3922e-05 | 4.3951 | 3.799 | 3.4273 | 8.7472 | 6.5658 | 5.4742 | 3.4273 | 22.1 | 0.67 | 0.00010019
5558 | 0 | 7.3327e-05 | 4.5914 | 3.7993 | 3.4273 | 9.6176 | 6.5666 | 5.4742 | 3.4273 | 23.72 | 0.53333 | 0.00010049
5559 | 0 | 7.1298e-05 | 4.7457 | 3.7997 | 3.4273 | 10 | 6.568 | 5.4742 | 3.4273 | 24.9 | 0.48667 | 9.8831e-05
5560 | 0 | 7.1296e-05 | 4.7484 | 3.8001 | 3.4273 | 10 | 6.5694 | 5.4742 | 3.4273 | 24.92 | 0.35944 | 7.2661e-05
5561 | 0 | 7.459e-05 | 4.5914 | 3.8005 | 3.4273 | 9.6176 | 6.5707 | 5.4742 | 3.4273 | 23.72 | 0.19333 | 6.5159e-05
5562 | 0 | 7.5951e-05 | 4.3812 | 3.8008 | 3.4273 | 8.689 | 6.5714 | 5.4742 | 3.4273 | 21.98 | 0.039444 | 0.00020469
5563 | 0 | 7.5688e-05 | 4.1743 | 3.8014 | 3.4273 | 7.8663 | 6.5734 | 5.4742 | 3.4273 | 20.0956 | 0.0027778 | 0.00020552
5564 | 0 | 7.6867e-05 | 4.0648 | 3.8018 | 3.4273 | 7.4631 | 6.5746 | 5.4742 | 3.4273 | 19.02 | 0 | 0.00019849
5565 | 0 | 7.2641e-05 | 3.9324 | 3.8023 | 3.4273 | 7.0025 | 6.5762 | 5.4742 | 3.4273 | 17.64 | 0 | 0.00019388
5566 | 0 | 7.5709e-05 | 3.8541 | 3.8027 | 3.4273 | 6.7431 | 6.5775 | 5.4742 | 3.4273 | 16.78 | 0 | 1.0811e-05
5567 | 2.9917e-06 | 8.0024e-05 | 3.6902 | 3.8032 | 3.4273 | 6.2281 | 6.5792 | 5.4742 | 3.4273 | 14.86 | 0 | 7.207e-06
5568 | 1.3249e-05 | 8.4955e-05 | 3.6514 | 3.8038 | 3.4273 | 6.1114 | 6.581 | 5.4742 | 3.4273 | 14.38 | 0 | 1.276e-05
5569 | 1.8805e-05 | 8.8356e-05 | 3.6307 | 3.8043 | 3.4273 | 6.05 | 6.5827 | 5.4742 | 3.4273 | 14.12 | 0 | 1.3469e-05
5570 | 3.4618e-05 | 9.3883e-05 | 3.573 | 3.8049 | 3.4273 | 5.8819 | 6.5845 | 5.4742 | 3.4273 | 13.38 | 0 | 1.1756e-05
5571 | 5.6415e-05 | 0.00010058 | 3.4965 | 3.8054 | 3.4273 | 5.6648 | 6.5862 | 5.4742 | 3.4273 | 12.36 | 0 | 1.0811e-05
5572 | 7.9494e-05 | 0.00010752 | 3.419 | 3.8057 | 3.4273 | 5.4518 | 6.587 | 5.4742 | 3.4273 | 11.28 | 0.0027778 | 1.2406e-05
5573 | 7.2228e-05 | 0.00010534 | 3.4431 | 3.8059 | 3.4273 | 5.5171 | 6.5879 | 5.4742 | 3.4273 | 11.62 | 0.037222 | 1.0692e-05
5574 | 4.1029e-05 | 9.5981e-05 | 3.5502 | 3.8061 | 3.4273 | 5.8163 | 6.5884 | 5.4742 | 3.4273 | 13.08 | 0.15167 | 1.0456e-05
5575 | 0 | 8.3636e-05 | 3.7789 | 3.8062 | 3.4273 | 6.5023 | 6.5888 | 5.4742 | 3.4273 | 15.92 | 0.22444 | 0.00044447
5576 | 0 | 8.3224e-05 | 3.9585 | 3.8063 | 3.4273 | 7.0913 | 6.589 | 5.4742 | 3.4273 | 17.92 | 0.51278 | 0.00011153
5577 | 0 | 8.1688e-05 | 4.1293 | 3.8062 | 3.4273 | 7.6979 | 6.5888 | 5.4742 | 3.4273 | 19.66 | 0.47722 | 6.7876e-05
5578 | 0 | 8.0443e-05 | 4.1623 | 3.8062 | 3.4273 | 7.8209 | 6.5887 | 5.4742 | 3.4273 | 19.98 | 0.65944 | 9.4991e-05
5579 | 0 | 8.1136e-05 | 4.1958 | 3.8061 | 3.4273 | 7.948 | 6.5884 | 5.4742 | 3.4273 | 20.3 | 0.565 | 0.00010994
5580 | 0 | 7.8065e-05 | 4.1958 | 3.8061 | 3.4273 | 7.948 | 6.5885 | 5.4742 | 3.4273 | 20.3 | 0.45278 | 0.00022844
5581 | 0 | 7.3924e-05 | 4.2821 | 3.8063 | 3.4273 | 8.2844 | 6.5889 | 5.4742 | 3.4273 | 21.1 | 0.43111 | 0.00012494
5582 | 0 | 7.3329e-05 | 4.5612 | 3.8063 | 3.4273 | 9.4779 | 6.5889 | 5.4742 | 3.4273 | 23.48 | 0.52167 | 0.00010746
5583 | 0 | 7.1303e-05 | 4.3812 | 3.8064 | 3.4273 | 8.689 | 6.5894 | 5.4742 | 3.4273 | 21.98 | 0.46111 | 0.00011147
5584 | 0 | 7.1294e-05 | 4.245 | 3.8065 | 3.4273 | 8.138 | 6.5896 | 5.4742 | 3.4273 | 20.76 | 0.35167 | 6.6636e-05
5585 | 0 | 7.4588e-05 | 4.0767 | 3.8065 | 3.4273 | 7.506 | 6.5897 | 5.4742 | 3.4273 | 19.14 | 0.13722 | 6.1142e-05
5586 | 0 | 7.595e-05 | 3.9047 | 3.8065 | 3.4273 | 6.9098 | 6.5896 | 5.4742 | 3.4273 | 17.34 | 0.050556 | 0.00022029
5587 | 2.5643e-06 | 7.6458e-05 | 3.6918 | 3.8062 | 3.4273 | 6.2331 | 6.5888 | 5.4742 | 3.4273 | 14.88 | 0 | 0.00018827
5588 | 2.8635e-05 | 8.5458e-05 | 3.5946 | 3.806 | 3.4273 | 5.9444 | 6.588 | 5.4742 | 3.4273 | 13.66 | 0 | 0.00020008
5589 | 5.6415e-05 | 8.9568e-05 | 3.4965 | 3.8059 | 3.4273 | 5.6648 | 6.5877 | 5.4742 | 3.4273 | 12.36 | 0 | 0.00019489
5590 | 9.7444e-05 | 0.00010494 | 3.3611 | 3.8059 | 3.4273 | 5.2969 | 6.5877 | 5.4742 | 3.4273 | 10.44 | 0 | 6.6163e-06
5591 | 0.00011924 | 0.0001149 | 3.2933 | 3.8058 | 3.4273 | 5.1202 | 6.5875 | 5.4742 | 3.4273 | 9.42 | 0 | 7.4433e-06
5592 | 0.00010172 | 0.0001115 | 3.3476 | 3.8058 | 3.4273 | 5.2613 | 6.5873 | 5.4742 | 3.4273 | 10.24 | 0 | 1.2051e-05
5593 | 8.5905e-05 | 0.00010849 | 3.3981 | 3.8056 | 3.4273 | 5.3954 | 6.5867 | 5.4742 | 3.4273 | 10.98 | 0 | 7.4433e-06
5594 | 9.3598e-05 | 0.00011158 | 3.3733 | 3.8053 | 3.4273 | 5.3293 | 6.5858 | 5.4742 | 3.4273 | 10.62 | 0 | 1.2583e-05
5595 | 6.4108e-05 | 0.00010289 | 3.4703 | 3.805 | 3.4273 | 5.592 | 6.5849 | 5.4742 | 3.4273 | 12 | 0 | 1.2878e-05
5596 | 6.3681e-05 | 0.00010278 | 3.4718 | 3.8047 | 3.4273 | 5.596 | 6.5839 | 5.4742 | 3.4273 | 12.02 | 0 | 8.8611e-06
5597 | 5.8979e-05 | 0.00010137 | 3.4878 | 3.8045 | 3.4273 | 5.6403 | 6.5833 | 5.4742 | 3.4273 | 12.24 | 0.014444 | 8.9793e-06
5598 | 5.4278e-05 | 9.9959e-05 | 3.5039 | 3.8042 | 3.4273 | 5.6854 | 6.5825 | 5.4742 | 3.4273 | 12.46 | 0.027778 | 1.3233e-05
5599 | 3.2054e-05 | 9.3264e-05 | 3.5823 | 3.8039 | 3.4273 | 5.9085 | 6.5814 | 5.4742 | 3.4273 | 13.5 | 0.085 | 0.00044625
5600 | 0 | 8.323e-05 | 3.767 | 3.8036 | 3.4273 | 6.4647 | 6.5806 | 5.4742 | 3.4273 | 15.78 | 0.27667 | 0.00011466
5601 | 0 | 8.1695e-05 | 3.7789 | 3.8035 | 3.4273 | 6.5023 | 6.58 | 5.4742 | 3.4273 | 15.92 | 0.41333 | 6.4686e-05
5602 | 0 | 8.045e-05 | 3.8702 | 3.8033 | 3.4273 | 6.7958 | 6.5793 | 5.4742 | 3.4273 | 16.96 | 0.19778 | 9.7472e-05
5603 | 0 | 8.1153e-05 | 3.8865 | 3.8031 | 3.4273 | 6.8493 | 6.5788 | 5.4742 | 3.4273 | 17.14 | 0.33444 | 0.00010675
5604 | 0 | 7.8122e-05 | 3.824 | 3.8029 | 3.4273 | 6.6458 | 6.5783 | 5.4742 | 3.4273 | 16.44 | 0.34222 | 0.00019187
5605 | 0 | 7.393e-05 | 3.8328 | 3.8027 | 3.4273 | 6.6741 | 6.5777 | 5.4742 | 3.4273 | 16.54 | 0.33278 | 0.00010604
5606 | 0 | 7.3337e-05 | 3.968 | 3.8026 | 3.4273 | 7.1235 | 6.5772 | 5.4742 | 3.4273 | 18.02 | 0.215 | 0.00010338
5607 | 0 | 7.1312e-05 | 3.9417 | 3.8023 | 3.4273 | 7.0339 | 6.5764 | 5.4742 | 3.4273 | 17.74 | 0.22278 | 0.00010622
5608 | 0 | 7.1282e-05 | 3.8417 | 3.8021 | 3.4273 | 6.7027 | 6.5755 | 5.4742 | 3.4273 | 16.64 | 0.079444 | 6.3268e-05
5609 | 0 | 7.4588e-05 | 3.7789 | 3.8018 | 3.4273 | 6.5023 | 6.5748 | 5.4742 | 3.4273 | 15.92 | 0.050556 | 6.4154e-05
5610 | 0 | 7.5956e-05 | 3.75 | 3.8017 | 3.4273 | 6.4118 | 6.5742 | 5.4742 | 3.4273 | 15.58 | 0.011111 | 0.00019997
5611 | 0 | 7.5696e-05 | 3.7083 | 3.8012 | 3.4273 | 6.2831 | 6.5728 | 5.4742 | 3.4273 | 15.08 | 0 | 0.0002106
5612 | 1.3249e-05 | 8.0851e-05 | 3.6514 | 3.801 | 3.4273 | 6.1114 | 6.5721 | 5.4742 | 3.4273 | 14.38 | 0 | 0.00020918
5613 | 1.3249e-05 | 7.662e-05 | 3.6514 | 3.8006 | 3.4273 | 6.1114 | 6.571 | 5.4742 | 3.4273 | 14.38 | 0 | 0.00019235
5614 | 3.4618e-05 | 8.6089e-05 | 3.573 | 3.8003 | 3.4273 | 5.8819 | 6.5699 | 5.4742 | 3.4273 | 13.38 | 0 | 8.3885e-06
5615 | 4.8722e-05 | 9.3745e-05 | 3.5232 | 3.7999 | 3.4273 | 5.7396 | 6.5688 | 5.4742 | 3.4273 | 12.72 | 0 | 1.276e-05
5616 | 7.4793e-05 | 0.00010342 | 3.4345 | 3.7995 | 3.4273 | 5.4939 | 6.5675 | 5.4742 | 3.4273 | 11.5 | 0 | 1.276e-05
5617 | 9.3598e-05 | 0.0001108 | 3.3733 | 3.7992 | 3.4273 | 5.3293 | 6.5664 | 5.4742 | 3.4273 | 10.62 | 0 | 1.2642e-05
5618 | 7.2228e-05 | 0.00010517 | 3.4431 | 3.7988 | 3.4273 | 5.5171 | 6.565 | 5.4742 | 3.4273 | 11.62 | 0 | 1.3646e-05
5619 | 7.693e-05 | 0.00010674 | 3.4275 | 3.7982 | 3.4273 | 5.4747 | 6.5634 | 5.4742 | 3.4273 | 11.4 | 0 | 7.975e-06
5620 | 6.9664e-05 | 0.00010458 | 3.4516 | 3.7977 | 3.4273 | 5.5405 | 6.5618 | 5.4742 | 3.4273 | 11.74 | 0 | 1.2051e-05
5621 | 5.8979e-05 | 0.00010137 | 3.4878 | 3.7972 | 3.4273 | 5.6403 | 6.5601 | 5.4742 | 3.4273 | 12.24 | 0.022778 | 1.2583e-05
5622 | 4.1029e-05 | 9.5925e-05 | 3.5502 | 3.7966 | 3.4273 | 5.8163 | 6.5582 | 5.4742 | 3.4273 | 13.08 | 0.079444 | 1.0102e-05
5623 | 3.2054e-05 | 9.3242e-05 | 3.5823 | 3.7961 | 3.4273 | 5.9085 | 6.5567 | 5.4742 | 3.4273 | 13.5 | 0.18167 | 0.00043868
5624 | 4.7013e-06 | 8.4601e-05 | 3.6837 | 3.7957 | 3.4273 | 6.2084 | 6.5553 | 5.4742 | 3.4273 | 14.78 | 0.285 | 0.00010303
5625 | 0 | 8.1672e-05 | 3.7517 | 3.7954 | 3.4273 | 6.417 | 6.5543 | 5.4742 | 3.4273 | 15.6 | 0.44056 | 6.7935e-05
5626 | 0 | 8.0455e-05 | 3.8541 | 3.7952 | 3.4273 | 6.7431 | 6.5538 | 5.4742 | 3.4273 | 16.78 | 0.365 | 0.00010515
5627 | 0 | 8.1172e-05 | 3.8793 | 3.7951 | 3.4273 | 6.8254 | 6.5534 | 5.4742 | 3.4273 | 17.06 | 0.22 | 9.5464e-05
5628 | 1.5386e-05 | 8.2719e-05 | 3.6434 | 3.7951 | 3.4273 | 6.0877 | 6.5533 | 5.4742 | 3.4273 | 14.28 | 0.45556 | 0.00019707
5629 | 0 | 7.3937e-05 | 3.8118 | 3.7951 | 3.4273 | 6.6065 | 6.5535 | 5.4742 | 3.4273 | 16.3 | 0.34278 | 0.00010645
5630 | 0 | 7.3344e-05 | 3.767 | 3.7951 | 3.4273 | 6.4647 | 6.5534 | 5.4742 | 3.4273 | 15.78 | 0.42222 | 0.00012246
5631 | 0 | 7.1325e-05 | 3.9194 | 3.795 | 3.4273 | 6.9589 | 6.5532 | 5.4742 | 3.4273 | 17.5 | 0.31611 | 0.00010905
5632 | 0 | 7.13e-05 | 3.8793 | 3.795 | 3.4273 | 6.8254 | 6.5532 | 5.4742 | 3.4273 | 17.06 | 0.33944 | 7.6324e-05
5633 | 0 | 7.459e-05 | 3.8956 | 3.7949 | 3.4273 | 6.8794 | 6.5528 | 5.4742 | 3.4273 | 17.24 | 0.15444 | 6.2855e-05
5634 | 2.5643e-06 | 7.6732e-05 | 3.6918 | 3.7947 | 3.4273 | 6.2331 | 6.5523 | 5.4742 | 3.4273 | 14.88 | 0.040556 | 0.00019465
5635 | 2.3981e-05 | 8.2898e-05 | 3.6116 | 3.7946 | 3.4273 | 5.9939 | 6.5517 | 5.4742 | 3.4273 | 13.8778 | 0 | 0.00020274
5636 | 7.693e-05 | 9.9964e-05 | 3.4275 | 3.7942 | 3.4273 | 5.4747 | 6.5505 | 5.4742 | 3.4273 | 11.4 | 0 | 0.00021727
5637 | 7.9494e-05 | 9.6502e-05 | 3.419 | 3.7941 | 3.4273 | 5.4518 | 6.5501 | 5.4742 | 3.4273 | 11.28 | 0 | 0.00022023
5638 | 0.0001124 | 0.00010943 | 3.3143 | 3.794 | 3.4273 | 5.1743 | 6.5499 | 5.4742 | 3.4273 | 9.74 | 0 | 1.146e-05
5639 | 0.00012693 | 0.00011721 | 3.27 | 3.7939 | 3.4273 | 5.0606 | 6.5496 | 5.4742 | 3.4273 | 9.06 | 0 | 1.022e-05
5640 | 0.00014531 | 0.00012454 | 3.2157 | 3.7938 | 3.4273 | 4.9237 | 6.5493 | 5.4742 | 3.4273 | 8.2 | 0 | 1.7959e-05
5641 | 0.00014916 | 0.00012717 | 3.2046 | 3.7938 | 3.4273 | 4.896 | 6.5492 | 5.4742 | 3.4273 | 8.02 | 0 | 2.5638e-05
5642 | 0.00015258 | 0.00012877 | 3.1948 | 3.7937 | 3.4273 | 4.8717 | 6.549 | 5.4742 | 3.4273 | 7.86 | 0 | 2.3334e-05
5643 | 0.00015258 | 0.00012746 | 3.1948 | 3.7937 | 3.4273 | 4.8717 | 6.5488 | 5.4742 | 3.4273 | 7.86 | 0 | 1.4887e-05
5644 | 0.00012693 | 0.00011672 | 3.27 | 3.7934 | 3.4273 | 5.0606 | 6.5482 | 5.4742 | 3.4273 | 9.06 | 0 | 1.8136e-05
5645 | 0.00014916 | 0.00012108 | 3.2046 | 3.7933 | 3.4273 | 4.896 | 6.5478 | 5.4742 | 3.4273 | 8.02 | 0.032222 | 3.001e-05
5646 | 0.00010984 | 0.00010808 | 3.3222 | 3.7931 | 3.4273 | 5.1949 | 6.547 | 5.4742 | 3.4273 | 9.86 | 0.095 | 2.617e-05
5647 | 6.3681e-05 | 9.6374e-05 | 3.4718 | 3.7928 | 3.4273 | 5.596 | 6.546 | 5.4742 | 3.4273 | 12.02 | 0.12056 | 0.00044743
5648 | 4.8722e-05 | 9.4631e-05 | 3.5232 | 3.7924 | 3.4273 | 5.7396 | 6.545 | 5.4742 | 3.4273 | 12.72 | 0.19778 | 0.00043685
5649 | 1.1112e-05 | 8.2964e-05 | 3.6594 | 3.7923 | 3.4273 | 6.1354 | 6.5444 | 5.4742 | 3.4273 | 14.48 | 0.395 | 0.00013227
5650 | 0 | 8.0091e-05 | 3.8417 | 3.7921 | 3.4273 | 6.7027 | 6.544 | 5.4742 | 3.4273 | 16.64 | 0.45278 | 0.00012689
5651 | 0 | 8.1176e-05 | 3.8631 | 3.7921 | 3.4273 | 6.7723 | 6.5438 | 5.4742 | 3.4273 | 16.88 | 0.34278 | 7.9691e-05
5652 | 0 | 7.8125e-05 | 3.9984 | 3.792 | 3.4273 | 7.2288 | 6.5436 | 5.4742 | 3.4273 | 18.34 | 0.39944 | 6.888e-05
5653 | 0 | 7.3948e-05 | 3.9417 | 3.7919 | 3.4273 | 7.0339 | 6.5433 | 5.4742 | 3.4273 | 17.74 | 0.49333 | 7.0298e-05
5654 | 0 | 7.3355e-05 | 3.9435 | 3.7918 | 3.4273 | 7.0402 | 6.5429 | 5.4742 | 3.4273 | 17.76 | 0.43833 | 7.7801e-05
5655 | 0 | 7.1338e-05 | 3.9984 | 3.7916 | 3.4273 | 7.2288 | 6.5422 | 5.4742 | 3.4273 | 18.34 | 0.14056 | 0.00023181
5656 | 0 | 7.1288e-05 | 3.9435 | 3.7914 | 3.4273 | 7.0402 | 6.5417 | 5.4742 | 3.4273 | 17.76 | 0.34556 | 0.00025183
5657 | 0 | 7.4596e-05 | 3.8956 | 3.7912 | 3.4273 | 6.8794 | 6.5409 | 5.4742 | 3.4273 | 17.24 | 0.097778 | 4.3597e-05
5658 | 0 | 7.5973e-05 | 3.7858 | 3.7909 | 3.4273 | 6.524 | 6.54 | 5.4742 | 3.4273 | 16 | 0.024444 | 4.2888e-05
5659 | 1.3249e-05 | 7.9689e-05 | 3.6514 | 3.7904 | 3.4273 | 6.1114 | 6.5386 | 5.4742 | 3.4273 | 14.38 | 0 | 3.6449e-05
5660 | 8.1204e-05 | 0.00010125 | 3.4134 | 3.7902 | 3.4273 | 5.4366 | 6.538 | 5.4742 | 3.4273 | 11.2 | 0 | 0.00014727
5661 | 0.00011924 | 0.00010846 | 3.2933 | 3.7902 | 3.4273 | 5.1202 | 6.5378 | 5.4742 | 3.4273 | 9.42 | 0 | 0.00013888
5662 | 0.00013292 | 0.00011559 | 3.2521 | 3.7901 | 3.4273 | 5.0152 | 6.5374 | 5.4742 | 3.4273 | 8.78 | 0 | 0.00014544
5663 | 0.00014317 | 0.00012209 | 3.222 | 3.79 | 3.4273 | 4.9393 | 6.5374 | 5.4742 | 3.4273 | 8.3 | 0 | 1.5832e-05
5664 | 0.00014531 | 0.00012456 | 3.2157 | 3.79 | 3.4273 | 4.9237 | 6.5373 | 5.4742 | 3.4273 | 8.2 | 0 | 2.6997e-05
5665 | 0.00015258 | 0.00012835 | 3.1948 | 3.7899 | 3.4273 | 4.8717 | 6.5371 | 5.4742 | 3.4273 | 7.86 | 0 | 2.0381e-05
5666 | 0.00014531 | 0.00012681 | 3.2157 | 3.79 | 3.4273 | 4.9237 | 6.5373 | 5.4742 | 3.4273 | 8.2 | 0 | 1.9317e-05
5667 | 0.00014104 | 0.0001255 | 3.2282 | 3.79 | 3.4273 | 4.9549 | 6.5371 | 5.4742 | 3.4273 | 8.4 | 0 | 2.2921e-05
5668 | 0.00014531 | 0.0001266 | 3.2157 | 3.7899 | 3.4273 | 4.9237 | 6.537 | 5.4742 | 3.4273 | 8.2 | 0 | 2.0912e-05
5669 | 0.00016497 | 0.00013247 | 3.1596 | 3.7898 | 3.4273 | 4.7853 | 6.5367 | 5.4742 | 3.4273 | 7.28 | 0.029444 | 2.3452e-05
5670 | 0.00010386 | 0.00011408 | 3.3409 | 3.7898 | 3.4273 | 5.2436 | 6.5365 | 5.4742 | 3.4273 | 10.14 | 0.15444 | 2.6701e-05
5671 | 4.3166e-05 | 9.5748e-05 | 3.5426 | 3.7896 | 3.4273 | 5.7948 | 6.5359 | 5.4742 | 3.4273 | 12.98 | 0.30556 | 0.0004567
5672 | 0 | 8.2662e-05 | 3.7199 | 3.7894 | 3.4273 | 6.3186 | 6.5355 | 5.4742 | 3.4273 | 15.22 | 0.47556 | 0.00042386
5673 | 0 | 8.1272e-05 | 3.8631 | 3.7893 | 3.4273 | 6.7723 | 6.5351 | 5.4742 | 3.4273 | 16.88 | 0.565 | 0.00012831
5674 | 0 | 8.0117e-05 | 3.9213 | 3.7892 | 3.4273 | 6.9651 | 6.5346 | 5.4742 | 3.4273 | 17.52 | 0.525 | 9.2037e-05
5675 | 0 | 8.081e-05 | 4.2235 | 3.7892 | 3.4273 | 8.0543 | 6.5346 | 5.4742 | 3.4273 | 20.56 | 0.73778 | 8.4417e-05
5676 | 0 | 7.7743e-05 | 4.245 | 3.7891 | 3.4273 | 8.138 | 6.5343 | 5.4742 | 3.4273 | 20.76 | 0.70556 | 7.5969e-05
5677 | 0 | 7.3779e-05 | 4.2581 | 3.789 | 3.4273 | 8.1891 | 6.5342 | 5.4742 | 3.4273 | 20.88 | 0.59 | 8.0813e-05
5678 | 0 | 7.3331e-05 | 4.1958 | 3.7889 | 3.4273 | 7.948 | 6.5338 | 5.4742 | 3.4273 | 20.3 | 0.50778 | 6.2087e-05
5679 | 0 | 7.1354e-05 | 4.2821 | 3.7887 | 3.4273 | 8.2844 | 6.5331 | 5.4742 | 3.4273 | 21.1 | 0.48778 | 0.00023576
5680 | 0 | 7.1315e-05 | 4.2712 | 3.7885 | 3.4273 | 8.2408 | 6.5326 | 5.4742 | 3.4273 | 21 | 0.28889 | 0.00025502
5681 | 0 | 7.4605e-05 | 4.1519 | 3.7885 | 3.4273 | 7.7821 | 6.5324 | 5.4742 | 3.4273 | 19.88 | 0.13167 | 3.444e-05
5682 | 0 | 7.598e-05 | 3.9139 | 3.7883 | 3.4273 | 6.9404 | 6.5319 | 5.4742 | 3.4273 | 17.44 | 0.037222 | 3.3436e-05
5683 | 4.2739e-07 | 7.5835e-05 | 3.7 | 3.7882 | 3.4273 | 6.258 | 6.5315 | 5.4742 | 3.4273 | 14.98 | 0 | 3.8989e-05
5684 | 2.6925e-05 | 8.4706e-05 | 3.6008 | 3.788 | 3.4273 | 5.9625 | 6.5308 | 5.4742 | 3.4273 | 13.74 | 0 | 0.00014018
5685 | 5.0859e-05 | 8.778e-05 | 3.5157 | 3.7879 | 3.4273 | 5.7186 | 6.5305 | 5.4742 | 3.4273 | 12.62 | 0 | 0.00014473
5686 | 8.4623e-05 | 0.00010022 | 3.4023 | 3.7878 | 3.4273 | 5.4066 | 6.5304 | 5.4742 | 3.4273 | 11.04 | 0 | 0.0001559
5687 | 9.9154e-05 | 0.00010409 | 3.3557 | 3.7878 | 3.4273 | 5.2826 | 6.5304 | 5.4742 | 3.4273 | 10.36 | 0 | 1.7959e-05
5688 | 5.6415e-05 | 8.9556e-05 | 3.4965 | 3.7879 | 3.4273 | 5.6648 | 6.5307 | 5.4742 | 3.4273 | 12.36 | 0 | 1.2642e-05
5689 | 3.4191e-05 | 8.236e-05 | 3.5746 | 3.7881 | 3.4273 | 5.8863 | 6.5312 | 5.4742 | 3.4273 | 13.4 | 0 | 1.0338e-05
5690 | 5.8979e-05 | 8.9667e-05 | 3.4878 | 3.7883 | 3.4273 | 5.6403 | 6.5318 | 5.4742 | 3.4273 | 12.24 | 0 | 7.5024e-06
5691 | 8.4623e-05 | 9.6936e-05 | 3.4023 | 3.7885 | 3.4273 | 5.4066 | 6.5326 | 5.4742 | 3.4273 | 11.04 | 0 | 1.4119e-05
5692 | 8.1204e-05 | 9.6243e-05 | 3.4134 | 3.7888 | 3.4273 | 5.4366 | 6.5333 | 5.4742 | 3.4273 | 11.2 | 0 | 1.0988e-05
5693 | 7.4793e-05 | 9.4513e-05 | 3.4345 | 3.789 | 3.4273 | 5.4939 | 6.534 | 5.4742 | 3.4273 | 11.5 | 0.017222 | 8.8611e-06
5694 | 5.0859e-05 | 8.5976e-05 | 3.5157 | 3.7892 | 3.4273 | 5.7186 | 6.5346 | 5.4742 | 3.4273 | 12.62 | 0.11444 | 1.2406e-05
5695 | 0 | 7.1112e-05 | 3.8631 | 3.7891 | 3.4273 | 6.7723 | 6.5345 | 5.4742 | 3.4273 | 16.88 | 0.30278 | 0.00045889
5696 | 0 | 7.0566e-05 | 4.1395 | 3.7889 | 3.4273 | 7.7359 | 6.5338 | 5.4742 | 3.4273 | 19.76 | 0.43278 | 0.00011821
5697 | 0 | 6.6961e-05 | 4.2581 | 3.7886 | 3.4273 | 8.1891 | 6.5328 | 5.4742 | 3.4273 | 20.88 | 0.56778 | 6.4686e-05
5698 | 0 | 7.0809e-05 | 4.4255 | 3.7881 | 3.4273 | 8.8761 | 6.5313 | 5.4742 | 3.4273 | 22.36 | 0.67611 | 0.00010149
5699 | 0 | 7.5764e-05 | 4.5265 | 3.7875 | 3.4273 | 9.3199 | 6.5295 | 5.4742 | 3.4273 | 23.2 | 0.735 | 0.0001149
5700 | 0 | 7.4734e-05 | 4.6764 | 3.7869 | 3.4273 | 10 | 6.5275 | 5.4742 | 3.4273 | 24.38 | 0.73167 | 0.00019985
5701 | 0 | 7.2515e-05 | 4.8087 | 3.7863 | 3.4273 | 10 | 6.5255 | 5.4742 | 3.4273 | 25.36 | 0.68 | 9.635e-05
5702 | 0 | 7.2447e-05 | 5.0203 | 3.7858 | 3.4273 | 10 | 6.5239 | 5.4742 | 3.4273 | 26.82 | 0.52556 | 0.00010184
5703 | 0 | 7.1003e-05 | 4.9783 | 3.7853 | 3.4273 | 10 | 6.5223 | 5.4742 | 3.4273 | 26.54 | 0.25 | 9.3337e-05
5704 | 0 | 7.1223e-05 | 4.9253 | 3.7848 | 3.4273 | 10 | 6.521 | 5.4742 | 3.4273 | 26.18 | 0.26056 | 6.7817e-05
5705 | 0 | 7.456e-05 | 4.7729 | 3.7845 | 3.4273 | 10 | 6.5198 | 5.4742 | 3.4273 | 25.1 | 0.087778 | 6.2382e-05
5706 | 0 | 7.5972e-05 | 4.4539 | 3.7841 | 3.4273 | 8.9986 | 6.5186 | 5.4742 | 3.4273 | 22.6 | 0.017778 | 0.00019778
5707 | 0 | 7.5385e-05 | 4.2821 | 3.7837 | 3.4273 | 8.2844 | 6.5173 | 5.4742 | 3.4273 | 21.1 | 0 | 0.00020357
5708 | 0 | 7.6777e-05 | 4.2107 | 3.7832 | 3.4273 | 8.0049 | 6.5158 | 5.4742 | 3.4273 | 20.44 | 0 | 0.00020197
5709 | 0 | 7.1609e-05 | 4.1623 | 3.7829 | 3.4273 | 7.8209 | 6.5147 | 5.4742 | 3.4273 | 19.98 | 0 | 0.00020209
5710 | 0 | 7.2082e-05 | 4.0988 | 3.7825 | 3.4273 | 7.586 | 6.5137 | 5.4742 | 3.4273 | 19.36 | 0 | 1.4769e-05
5711 | 0 | 7.3082e-05 | 4.0988 | 3.7822 | 3.4273 | 7.586 | 6.5126 | 5.4742 | 3.4273 | 19.36 | 0 | 1.1283e-05
5712 | 0 | 7.2899e-05 | 4.0767 | 3.7818 | 3.4273 | 7.506 | 6.5113 | 5.4742 | 3.4273 | 19.14 | 0 | 9.8063e-06
5713 | 0 | 7.2379e-05 | 4.0197 | 3.7815 | 3.4273 | 7.3029 | 6.5104 | 5.4742 | 3.4273 | 18.56 | 0 | 9.2156e-06
5714 | 0 | 7.2597e-05 | 4.0529 | 3.7812 | 3.4273 | 7.4206 | 6.5096 | 5.4742 | 3.4273 | 18.9 | 0 | 1.1047e-05
5715 | 0 | 7.158e-05 | 3.8793 | 3.7811 | 3.4273 | 6.8254 | 6.509 | 5.4742 | 3.4273 | 17.06 | 0 | 1.3055e-05
5716 | 0 | 7.1758e-05 | 3.8118 | 3.781 | 3.4273 | 6.6065 | 6.5089 | 5.4742 | 3.4273 | 16.3 | 0 | 7.9159e-06
5717 | 0 | 7.1935e-05 | 3.9984 | 3.781 | 3.4273 | 7.2288 | 6.509 | 5.4742 | 3.4273 | 18.34 | 0.022778 | 1.1874e-05
5718 | 0 | 7.1866e-05 | 4.0887 | 3.7811 | 3.4273 | 7.5494 | 6.5091 | 5.4742 | 3.4273 | 19.26 | 0.095 | 1.0456e-05
5719 | 0 | 7.0818e-05 | 4.1748 | 3.781 | 3.4273 | 7.8681 | 6.5088 | 5.4742 | 3.4273 | 20.1 | 0.20222 | 0.00045966
5720 | 0 | 7.1037e-05 | 4.3154 | 3.7807 | 3.4273 | 8.418 | 6.5078 | 5.4742 | 3.4273 | 21.4 | 0.33667 | 0.00010769
5721 | 0 | 7.1873e-05 | 4.5612 | 3.7803 | 3.4273 | 9.4779 | 6.5066 | 5.4742 | 3.4273 | 23.48 | 0.50556 | 7.1952e-05
5722 | 0 | 7.1124e-05 | 4.6245 | 3.7797 | 3.4273 | 9.7737 | 6.5049 | 5.4742 | 3.4273 | 23.98 | 0.68 | 9.4105e-05
5723 | 0 | 7.3059e-05 | 4.5637 | 3.779 | 3.4273 | 9.4894 | 6.5025 | 5.4742 | 3.4273 | 23.5 | 0.68278 | 9.4105e-05
5724 | 0 | 7.2555e-05 | 4.6529 | 3.778 | 3.4273 | 9.9098 | 6.4994 | 5.4742 | 3.4273 | 24.2 | 0.66444 | 0.00018845
5725 | 0 | 7.1985e-05 | 4.8792 | 3.7771 | 3.4273 | 10 | 6.4965 | 5.4742 | 3.4273 | 25.86 | 0.31298 | 0.00010781
5726 | 0 | 7.1406e-05 | 4.8906 | 3.7762 | 3.4273 | 10 | 6.4938 | 5.4742 | 3.4273 | 25.94 | 0.37111 | 9.4341e-05
5727 | 0 | 7.0991e-05 | 5.0692 | 3.7755 | 3.4273 | 10 | 6.4914 | 5.4742 | 3.4273 | 27.14 | 0.25278 | 0.00010622
5728 | 0 | 7.0415e-05 | 4.9813 | 3.7748 | 3.4273 | 10 | 6.4893 | 5.4742 | 3.4273 | 26.56 | 0.19056 | 6.2441e-05
5729 | 0 | 7.1365e-05 | 4.9253 | 3.7741 | 3.4273 | 10 | 6.487 | 5.4742 | 3.4273 | 26.18 | 0.082222 | 5.4171e-05
5730 | 0 | 7.195e-05 | 4.5637 | 3.7731 | 3.4273 | 9.4894 | 6.4841 | 5.4742 | 3.4273 | 23.5 | 0.014444 | 0.00021993
5731 | 0 | 7.3314e-05 | 4.3951 | 3.7723 | 3.4273 | 8.7472 | 6.4816 | 5.4742 | 3.4273 | 22.1 | 0 | 0.00019855
5732 | 0 | 7.175e-05 | 4.1977 | 3.7717 | 3.4273 | 7.9551 | 6.4796 | 5.4742 | 3.4273 | 20.3178 | 0 | 0.0002298
5733 | 0 | 7.1596e-05 | 4.0887 | 3.7711 | 3.4273 | 7.5494 | 6.4778 | 5.4742 | 3.4273 | 19.26 | 0 | 0.00020056
5734 | 0 | 7.1881e-05 | 3.9793 | 3.7706 | 3.4273 | 7.1626 | 6.4762 | 5.4742 | 3.4273 | 18.14 | 0 | 9.2156e-06
5735 | 0 | 7.1872e-05 | 3.9435 | 3.7701 | 3.4273 | 7.0402 | 6.4744 | 5.4742 | 3.4273 | 17.76 | 0 | 1.0043e-05
5736 | 0 | 7.1934e-05 | 3.9213 | 3.7695 | 3.4273 | 6.9651 | 6.4726 | 5.4742 | 3.4273 | 17.52 | 0 | 1.0692e-05
5737 | 0 | 7.1823e-05 | 3.824 | 3.769 | 3.4273 | 6.6458 | 6.4711 | 5.4742 | 3.4273 | 16.44 | 0 | 6.9117e-06
5738 | 0 | 7.1904e-05 | 3.8328 | 3.7685 | 3.4273 | 6.6741 | 6.4697 | 5.4742 | 3.4273 | 16.54 | 0 | 7.7978e-06
5739 | 0 | 7.1374e-05 | 3.8013 | 3.7682 | 3.4273 | 6.5733 | 6.4687 | 5.4742 | 3.4273 | 16.18 | 0 | 1.0338e-05
5740 | 0 | 7.1776e-05 | 3.8135 | 3.768 | 3.4273 | 6.6121 | 6.4679 | 5.4742 | 3.4273 | 16.32 | 0 | 1.2346e-05
5741 | 0 | 7.1976e-05 | 3.8328 | 3.7678 | 3.4273 | 6.6741 | 6.4674 | 5.4742 | 3.4273 | 16.54 | 0.0072222 | 1.1638e-05
5742 | 0 | 7.148e-05 | 3.9047 | 3.7677 | 3.4273 | 6.9098 | 6.4669 | 5.4742 | 3.4273 | 17.34 | 0.032222 | 8.9202e-06
5743 | 0 | 7.123e-05 | 4.0431 | 3.7673 | 3.4273 | 7.3856 | 6.4658 | 5.4742 | 3.4273 | 18.8 | 0.056111 | 0.00046952
5744 | 0 | 7.0994e-05 | 4.1623 | 3.7669 | 3.4273 | 7.8209 | 6.4644 | 5.4742 | 3.4273 | 19.98 | 0.10333 | 0.00010403
5745 | 0 | 7.152e-05 | 4.245 | 3.7663 | 3.4273 | 8.138 | 6.4625 | 5.4742 | 3.4273 | 20.76 | 0.13167 | 6.1319e-05
5746 | 0 | 7.1171e-05 | 4.2107 | 3.7655 | 3.4273 | 8.0049 | 6.4602 | 5.4742 | 3.4273 | 20.44 | 0.12889 | 8.743e-05
5747 | 0 | 7.1077e-05 | 4.302 | 3.7649 | 3.4273 | 8.364 | 6.4583 | 5.4742 | 3.4273 | 21.28 | 0.245 | 0.00010232
5748 | 0 | 7.1064e-05 | 4.5413 | 3.7643 | 3.4273 | 9.387 | 6.4563 | 5.4742 | 3.4273 | 23.32 | 0.24889 | 0.0001979
5749 | 0 | 7.1466e-05 | 4.6092 | 3.7638 | 3.4273 | 9.7011 | 6.4547 | 5.4742 | 3.4273 | 23.86 | 0.25 | 0.00010208
5750 | 0 | 7.091e-05 | 4.4826 | 3.7632 | 3.4273 | 9.1244 | 6.453 | 5.4742 | 3.4273 | 22.84 | 0.21667 | 9.4105e-05
5751 | 0 | 6.9443e-05 | 4.6764 | 3.7626 | 3.4273 | 10 | 6.4511 | 5.4742 | 3.4273 | 24.38 | 0.215 | 9.5818e-05
5752 | 0 | 6.7857e-05 | 4.5788 | 3.7621 | 3.4273 | 9.5589 | 6.4496 | 5.4742 | 3.4273 | 23.62 | 0.10333 | 7.0416e-05
5753 | 0 | 7.1389e-05 | 4.4682 | 3.7617 | 3.4273 | 9.0611 | 6.4482 | 5.4742 | 3.4273 | 22.72 | 0.060556 | 6.9944e-05
5754 | 0 | 7.3479e-05 | 3.8865 | 3.7611 | 3.4273 | 6.8493 | 6.4465 | 5.4742 | 3.4273 | 17.14 | 0.0072222 | 0.00020948
5755 | 0 | 7.6739e-05 | 3.8793 | 3.7606 | 3.4273 | 6.8254 | 6.4446 | 5.4742 | 3.4273 | 17.06 | 0 | 0.00021243
5756 | 0 | 7.4124e-05 | 3.8541 | 3.7598 | 3.4273 | 6.7431 | 6.4424 | 5.4742 | 3.4273 | 16.78 | 0 | 0.00020351
5757 | 0 | 7.2913e-05 | 3.8865 | 3.7591 | 3.4273 | 6.8493 | 6.44 | 5.4742 | 3.4273 | 17.14 | 0 | 0.00019435
5758 | 0 | 7.1828e-05 | 3.7517 | 3.7583 | 3.4273 | 6.417 | 6.4376 | 5.4742 | 3.4273 | 15.6 | 0 | 1.2996e-05
5759 | 0 | 7.2163e-05 | 3.7858 | 3.7576 | 3.4273 | 6.524 | 6.4355 | 5.4742 | 3.4273 | 16 | 0 | 9.8654e-06
5760 | 0 | 7.1853e-05 | 3.7382 | 3.7569 | 3.4273 | 6.3752 | 6.4332 | 5.4742 | 3.4273 | 15.44 | 0 | 1.1283e-05
5761 | 0 | 7.2076e-05 | 3.7382 | 3.7562 | 3.4273 | 6.3752 | 6.4309 | 5.4742 | 3.4273 | 15.44 | 0 | 9.2746e-06
5762 | 0 | 7.1565e-05 | 3.7875 | 3.7556 | 3.4273 | 6.5294 | 6.4291 | 5.4742 | 3.4273 | 16.02 | 0 | 9.9245e-06
5763 | 0 | 7.1821e-05 | 3.7282 | 3.755 | 3.4273 | 6.3442 | 6.4272 | 5.4742 | 3.4273 | 15.32 | 0 | 1.0161e-05
5764 | 0 | 7.1857e-05 | 3.7517 | 3.7544 | 3.4273 | 6.417 | 6.4255 | 5.4742 | 3.4273 | 15.6 | 0 | 1.0633e-05
5765 | 1.5386e-05 | 7.6611e-05 | 3.6434 | 3.7539 | 3.4273 | 6.0877 | 6.424 | 5.4742 | 3.4273 | 14.28 | 0.011481 | 6.2028e-06
5766 | 4.2739e-07 | 7.2211e-05 | 3.7 | 3.7534 | 3.4273 | 6.258 | 6.4225 | 5.4742 | 3.4273 | 14.98 | 0.045556 | 9.0974e-06
5767 | 0 | 7.0753e-05 | 3.8631 | 3.7528 | 3.4273 | 6.7723 | 6.4205 | 5.4742 | 3.4273 | 16.88 | 0.088333 | 0.00045428
5768 | 0 | 7.1008e-05 | 3.9139 | 3.752 | 3.4273 | 6.9404 | 6.418 | 5.4742 | 3.4273 | 17.44 | 0.16389 | 0.00011325
5769 | 0 | 7.1402e-05 | 3.9793 | 3.7512 | 3.4273 | 7.1626 | 6.4154 | 5.4742 | 3.4273 | 18.14 | 0.21 | 6.8172e-05
5770 | 0 | 7.0757e-05 | 4.0294 | 3.7504 | 3.4273 | 7.3372 | 6.413 | 5.4742 | 3.4273 | 18.66 | 0.13167 | 0.00010622
5771 | 0 | 7.138e-05 | 4.2602 | 3.7497 | 3.4273 | 8.1976 | 6.4107 | 5.4742 | 3.4273 | 20.9 | 0.34944 | 9.8949e-05
5772 | 0 | 7.1233e-05 | 4.3951 | 3.749 | 3.4273 | 8.7472 | 6.4088 | 5.4742 | 3.4273 | 22.1 | 0.29833 | 0.0002018
5773 | 0 | 7.0924e-05 | 4.4539 | 3.7484 | 3.4273 | 8.9986 | 6.4068 | 5.4742 | 3.4273 | 22.6 | 0.51722 | 0.00010722
5774 | 0 | 7.1501e-05 | 4.5118 | 3.7478 | 3.4273 | 9.2538 | 6.4049 | 5.4742 | 3.4273 | 23.08 | 0.54278 | 9.8831e-05
5775 | 0 | 6.9539e-05 | 4.4539 | 3.7468 | 3.4273 | 8.9986 | 6.402 | 5.4742 | 3.4273 | 22.6 | 0.45 | 9.6704e-05
5776 | 0 | 6.9182e-05 | 4.4682 | 3.7461 | 3.4273 | 9.0611 | 6.3998 | 5.4742 | 3.4273 | 22.72 | 0.30278 | 7.0534e-05
5777 | 0 | 7.2553e-05 | 4.3675 | 3.7455 | 3.4273 | 8.6315 | 6.3979 | 5.4742 | 3.4273 | 21.86 | 0.14556 | 7.1066e-05
5778 | 0 | 7.397e-05 | 4.302 | 3.7449 | 3.4273 | 8.364 | 6.3959 | 5.4742 | 3.4273 | 21.28 | 0.017778 | 0.00020056
5779 | 0 | 7.6332e-05 | 4.1853 | 3.744 | 3.4273 | 7.9078 | 6.3933 | 5.4742 | 3.4273 | 20.2 | 0 | 0.0002197
5780 | 0 | 7.4928e-05 | 4.0197 | 3.7431 | 3.4273 | 7.3029 | 6.3904 | 5.4742 | 3.4273 | 18.56 | 0 | 0.00020316
5781 | 0 | 7.2127e-05 | 3.9585 | 3.7424 | 3.4273 | 7.0913 | 6.388 | 5.4742 | 3.4273 | 17.92 | 0 | 0.00020239
5782 | 0 | 7.1248e-05 | 3.9047 | 3.7416 | 3.4273 | 6.9098 | 6.3857 | 5.4742 | 3.4273 | 17.34 | 0 | 1.146e-05
5783 | 2.5643e-06 | 7.2386e-05 | 3.6918 | 3.7406 | 3.4273 | 6.2331 | 6.3827 | 5.4742 | 3.4273 | 14.88 | 0 | 1.2524e-05
5784 | 0 | 7.1991e-05 | 3.8434 | 3.7396 | 3.4273 | 6.7084 | 6.3796 | 5.4742 | 3.4273 | 16.66 | 0 | 9.2746e-06
5785 | 0 | 7.2078e-05 | 3.7199 | 3.7387 | 3.4273 | 6.3186 | 6.3768 | 5.4742 | 3.4273 | 15.22 | 0 | 5.9665e-06
5786 | 0 | 7.2026e-05 | 3.7687 | 3.7381 | 3.4273 | 6.47 | 6.3749 | 5.4742 | 3.4273 | 15.8 | 0 | 1.146e-05
5787 | 0 | 7.1187e-05 | 3.7517 | 3.7375 | 3.4273 | 6.417 | 6.3731 | 5.4742 | 3.4273 | 15.6 | 0 | 8.0932e-06
5788 | 0 | 7.1728e-05 | 3.8013 | 3.7369 | 3.4273 | 6.5733 | 6.3711 | 5.4742 | 3.4273 | 16.18 | 0 | 1.2287e-05
5789 | 0 | 7.1921e-05 | 3.7875 | 3.7363 | 3.4273 | 6.5294 | 6.3694 | 5.4742 | 3.4273 | 16.02 | 0.011667 | 9.8654e-06
5790 | 0 | 7.0985e-05 | 3.8328 | 3.7357 | 3.4273 | 6.6741 | 6.3675 | 5.4742 | 3.4273 | 16.54 | 0.053333 | 8.2704e-06
5791 | 0 | 7.0714e-05 | 3.9324 | 3.7351 | 3.4273 | 7.0025 | 6.3655 | 5.4742 | 3.4273 | 17.64 | 0.30611 | 0.00046609
5792 | 0 | 7.0764e-05 | 3.9435 | 3.7345 | 3.4273 | 7.0402 | 6.3636 | 5.4742 | 3.4273 | 17.76 | 0.39778 | 0.00011425
5793 | 0 | 7.1278e-05 | 4.0887 | 3.7339 | 3.4273 | 7.5494 | 6.3618 | 5.4742 | 3.4273 | 19.26 | 0.35944 | 6.9353e-05
5794 | 0 | 7.1098e-05 | 4.1748 | 3.7333 | 3.4273 | 7.8681 | 6.36 | 5.4742 | 3.4273 | 20.1 | 0.44056 | 8.9497e-05
5795 | 0 | 7.1801e-05 | 4.291 | 3.7326 | 3.4273 | 8.3196 | 6.3578 | 5.4742 | 3.4273 | 21.18 | 0.69 | 0.00010161
5796 | 0 | 7.1741e-05 | 4.3812 | 3.7319 | 3.4273 | 8.689 | 6.3557 | 5.4742 | 3.4273 | 21.98 | 0.51778 | 0.00021521
5797 | 0 | 7.1731e-05 | 4.4563 | 3.7312 | 3.4273 | 9.0089 | 6.3534 | 5.4742 | 3.4273 | 22.62 | 0.60889 | 9.7768e-05
5798 | 0 | 7.0909e-05 | 4.3583 | 3.7304 | 3.4273 | 8.5936 | 6.3509 | 5.4742 | 3.4273 | 21.78 | 0.52556 | 9.7768e-05
5799 | 0 | 6.843e-05 | 4.4706 | 3.7297 | 3.4273 | 9.0716 | 6.3488 | 5.4742 | 3.4273 | 22.74 | 0.29833 | 9.4932e-05
5800 | 0 | 6.8643e-05 | 4.4706 | 3.729 | 3.4273 | 9.0716 | 6.3466 | 5.4742 | 3.4273 | 22.74 | 0.23556 | 6.2441e-05
5801 | 0 | 7.2034e-05 | 4.3492 | 3.7282 | 3.4273 | 8.556 | 6.3444 | 5.4742 | 3.4273 | 21.7 | 0.15444 | 6.888e-05
5802 | 0 | 7.3479e-05 | 4.198 | 3.7275 | 3.4273 | 7.956 | 6.3422 | 5.4742 | 3.4273 | 20.32 | 0.011667 | 0.00020729
5803 | 0 | 7.8619e-05 | 4.0294 | 3.7268 | 3.4273 | 7.3372 | 6.3399 | 5.4742 | 3.4273 | 18.66 | 0 | 0.00020251
5804 | 0 | 7.3819e-05 | 3.8135 | 3.7262 | 3.4273 | 6.6121 | 6.338 | 5.4742 | 3.4273 | 16.32 | 0 | 0.0002057
5805 | 0 | 7.1167e-05 | 3.8702 | 3.7256 | 3.4273 | 6.7958 | 6.3362 | 5.4742 | 3.4273 | 16.96 | 0 | 0.00019707
5806 | 0 | 7.1427e-05 | 3.8434 | 3.7252 | 3.4273 | 6.7084 | 6.3349 | 5.4742 | 3.4273 | 16.66 | 0 | 9.9835e-06
5807 | 0 | 7.1821e-05 | 3.824 | 3.7248 | 3.4273 | 6.6458 | 6.3339 | 5.4742 | 3.4273 | 16.44 | 0 | 1.4532e-05
5808 | 8.5477e-06 | 7.4309e-05 | 3.6691 | 3.7244 | 3.4273 | 6.1644 | 6.3327 | 5.4742 | 3.4273 | 14.6 | 0 | 2.3511e-05
5809 | 0 | 7.1185e-05 | 3.7382 | 3.724 | 3.4273 | 6.3752 | 6.3314 | 5.4742 | 3.4273 | 15.44 | 0 | 2.6465e-05
5810 | 8.5477e-06 | 7.4498e-05 | 3.6691 | 3.7236 | 3.4273 | 6.1644 | 6.3301 | 5.4742 | 3.4273 | 14.6 | 0 | 2.1267e-05
5811 | 8.5477e-06 | 7.4497e-05 | 3.6691 | 3.7232 | 3.4273 | 6.1644 | 6.3288 | 5.4742 | 3.4273 | 14.6 | 0 | 2.0499e-05
5812 | 4.7013e-06 | 7.3191e-05 | 3.6837 | 3.7228 | 3.4273 | 6.2084 | 6.3277 | 5.4742 | 3.4273 | 14.78 | 0 | 2.4752e-05
5813 | 1.1112e-05 | 7.522e-05 | 3.6594 | 3.7226 | 3.4273 | 6.1354 | 6.3269 | 5.4742 | 3.4273 | 14.48 | 0.029444 | 1.7368e-05
5814 | 0 | 7.1921e-05 | 3.7602 | 3.7225 | 3.4273 | 6.4434 | 6.3266 | 5.4742 | 3.4273 | 15.7 | 0.14833 | 2.1444e-05
5815 | 0 | 7.1011e-05 | 3.9491 | 3.7224 | 3.4273 | 7.0593 | 6.3266 | 5.4742 | 3.4273 | 17.82 | 0.29389 | 0.00045298
5816 | 0 | 7.1026e-05 | 4.3244 | 3.7223 | 3.4273 | 8.4544 | 6.3262 | 5.4742 | 3.4273 | 21.48 | 0.42722 | 0.00042073
5817 | 0 | 7.1358e-05 | 4.3583 | 3.7223 | 3.4273 | 8.5936 | 6.326 | 5.4742 | 3.4273 | 21.78 | 0.55 | 0.00012329
5818 | 0 | 7.0513e-05 | 4.4278 | 3.7223 | 3.4273 | 8.8862 | 6.3261 | 5.4742 | 3.4273 | 22.38 | 0.64722 | 0.00010781
5819 | 0 | 7.1572e-05 | 4.5438 | 3.7223 | 3.4273 | 9.3983 | 6.3262 | 5.4742 | 3.4273 | 23.34 | 0.685 | 6.8408e-05
5820 | 0 | 6.9938e-05 | 4.5637 | 3.7224 | 3.4273 | 9.4894 | 6.3263 | 5.4742 | 3.4273 | 23.5 | 0.67722 | 6.7226e-05
5821 | 0 | 7.2552e-05 | 4.6764 | 3.7223 | 3.4273 | 10 | 6.3262 | 5.4742 | 3.4273 | 24.38 | 0.42222 | 7.8805e-05
5822 | 0 | 7.2862e-05 | 4.8087 | 3.7222 | 3.4273 | 10 | 6.3258 | 5.4742 | 3.4273 | 25.36 | 0.40333 | 7.7682e-05
5823 | 0 | 7.1386e-05 | 4.7757 | 3.722 | 3.4273 | 10 | 6.3252 | 5.4742 | 3.4273 | 25.12 | 0.33278 | 0.00024699
5824 | 0 | 7.1414e-05 | 4.7376 | 3.7219 | 3.4273 | 10 | 6.3248 | 5.4742 | 3.4273 | 24.84 | 0.17561 | 0.00023647
5825 | 0 | 7.4702e-05 | 4.7376 | 3.7217 | 3.4273 | 10 | 6.3244 | 5.4742 | 3.4273 | 24.84 | 0.063889 | 4.1943e-05
5826 | 0 | 7.6099e-05 | 4.6555 | 3.7217 | 3.4273 | 9.9224 | 6.3241 | 5.4742 | 3.4273 | 24.22 | 0.0088889 | 3.5504e-05
5827 | 0 | 7.5616e-05 | 4.4706 | 3.7214 | 3.4273 | 9.0716 | 6.3233 | 5.4742 | 3.4273 | 22.74 | 0 | 3.9225e-05
5828 | 0 | 7.7165e-05 | 4.3356 | 3.7215 | 3.4273 | 8.5003 | 6.3235 | 5.4742 | 3.4273 | 21.58 | 0 | 0.00014774
5829 | 0 | 7.1952e-05 | 4.3356 | 3.7216 | 3.4273 | 8.5003 | 6.3241 | 5.4742 | 3.4273 | 21.58 | 0 | 0.00014101
5830 | 0 | 7.439e-05 | 4.2364 | 3.7219 | 3.4273 | 8.1043 | 6.3249 | 5.4742 | 3.4273 | 20.68 | 0 | 0.00014621
5831 | 0 | 7.5858e-05 | 4.198 | 3.7222 | 3.4273 | 7.956 | 6.3257 | 5.4742 | 3.4273 | 20.32 | 0 | 2.4811e-05
5832 | 0 | 7.5541e-05 | 4.1874 | 3.7225 | 3.4273 | 7.9158 | 6.3266 | 5.4742 | 3.4273 | 20.22 | 0 | 1.9554e-05
5833 | 0 | 7.4861e-05 | 4.0648 | 3.7228 | 3.4273 | 7.4631 | 6.3276 | 5.4742 | 3.4273 | 19.02 | 0 | 2.0144e-05
5834 | 0 | 7.2781e-05 | 3.9699 | 3.7231 | 3.4273 | 7.13 | 6.3286 | 5.4742 | 3.4273 | 18.04 | 0 | 2.0026e-05
5835 | 0 | 7.2485e-05 | 3.9157 | 3.7234 | 3.4273 | 6.9465 | 6.3296 | 5.4742 | 3.4273 | 17.46 | 0 | 1.9081e-05
5836 | 0 | 7.146e-05 | 3.8793 | 3.7237 | 3.4273 | 6.8254 | 6.3305 | 5.4742 | 3.4273 | 17.06 | 0 | 1.8726e-05
5837 | 0 | 7.1977e-05 | 3.8559 | 3.724 | 3.4273 | 6.7489 | 6.3312 | 5.4742 | 3.4273 | 16.8 | 0.037222 | 2.1562e-05
5838 | 0 | 7.1465e-05 | 3.9435 | 3.7242 | 3.4273 | 7.0402 | 6.3319 | 5.4742 | 3.4273 | 17.76 | 0.15167 | 1.8195e-05
5839 | 0 | 7.0183e-05 | 3.9699 | 3.7242 | 3.4273 | 7.13 | 6.332 | 5.4742 | 3.4273 | 18.04 | 0.22889 | 0.00044158
5840 | 0 | 6.8241e-05 | 4.1748 | 3.7243 | 3.4273 | 7.8681 | 6.3323 | 5.4742 | 3.4273 | 20.1 | 0.27389 | 0.00046397
5841 | 0 | 7.0153e-05 | 4.2821 | 3.7244 | 3.4273 | 8.2844 | 6.3325 | 5.4742 | 3.4273 | 21.1 | 0.47556 | 0.00012547
5842 | 0 | 7.5464e-05 | 4.0767 | 3.7244 | 3.4273 | 7.506 | 6.3326 | 5.4742 | 3.4273 | 19.14 | 0.55 | 0.00010261
5843 | 0 | 7.7882e-05 | 3.9342 | 3.7244 | 3.4273 | 7.0087 | 6.3327 | 5.4742 | 3.4273 | 17.66 | 0.11444 | 7.1362e-05
5844 | 0 | 7.8013e-05 | 3.9585 | 3.7244 | 3.4273 | 7.0913 | 6.3325 | 5.4742 | 3.4273 | 17.92 | 0.13167 | 8.0341e-05
5845 | 0 | 7.4134e-05 | 4.0004 | 3.7243 | 3.4273 | 7.2354 | 6.3321 | 5.4742 | 3.4273 | 18.36 | 0.063889 | 7.083e-05
5846 | 0 | 7.3527e-05 | 4.0294 | 3.724 | 3.4273 | 7.3372 | 6.3312 | 5.4742 | 3.4273 | 18.66 | 0.14278 | 7.2779e-05
5847 | 0 | 7.1491e-05 | 4.1519 | 3.7235 | 3.4273 | 7.7821 | 6.3298 | 5.4742 | 3.4273 | 19.88 | 0.19056 | 0.00025
5848 | 0 | 7.1406e-05 | 4.3177 | 3.7227 | 3.4273 | 8.4271 | 6.3273 | 5.4742 | 3.4273 | 21.42 | 0.25833 | 0.00024421
5849 | 0 | 7.4721e-05 | 4.1748 | 3.722 | 3.4273 | 7.8681 | 6.3252 | 5.4742 | 3.4273 | 20.1 | 0.085 | 4.2179e-05
5850 | 0 | 7.6127e-05 | 4.1191 | 3.7213 | 3.4273 | 7.6602 | 6.3229 | 5.4742 | 3.4273 | 19.56 | 0.024444 | 3.9048e-05
5851 | 0 | 7.5878e-05 | 3.8631 | 3.7207 | 3.4273 | 6.7723 | 6.3211 | 5.4742 | 3.4273 | 16.88 | 0 | 3.5444e-05
5852 | 0 | 7.7055e-05 | 3.9213 | 3.7203 | 3.4273 | 6.9651 | 6.32 | 5.4742 | 3.4273 | 17.52 | 0 | 0.0001403
5853 | 0 | 7.2781e-05 | 3.7687 | 3.7201 | 3.4273 | 6.47 | 6.3193 | 5.4742 | 3.4273 | 15.8 | 0 | 0.00013433
5854 | 0 | 7.5811e-05 | 3.8328 | 3.7199 | 3.4273 | 6.6741 | 6.3189 | 5.4742 | 3.4273 | 16.54 | 0 | 0.00014603
5855 | 0 | 7.9151e-05 | 3.7282 | 3.7199 | 3.4273 | 6.3442 | 6.3188 | 5.4742 | 3.4273 | 15.32 | 0 | 1.7545e-05
5856 | 1.0685e-05 | 8.3948e-05 | 3.661 | 3.7199 | 3.4273 | 6.1402 | 6.3187 | 5.4742 | 3.4273 | 14.5 | 0 | 1.1638e-05
5857 | 2.5643e-06 | 8.3664e-05 | 3.6918 | 3.7199 | 3.4273 | 6.2331 | 6.3187 | 5.4742 | 3.4273 | 14.88 | 0 | 9.6291e-06
5858 | 6.8382e-06 | 8.4234e-05 | 3.6755 | 3.72 | 3.4273 | 6.1838 | 6.3191 | 5.4742 | 3.4273 | 14.68 | 0 | 9.2156e-06
5859 | 0 | 7.9527e-05 | 3.7382 | 3.7202 | 3.4273 | 6.3752 | 6.3196 | 5.4742 | 3.4273 | 15.44 | 0 | 1.0633e-05
5860 | 0 | 7.7226e-05 | 3.7083 | 3.7204 | 3.4273 | 6.2831 | 6.3203 | 5.4742 | 3.4273 | 15.08 | 0 | 8.9202e-06
5861 | 0 | 7.5177e-05 | 3.7298 | 3.7206 | 3.4273 | 6.3494 | 6.3208 | 5.4742 | 3.4273 | 15.34 | 0.012222 | 7.9159e-06
5862 | 2.5643e-06 | 7.4438e-05 | 3.6918 | 3.7208 | 3.4273 | 6.2331 | 6.3215 | 5.4742 | 3.4273 | 14.88 | 0.068889 | 1.211e-05
5863 | 0 | 7.4372e-05 | 3.9342 | 3.7208 | 3.4273 | 7.0087 | 6.3217 | 5.4742 | 3.4273 | 17.66 | 0.21722 | 0.00047324
5864 | 0 | 7.8647e-05 | 4.0767 | 3.7206 | 3.4273 | 7.506 | 6.321 | 5.4742 | 3.4273 | 19.14 | 0.26111 | 0.00011112
5865 | 0 | 7.8834e-05 | 4.2712 | 3.7202 | 3.4273 | 8.2408 | 6.3198 | 5.4742 | 3.4273 | 21 | 0.52222 | 6.3446e-05
5866 | 0 | 7.9771e-05 | 4.3812 | 3.7198 | 3.4273 | 8.689 | 6.3184 | 5.4742 | 3.4273 | 21.98 | 0.62056 | 0.00010503
5867 | 0 | 8.1466e-05 | 4.4161 | 3.7193 | 3.4273 | 8.8361 | 6.317 | 5.4742 | 3.4273 | 22.28 | 0.50222 | 9.6822e-05
5868 | 0 | 7.8451e-05 | 4.3836 | 3.7189 | 3.4273 | 8.6986 | 6.3157 | 5.4742 | 3.4273 | 22 | 0.39944 | 0.00018898
5869 | 0 | 7.4174e-05 | 4.4706 | 3.7184 | 3.4273 | 9.0716 | 6.3141 | 5.4742 | 3.4273 | 22.74 | 0.42778 | 0.00010976
5870 | 0 | 7.3554e-05 | 4.4996 | 3.7177 | 3.4273 | 9.1995 | 6.3121 | 5.4742 | 3.4273 | 22.98 | 0.41333 | 0.00010238
5871 | 0 | 7.1581e-05 | 4.3836 | 3.7171 | 3.4273 | 8.6986 | 6.3101 | 5.4742 | 3.4273 | 22 | 0.38833 | 9.6527e-05
5872 | 0 | 7.1444e-05 | 4.4373 | 3.7165 | 3.4273 | 8.9267 | 6.3082 | 5.4742 | 3.4273 | 22.46 | 0.10611 | 7.4611e-05
5873 | 0 | 7.4751e-05 | 4.4161 | 3.7158 | 3.4273 | 8.8361 | 6.3062 | 5.4742 | 3.4273 | 22.28 | 0.053333 | 6.8644e-05
5874 | 0 | 7.6157e-05 | 4.198 | 3.7152 | 3.4273 | 7.956 | 6.3042 | 5.4742 | 3.4273 | 20.32 | 0.027778 | 0.00021621
5875 | 0 | 7.5908e-05 | 3.7789 | 3.7145 | 3.4273 | 6.5023 | 6.3022 | 5.4742 | 3.4273 | 15.92 | 0 | 0.0002093
5876 | 0 | 7.7088e-05 | 3.7199 | 3.7141 | 3.4273 | 6.3186 | 6.3009 | 5.4742 | 3.4273 | 15.22 | 0 | 0.00021462
5877 | 2.8635e-05 | 8.1454e-05 | 3.5946 | 3.7139 | 3.4273 | 5.9444 | 6.3004 | 5.4742 | 3.4273 | 13.66 | 0 | 0.0002057
5878 | 4.5303e-05 | 8.9345e-05 | 3.5351 | 3.7137 | 3.4273 | 5.7734 | 6.2999 | 5.4742 | 3.4273 | 12.88 | 0 | 6.2028e-06
5879 | 2.8635e-05 | 8.7723e-05 | 3.5946 | 3.7137 | 3.4273 | 5.9444 | 6.2998 | 5.4742 | 3.4273 | 13.66 | 0 | 6.5572e-06
5880 | 1.3012e-05 | 8.4874e-05 | 3.6522 | 3.7136 | 3.4273 | 6.1141 | 6.2995 | 5.4742 | 3.4273 | 14.3911 | 0 | 1.1342e-05
5881 | 2.5643e-06 | 8.3305e-05 | 3.6918 | 3.7136 | 3.4273 | 6.2331 | 6.2993 | 5.4742 | 3.4273 | 14.88 | 0 | 8.5657e-06
5882 | 0 | 8.3269e-05 | 3.7619 | 3.7137 | 3.4273 | 6.4487 | 6.2999 | 5.4742 | 3.4273 | 15.72 | 0 | 1.3705e-05
5883 | 0 | 8.3398e-05 | 3.7517 | 3.714 | 3.4273 | 6.417 | 6.3007 | 5.4742 | 3.4273 | 15.6 | 0 | 6.5572e-06
5884 | 0 | 8.3281e-05 | 3.7517 | 3.7143 | 3.4273 | 6.417 | 6.3017 | 5.4742 | 3.4273 | 15.6 | 0 | 7.207e-06
5885 | 0 | 8.3076e-05 | 3.7875 | 3.7147 | 3.4273 | 6.5294 | 6.3029 | 5.4742 | 3.4273 | 16.02 | 0.02 | 7.7978e-06
5886 | 0 | 8.3567e-05 | 3.8013 | 3.7152 | 3.4273 | 6.5733 | 6.3044 | 5.4742 | 3.4273 | 16.18 | 0.097778 | 9.8063e-06
5887 | 0 | 8.176e-05 | 3.9491 | 3.7155 | 3.4273 | 7.0593 | 6.3053 | 5.4742 | 3.4273 | 17.82 | 0.285 | 0.00048228
5888 | 0 | 8.2369e-05 | 4.1748 | 3.7154 | 3.4273 | 7.8681 | 6.305 | 5.4742 | 3.4273 | 20.1 | 0.42444 | 0.0001097
5889 | 0 | 8.1363e-05 | 4.198 | 3.7152 | 3.4273 | 7.956 | 6.3043 | 5.4742 | 3.4273 | 20.32 | 0.55056 | 5.553e-05
5890 | 0 | 8.0584e-05 | 4.302 | 3.7148 | 3.4273 | 8.364 | 6.3031 | 5.4742 | 3.4273 | 21.28 | 0.61389 | 0.00010645
5891 | 0 | 8.1629e-05 | 4.5463 | 3.7145 | 3.4273 | 9.4096 | 6.3022 | 5.4742 | 3.4273 | 23.36 | 0.685 | 0.00010255
5892 | 0 | 7.8503e-05 | 4.4706 | 3.7142 | 3.4273 | 9.0716 | 6.3014 | 5.4742 | 3.4273 | 22.74 | 0.56889 | 0.00021857
5893 | 0 | 7.4179e-05 | 4.6764 | 3.714 | 3.4273 | 10 | 6.3006 | 5.4742 | 3.4273 | 24.38 | 0.53778 | 9.5818e-05
5894 | 0 | 7.3589e-05 | 4.882 | 3.7138 | 3.4273 | 10 | 6.3 | 5.4742 | 3.4273 | 25.88 | 0.41167 | 0.00010238
5895 | 0 | 7.1616e-05 | 4.7757 | 3.7136 | 3.4273 | 10 | 6.2995 | 5.4742 | 3.4273 | 25.12 | 0.37 | 0.00011183
5896 | 0 | 7.1467e-05 | 4.6923 | 3.7134 | 3.4273 | 10 | 6.2989 | 5.4742 | 3.4273 | 24.5 | 0.27944 | 7.5674e-05
5897 | 0 | 7.4776e-05 | 4.6791 | 3.7132 | 3.4273 | 10 | 6.2983 | 5.4742 | 3.4273 | 24.4 | 0.071667 | 7.2189e-05
5898 | 0 | 7.6186e-05 | 4.5265 | 3.713 | 3.4273 | 9.3199 | 6.2976 | 5.4742 | 3.4273 | 23.2 | 0.014444 | 0.00020623
5899 | 0 | 7.5477e-05 | 4.4278 | 3.7128 | 3.4273 | 8.8862 | 6.2971 | 5.4742 | 3.4273 | 22.38 | 0 | 0.00019737
5900 | 0 | 7.796e-05 | 4.3492 | 3.7127 | 3.4273 | 8.556 | 6.2965 | 5.4742 | 3.4273 | 21.7 | 0 | 0.00020245
5901 | 0 | 7.4163e-05 | 4.291 | 3.7126 | 3.4273 | 8.3196 | 6.2965 | 5.4742 | 3.4273 | 21.18 | 0 | 0.00020274
5902 | 0 | 7.1597e-05 | 4.2821 | 3.7128 | 3.4273 | 8.2844 | 6.2969 | 5.4742 | 3.4273 | 21.1 | 0 | 1.022e-05
5903 | 0 | 7.1857e-05 | 4.2472 | 3.713 | 3.4273 | 8.1465 | 6.2975 | 5.4742 | 3.4273 | 20.78 | 0 | 1.1224e-05
5904 | 0 | 7.267e-05 | 4.3177 | 3.7133 | 3.4273 | 8.4271 | 6.2985 | 5.4742 | 3.4273 | 21.42 | 0 | 1.2583e-05
5905 | 0 | 7.2288e-05 | 4.3043 | 3.7137 | 3.4273 | 8.373 | 6.2998 | 5.4742 | 3.4273 | 21.3 | 0 | 1.087e-05
5906 | 0 | 7.253e-05 | 4.3266 | 3.7141 | 3.4273 | 8.4635 | 6.301 | 5.4742 | 3.4273 | 21.5 | 0 | 1.0633e-05
5907 | 0 | 7.1567e-05 | 4.1748 | 3.7144 | 3.4273 | 7.8681 | 6.302 | 5.4742 | 3.4273 | 20.1 | 0 | 4.7259e-06
5908 | 0 | 7.2077e-05 | 4.0887 | 3.7147 | 3.4273 | 7.5494 | 6.3028 | 5.4742 | 3.4273 | 19.26 | 0 | 9.6291e-06
5909 | 0 | 7.2124e-05 | 4.0333 | 3.715 | 3.4273 | 7.3509 | 6.3036 | 5.4742 | 3.4273 | 18.7 | 0.012222 | 7.9159e-06
5910 | 0 | 7.2157e-05 | 4.0988 | 3.7152 | 3.4273 | 7.586 | 6.3044 | 5.4742 | 3.4273 | 19.36 | 0.097778 | 7.9159e-06
5911 | 0 | 7.0605e-05 | 4.2107 | 3.7154 | 3.4273 | 8.0049 | 6.3051 | 5.4742 | 3.4273 | 20.44 | 0.25858 | 0.00047986
5912 | 0 | 7.0405e-05 | 4.2712 | 3.7156 | 3.4273 | 8.2408 | 6.3055 | 5.4742 | 3.4273 | 21 | 0.35722 | 0.00010131
5913 | 0 | 7.0987e-05 | 4.3492 | 3.7158 | 3.4273 | 8.556 | 6.3061 | 5.4742 | 3.4273 | 21.7 | 0.37111 | 6.4804e-05
5914 | 0 | 6.8207e-05 | 4.3836 | 3.716 | 3.4273 | 8.6986 | 6.3067 | 5.4742 | 3.4273 | 22 | 0.50333 | 9.6822e-05
5915 | 0 | 7.3502e-05 | 4.5265 | 3.7162 | 3.4273 | 9.3199 | 6.3072 | 5.4742 | 3.4273 | 23.2 | 0.58556 | 9.0088e-05
5916 | 0 | 7.3519e-05 | 4.7484 | 3.7164 | 3.4273 | 10 | 6.3079 | 5.4742 | 3.4273 | 24.92 | 0.50889 | 0.00020422
5917 | 0 | 7.2482e-05 | 4.6791 | 3.7165 | 3.4273 | 10 | 6.3084 | 5.4742 | 3.4273 | 24.4 | 0.41 | 0.00010899
5918 | 0 | 7.3019e-05 | 4.9992 | 3.7168 | 3.4273 | 10 | 6.3092 | 5.4742 | 3.4273 | 26.68 | 0.285 | 0.00010728
5919 | 0 | 7.1551e-05 | 5.0234 | 3.7169 | 3.4273 | 10 | 6.3097 | 5.4742 | 3.4273 | 26.84 | 0.31111 | 0.00010751
5920 | 0 | 7.1504e-05 | 4.8339 | 3.717 | 3.4273 | 10 | 6.3099 | 5.4742 | 3.4273 | 25.54 | 0.19822 | 7.2661e-05
5921 | 0 | 7.4808e-05 | 4.5118 | 3.717 | 3.4273 | 9.2538 | 6.31 | 5.4742 | 3.4273 | 23.08 | 0.082778 | 7.3252e-05
5922 | 0 | 7.6221e-05 | 4.3675 | 3.7171 | 3.4273 | 8.6315 | 6.3102 | 5.4742 | 3.4273 | 21.86 | 0.0088889 | 0.00020918
5923 | 0 | 7.5476e-05 | 4.1293 | 3.7172 | 3.4273 | 7.6979 | 6.3103 | 5.4742 | 3.4273 | 19.66 | 0 | 0.00021733
5924 | 0 | 7.6992e-05 | 4.2602 | 3.7173 | 3.4273 | 8.1976 | 6.3108 | 5.4742 | 3.4273 | 20.9 | 0 | 0.00018106
5925 | 0 | 7.4159e-05 | 4.1416 | 3.7174 | 3.4273 | 7.7436 | 6.3112 | 5.4742 | 3.4273 | 19.78 | 0 | 0.00019518
5926 | 0 | 7.1867e-05 | 4.1191 | 3.7175 | 3.4273 | 7.6602 | 6.3112 | 5.4742 | 3.4273 | 19.56 | 0 | 7.2661e-06
5927 | 0 | 7.244e-05 | 4.0887 | 3.7175 | 3.4273 | 7.5494 | 6.3113 | 5.4742 | 3.4273 | 19.26 | 0 | 9.2156e-06
5928 | 0 | 7.1656e-05 | 4.0333 | 3.7177 | 3.4273 | 7.3509 | 6.3121 | 5.4742 | 3.4273 | 18.7 | 0 | 8.9793e-06
5929 | 0 | 7.264e-05 | 4.0529 | 3.7182 | 3.4273 | 7.4206 | 6.3136 | 5.4742 | 3.4273 | 18.9 | 0 | 6.6754e-06
5930 | 0 | 7.2668e-05 | 4.0431 | 3.7187 | 3.4273 | 7.3856 | 6.315 | 5.4742 | 3.4273 | 18.8 | 0 | 1.0574e-05
5931 | 0 | 7.2363e-05 | 3.7382 | 3.7191 | 3.4273 | 6.3752 | 6.3164 | 5.4742 | 3.4273 | 15.44 | 0 | 1.465e-05
5932 | 0 | 7.1905e-05 | 3.7399 | 3.7197 | 3.4273 | 6.3804 | 6.318 | 5.4742 | 3.4273 | 15.46 | 0 | 3.6626e-06
5933 | 1.0685e-05 | 7.4536e-05 | 3.661 | 3.7202 | 3.4273 | 6.1402 | 6.3198 | 5.4742 | 3.4273 | 14.5 | 0.0027778 | 8.6839e-06
5934 | 0 | 7.1639e-05 | 3.7199 | 3.7208 | 3.4273 | 6.3186 | 6.3214 | 5.4742 | 3.4273 | 15.22 | 0.024444 | 1.0929e-05
5935 | 0 | 6.7653e-05 | 3.8135 | 3.7212 | 3.4273 | 6.6121 | 6.3227 | 5.4742 | 3.4273 | 16.32 | 0.097778 | 0.00045918
5936 | 0 | 7.3119e-05 | 3.8258 | 3.7215 | 3.4273 | 6.6514 | 6.3235 | 5.4742 | 3.4273 | 16.46 | 0.23556 | 0.00010639
5937 | 0 | 7.4673e-05 | 3.9585 | 3.7218 | 3.4273 | 7.0913 | 6.3245 | 5.4742 | 3.4273 | 17.92 | 0.42778 | 6.1969e-05
5938 | 0 | 7.5677e-05 | 3.9604 | 3.7221 | 3.4273 | 7.0977 | 6.3256 | 5.4742 | 3.4273 | 17.94 | 0.52556 | 0.00010639
5939 | 0 | 7.7931e-05 | 4.0431 | 3.7226 | 3.4273 | 7.3856 | 6.327 | 5.4742 | 3.4273 | 18.8 | 0.73778 | 0.00010604
5940 | 0 | 7.5999e-05 | 4.3266 | 3.7231 | 3.4273 | 8.4635 | 6.3285 | 5.4742 | 3.4273 | 21.5 | 0.52889 | 0.00020079
5941 | 0 | 7.3025e-05 | 4.2602 | 3.7236 | 3.4273 | 8.1976 | 6.3302 | 5.4742 | 3.4273 | 20.9 | 0.35222 | 0.00011939
5942 | 0 | 7.2623e-05 | 4.3951 | 3.7241 | 3.4273 | 8.7472 | 6.3316 | 5.4742 | 3.4273 | 22.1 | 0.48333 | 0.00010769
5943 | 0 | 7.0707e-05 | 4.2843 | 3.7243 | 3.4273 | 8.2932 | 6.3324 | 5.4742 | 3.4273 | 21.12 | 0.41333 | 0.00010622
5944 | 0 | 6.9145e-05 | 4.2712 | 3.7247 | 3.4273 | 8.2408 | 6.3335 | 5.4742 | 3.4273 | 21 | 0.23111 | 6.4036e-05
5945 | 0 | 7.1593e-05 | 4.1089 | 3.7251 | 3.4273 | 7.6229 | 6.3348 | 5.4742 | 3.4273 | 19.46 | 0.058889 | 7.0534e-05
5946 | 0 | 7.3015e-05 | 3.7687 | 3.7256 | 3.4273 | 6.47 | 6.3364 | 5.4742 | 3.4273 | 15.8 | 0.0072222 | 0.00021462
5947 | 2.1797e-05 | 8.3906e-05 | 3.6196 | 3.7261 | 3.4273 | 6.0175 | 6.3379 | 5.4742 | 3.4273 | 13.98 | 0 | 0.0002054
5948 | 3.2054e-05 | 8.0987e-05 | 3.5823 | 3.7266 | 3.4273 | 5.9085 | 6.3395 | 5.4742 | 3.4273 | 13.5 | 0 | 0.00020948
5949 | 2.1797e-05 | 7.8501e-05 | 3.6196 | 3.7272 | 3.4273 | 6.0175 | 6.3411 | 5.4742 | 3.4273 | 13.98 | 0 | 0.00020032
5950 | 5.0859e-05 | 8.7257e-05 | 3.5157 | 3.7279 | 3.4273 | 5.7186 | 6.3433 | 5.4742 | 3.4273 | 12.62 | 0 | 1.2524e-05
5951 | 6.3681e-05 | 9.1262e-05 | 3.4718 | 3.7288 | 3.4273 | 5.596 | 6.3461 | 5.4742 | 3.4273 | 12.02 | 0 | 8.2704e-06
5952 | 7.9067e-05 | 9.547e-05 | 3.4204 | 3.7299 | 3.4273 | 5.4556 | 6.3494 | 5.4742 | 3.4273 | 11.3 | 0 | 1.341e-05
5953 | 9.7017e-05 | 0.00010141 | 3.3624 | 3.7308 | 3.4273 | 5.3004 | 6.3524 | 5.4742 | 3.4273 | 10.46 | 0 | 9.6882e-06
5954 | 9.3598e-05 | 0.00010015 | 3.3733 | 3.7317 | 3.4273 | 5.3293 | 6.3551 | 5.4742 | 3.4273 | 10.62 | 0 | 8.802e-06
5955 | 0.0001077 | 0.00010448 | 3.3288 | 3.7326 | 3.4273 | 5.2122 | 6.358 | 5.4742 | 3.4273 | 9.96 | 0 | 9.3928e-06
5956 | 9.9154e-05 | 0.00010018 | 3.3557 | 3.7335 | 3.4273 | 5.2826 | 6.3605 | 5.4742 | 3.4273 | 10.36 | 0 | 1.0811e-05
5957 | 0.0001124 | 0.0001057 | 3.3143 | 3.7342 | 3.4273 | 5.1743 | 6.3628 | 5.4742 | 3.4273 | 9.74 | 0.012222 | 1.1283e-05
5958 | 9.9154e-05 | 0.00010114 | 3.3557 | 3.7349 | 3.4273 | 5.2826 | 6.3649 | 5.4742 | 3.4273 | 10.36 | 0.11167 | 8.9793e-06
5959 | 2.8208e-05 | 7.9549e-05 | 3.5962 | 3.7355 | 3.4273 | 5.9489 | 6.3668 | 5.4742 | 3.4273 | 13.68 | 0.25278 | 0.00047832
5960 | 0 | 7.1335e-05 | 3.7619 | 3.736 | 3.4273 | 6.4487 | 6.3684 | 5.4742 | 3.4273 | 15.72 | 0.40611 | 0.00012601
5961 | 0 | 7.1525e-05 | 3.9889 | 3.7363 | 3.4273 | 7.1955 | 6.3693 | 5.4742 | 3.4273 | 18.24 | 0.52611 | 7.9396e-05
5962 | 0 | 7.1065e-05 | 4.1519 | 3.7365 | 3.4273 | 7.7821 | 6.37 | 5.4742 | 3.4273 | 19.88 | 0.39778 | 0.00011514
5963 | 0 | 7.1377e-05 | 4.3043 | 3.7366 | 3.4273 | 8.373 | 6.3702 | 5.4742 | 3.4273 | 21.3 | 0.50444 | 0.00011372
5964 | 0 | 7.2138e-05 | 4.3492 | 3.7367 | 3.4273 | 8.556 | 6.3704 | 5.4742 | 3.4273 | 21.7 | 0.55611 | 0.00020776
5965 | 0 | 7.166e-05 | 4.4826 | 3.7369 | 3.4273 | 9.1244 | 6.371 | 5.4742 | 3.4273 | 22.84 | 0.67222 | 0.0001058
5966 | 0 | 6.9809e-05 | 4.3836 | 3.737 | 3.4273 | 8.6986 | 6.3714 | 5.4742 | 3.4273 | 22 | 0.57722 | 0.00010675
5967 | 0 | 6.9928e-05 | 4.5118 | 3.7369 | 3.4273 | 9.2538 | 6.3713 | 5.4742 | 3.4273 | 23.08 | 0.44556 | 9.7295e-05
5968 | 0 | 6.9907e-05 | 4.5118 | 3.7369 | 3.4273 | 9.2538 | 6.3711 | 5.4742 | 3.4273 | 23.08 | 0.25278 | 6.2382e-05
5969 | 0 | 7.3428e-05 | 4.3974 | 3.7368 | 3.4273 | 8.757 | 6.3708 | 5.4742 | 3.4273 | 22.12 | 0.115 | 7.402e-05
5970 | 0 | 7.4961e-05 | 4.01 | 3.7367 | 3.4273 | 7.269 | 6.3705 | 5.4742 | 3.4273 | 18.46 | 0.0044444 | 0.00021662
5971 | 0 | 7.9367e-05 | 3.8793 | 3.7366 | 3.4273 | 6.8254 | 6.3701 | 5.4742 | 3.4273 | 17.06 | 0 | 0.00021338
5972 | 0 | 7.4548e-05 | 3.7399 | 3.7364 | 3.4273 | 6.3804 | 6.3697 | 5.4742 | 3.4273 | 15.46 | 0 | 0.00019075
5973 | 1.2822e-05 | 7.4908e-05 | 3.653 | 3.7363 | 3.4273 | 6.1162 | 6.3691 | 5.4742 | 3.4273 | 14.4 | 0 | 0.00018786
5974 | 2.8208e-05 | 8.0853e-05 | 3.5962 | 3.736 | 3.4273 | 5.9489 | 6.3685 | 5.4742 | 3.4273 | 13.68 | 0 | 4.4306e-06
5975 | 3.4191e-05 | 8.2083e-05 | 3.5746 | 3.7359 | 3.4273 | 5.8863 | 6.368 | 5.4742 | 3.4273 | 13.4 | 0 | 1.3174e-05
5976 | 4.8722e-05 | 8.6806e-05 | 3.5232 | 3.7357 | 3.4273 | 5.7396 | 6.3675 | 5.4742 | 3.4273 | 12.72 | 0 | 2.2625e-05
5977 | 5.0859e-05 | 8.639e-05 | 3.5157 | 3.7355 | 3.4273 | 5.7186 | 6.3669 | 5.4742 | 3.4273 | 12.62 | 0 | 1.5182e-05
5978 | 6.71e-05 | 9.2139e-05 | 3.4602 | 3.7354 | 3.4273 | 5.5641 | 6.3665 | 5.4742 | 3.4273 | 11.86 | 0 | 2.2153e-05
5979 | 8.1204e-05 | 9.6443e-05 | 3.4134 | 3.7351 | 3.4273 | 5.4366 | 6.3656 | 5.4742 | 3.4273 | 11.2 | 0 | 2.1149e-05
5980 | 8.8469e-05 | 9.8637e-05 | 3.3898 | 3.7348 | 3.4273 | 5.3732 | 6.3646 | 5.4742 | 3.4273 | 10.86 | 0 | 2.3866e-05
5981 | 9.9154e-05 | 0.00010195 | 3.3557 | 3.7344 | 3.4273 | 5.2826 | 6.3635 | 5.4742 | 3.4273 | 10.36 | 0.022778 | 2.0735e-05
5982 | 4.8722e-05 | 8.6613e-05 | 3.5232 | 3.734 | 3.4273 | 5.7396 | 6.3622 | 5.4742 | 3.4273 | 12.72 | 0.12056 | 2.3571e-05
5983 | 0 | 7.1254e-05 | 3.7083 | 3.7336 | 3.4273 | 6.2831 | 6.3608 | 5.4742 | 3.4273 | 15.08 | 0.19056 | 0.00045664
5984 | 0 | 7.1322e-05 | 3.9157 | 3.7332 | 3.4273 | 6.9465 | 6.3597 | 5.4742 | 3.4273 | 17.46 | 0.40444 | 0.00044146
5985 | 0 | 7.1039e-05 | 4.2472 | 3.7329 | 3.4273 | 8.1465 | 6.3587 | 5.4742 | 3.4273 | 20.78 | 0.59389 | 0.00012955
5986 | 0 | 7.0674e-05 | 4.3836 | 3.7326 | 3.4273 | 8.6986 | 6.358 | 5.4742 | 3.4273 | 22 | 0.57222 | 8.6248e-05
5987 | 0 | 7.1948e-05 | 4.4826 | 3.7325 | 3.4273 | 9.1244 | 6.3574 | 5.4742 | 3.4273 | 22.84 | 0.57722 | 7.3252e-05
5988 | 0 | 7.2083e-05 | 4.6426 | 3.7323 | 3.4273 | 9.8599 | 6.357 | 5.4742 | 3.4273 | 24.12 | 0.60889 | 7.9218e-05
5989 | 0 | 7.2122e-05 | 4.6923 | 3.7324 | 3.4273 | 10 | 6.3573 | 5.4742 | 3.4273 | 24.5 | 0.64056 | 7.8864e-05
5990 | 0 | 7.1964e-05 | 4.7866 | 3.7324 | 3.4273 | 10 | 6.3572 | 5.4742 | 3.4273 | 25.2 | 0.58667 | 7.1066e-05
5991 | 0 | 7.0876e-05 | 4.7269 | 3.7324 | 3.4273 | 10 | 6.3573 | 5.4742 | 3.4273 | 24.76 | 0.34944 | 0.00024415
5992 | 0 | 7.0062e-05 | 4.6271 | 3.7323 | 3.4273 | 9.7859 | 6.3568 | 5.4742 | 3.4273 | 24 | 0.265 | 0.00023701
5993 | 0 | 7.0682e-05 | 4.4563 | 3.7321 | 3.4273 | 9.0089 | 6.3562 | 5.4742 | 3.4273 | 22.62 | 0.066667 | 3.7512e-05
5994 | 0 | 7.2618e-05 | 4.3065 | 3.7317 | 3.4273 | 8.382 | 6.3552 | 5.4742 | 3.4273 | 21.32 | 0.0044444 | 4.0584e-05
5995 | 0 | 7.4417e-05 | 3.8956 | 3.7315 | 3.4273 | 6.8794 | 6.3544 | 5.4742 | 3.4273 | 17.24 | 0 | 3.2904e-05
5996 | 0 | 7.2434e-05 | 3.9889 | 3.7311 | 3.4273 | 7.1955 | 6.3533 | 5.4742 | 3.4273 | 18.24 | 0 | 0.00016942
5997 | 0 | 7.2252e-05 | 3.9491 | 3.7309 | 3.4273 | 7.0593 | 6.3527 | 5.4742 | 3.4273 | 17.82 | 0 | 0.00016245
5998 | 0 | 7.21e-05 | 3.8135 | 3.7306 | 3.4273 | 6.6121 | 6.3518 | 5.4742 | 3.4273 | 16.32 | 0 | 0.00016588
5999 | 0 | 7.217e-05 | 3.7517 | 3.7303 | 3.4273 | 6.417 | 6.3508 | 5.4742 | 3.4273 | 15.6 | 0 | 2.1562e-05
6000 | 0 | 7.2315e-05 | 3.7083 | 3.7301 | 3.4273 | 6.2831 | 6.3503 | 5.4742 | 3.4273 | 15.08 | 0 | 2.9183e-05
6001 | 2.3934e-05 | 7.9552e-05 | 3.6118 | 3.73 | 3.4273 | 5.9944 | 6.3497 | 5.4742 | 3.4273 | 13.88 | 0 | 2.0144e-05
6002 | 3.4191e-05 | 8.242e-05 | 3.5746 | 3.7297 | 3.4273 | 5.8863 | 6.349 | 5.4742 | 3.4273 | 13.4 | 0 | 1.6836e-05
6003 | 6.9664e-05 | 9.3063e-05 | 3.4516 | 3.7295 | 3.4273 | 5.5405 | 6.3484 | 5.4742 | 3.4273 | 11.74 | 0 | 2.1916e-05
6004 | 6.71e-05 | 9.1904e-05 | 3.4602 | 3.7294 | 3.4273 | 5.5641 | 6.3478 | 5.4742 | 3.4273 | 11.86 | 0 | 2.1208e-05
6005 | 9.5735e-05 | 0.00010072 | 3.3665 | 3.729 | 3.4273 | 5.3112 | 6.3467 | 5.4742 | 3.4273 | 10.52 | 0.012222 | 2.0321e-05
6006 | 5.8979e-05 | 8.956e-05 | 3.4878 | 3.7288 | 3.4273 | 5.6403 | 6.346 | 5.4742 | 3.4273 | 12.24 | 0.115 | 1.7486e-05
6007 | 0 | 7.0936e-05 | 3.7083 | 3.7284 | 3.4273 | 6.2831 | 6.3449 | 5.4742 | 3.4273 | 15.08 | 0.26556 | 0.00047531
6008 | 0 | 7.1454e-05 | 3.9793 | 3.7281 | 3.4273 | 7.1626 | 6.3439 | 5.4742 | 3.4273 | 18.14 | 0.41556 | 0.00046863
6009 | 0 | 7.1723e-05 | 4.2107 | 3.7278 | 3.4273 | 8.0049 | 6.3432 | 5.4742 | 3.4273 | 20.44 | 0.47722 | 0.00013002
6010 | 0 | 7.0297e-05 | 4.5142 | 3.7278 | 3.4273 | 9.2648 | 6.3429 | 5.4742 | 3.4273 | 23.1 | 0.565 | 0.00010864
6011 | 0 | 7.1032e-05 | 4.6555 | 3.7275 | 3.4273 | 9.9224 | 6.3422 | 5.4742 | 3.4273 | 24.22 | 0.545 | 7.3961e-05
6012 | 0 | 7.1819e-05 | 4.7108 | 3.7274 | 3.4273 | 10 | 6.3419 | 5.4742 | 3.4273 | 24.64 | 0.58333 | 7.9455e-05
6013 | 0 | 7.2148e-05 | 4.8087 | 3.7273 | 3.4273 | 10 | 6.3414 | 5.4742 | 3.4273 | 25.36 | 0.51383 | 7.2011e-05
6014 | 0 | 7.2198e-05 | 4.7108 | 3.7272 | 3.4273 | 10 | 6.3412 | 5.4742 | 3.4273 | 24.64 | 0.45278 | 8.5835e-05
6015 | 0 | 7.0728e-05 | 4.7484 | 3.7271 | 3.4273 | 10 | 6.341 | 5.4742 | 3.4273 | 24.92 | 0.30278 | 0.00023387
6016 | 0 | 7.0818e-05 | 4.6791 | 3.7269 | 3.4273 | 10 | 6.3403 | 5.4742 | 3.4273 | 24.4 | 0.16222 | 0.00024226
6017 | 0 | 7.4502e-05 | 4.5487 | 3.7268 | 3.4273 | 9.4209 | 6.34 | 5.4742 | 3.4273 | 23.38 | 0.063889 | 3.3909e-05
6018 | 0 | 7.611e-05 | 4.2472 | 3.7266 | 3.4273 | 8.1465 | 6.3392 | 5.4742 | 3.4273 | 20.78 | 0.0094444 | 3.7039e-05
6019 | 0 | 7.6546e-05 | 4.2364 | 3.7262 | 3.4273 | 8.1043 | 6.3381 | 5.4742 | 3.4273 | 20.68 | 0 | 3.1782e-05
6020 | 0 | 7.8032e-05 | 4.1623 | 3.7258 | 3.4273 | 7.8209 | 6.337 | 5.4742 | 3.4273 | 19.98 | 0 | 0.0001442
6021 | 0 | 7.3219e-05 | 3.9491 | 3.7257 | 3.4273 | 7.0593 | 6.3366 | 5.4742 | 3.4273 | 17.82 | 0 | 0.00012843
6022 | 0 | 7.2737e-05 | 3.9157 | 3.7257 | 3.4273 | 6.9465 | 6.3364 | 5.4742 | 3.4273 | 17.46 | 0 | 0.00014018
6023 | 0 | 7.2675e-05 | 3.9435 | 3.7255 | 3.4273 | 7.0402 | 6.3361 | 5.4742 | 3.4273 | 17.76 | 0 | 2.0558e-05
6024 | 0 | 7.29e-05 | 3.8865 | 3.7254 | 3.4273 | 6.8493 | 6.3357 | 5.4742 | 3.4273 | 17.14 | 0 | 9.0974e-06
6025 | 0 | 7.2788e-05 | 3.8013 | 3.7253 | 3.4273 | 6.5733 | 6.3354 | 5.4742 | 3.4273 | 16.18 | 0 | 1.2642e-05
6026 | 2.1797e-05 | 7.9393e-05 | 3.6196 | 3.7252 | 3.4273 | 6.0175 | 6.3351 | 5.4742 | 3.4273 | 13.98 | 0 | 1.6718e-05
6027 | 4.8722e-05 | 8.6601e-05 | 3.5232 | 3.725 | 3.4273 | 5.7396 | 6.3345 | 5.4742 | 3.4273 | 12.72 | 0 | 1.2583e-05
6028 | 6.6672e-05 | 9.1434e-05 | 3.4617 | 3.7248 | 3.4273 | 5.5681 | 6.3338 | 5.4742 | 3.4273 | 11.88 | 0 | 1.2642e-05
6029 | 7.4793e-05 | 9.4587e-05 | 3.4345 | 3.7246 | 3.4273 | 5.4939 | 6.3331 | 5.4742 | 3.4273 | 11.5 | 0.012222 | 8.2113e-06
6030 | 4.8722e-05 | 8.6277e-05 | 3.5232 | 3.7244 | 3.4273 | 5.7396 | 6.3326 | 5.4742 | 3.4273 | 12.72 | 0.10889 | 9.3928e-06
6031 | 0 | 7.0991e-05 | 3.7517 | 3.7241 | 3.4273 | 6.417 | 6.3316 | 5.4742 | 3.4273 | 15.6 | 0.285 | 0.00043715
6032 | 0 | 7.1351e-05 | 3.9435 | 3.7237 | 3.4273 | 7.0402 | 6.3304 | 5.4742 | 3.4273 | 17.76 | 0.335 | 0.00012287
6033 | 0 | 7.1587e-05 | 4.0767 | 3.7233 | 3.4273 | 7.506 | 6.3292 | 5.4742 | 3.4273 | 19.14 | 0.37111 | 7.4197e-05
6034 | 0 | 7.1279e-05 | 4.3065 | 3.723 | 3.4273 | 8.382 | 6.3281 | 5.4742 | 3.4273 | 21.32 | 0.46778 | 9.7531e-05
6035 | 0 | 7.1757e-05 | 4.3356 | 3.7227 | 3.4273 | 8.5003 | 6.3273 | 5.4742 | 3.4273 | 21.58 | 0.34556 | 0.00011
6036 | 0 | 7.1185e-05 | 4.4826 | 3.7222 | 3.4273 | 9.1244 | 6.3259 | 5.4742 | 3.4273 | 22.84 | 0.42 | 0.00020333
6037 | 0 | 7.252e-05 | 4.4826 | 3.7219 | 3.4273 | 9.1244 | 6.3248 | 5.4742 | 3.4273 | 22.84 | 0.33667 | 0.00010486
6038 | 0 | 7.227e-05 | 4.5142 | 3.7215 | 3.4273 | 9.2648 | 6.3237 | 5.4742 | 3.4273 | 23.1 | 0.22278 | 0.00010267
6039 | 0 | 7.1048e-05 | 4.5265 | 3.7212 | 3.4273 | 9.3199 | 6.3229 | 5.4742 | 3.4273 | 23.2 | 0.22444 | 9.8477e-05
6040 | 0 | 7.0925e-05 | 4.4586 | 3.7209 | 3.4273 | 9.0193 | 6.3218 | 5.4742 | 3.4273 | 22.64 | 0.115 | 7.467e-05
6041 | 0 | 7.4554e-05 | 4.3974 | 3.7205 | 3.4273 | 8.757 | 6.3207 | 5.4742 | 3.4273 | 22.12 | 0.045556 | 6.7817e-05
6042 | 0 | 7.6212e-05 | 4.2364 | 3.7201 | 3.4273 | 8.1043 | 6.3195 | 5.4742 | 3.4273 | 20.68 | 0.0044444 | 0.00019223
6043 | 0 | 7.6417e-05 | 3.9342 | 3.7198 | 3.4273 | 7.0087 | 6.3183 | 5.4742 | 3.4273 | 17.66 | 0 | 0.00020481
6044 | 0 | 7.8415e-05 | 3.8702 | 3.7194 | 3.4273 | 6.7958 | 6.3173 | 5.4742 | 3.4273 | 16.96 | 0 | 0.00019081
6045 | 0 | 7.3728e-05 | 3.8135 | 3.7192 | 3.4273 | 6.6121 | 6.3167 | 5.4742 | 3.4273 | 16.32 | 0 | 0.00018549
6046 | 0 | 7.2498e-05 | 3.7789 | 3.7191 | 3.4273 | 6.5023 | 6.3162 | 5.4742 | 3.4273 | 15.92 | 0 | 9.0974e-06
6047 | 0 | 7.2383e-05 | 3.7099 | 3.719 | 3.4273 | 6.2882 | 6.316 | 5.4742 | 3.4273 | 15.1 | 0 | 1.0929e-05
6048 | 6.8382e-06 | 7.4559e-05 | 3.6755 | 3.719 | 3.4273 | 6.1838 | 6.316 | 5.4742 | 3.4273 | 14.68 | 0 | 7.9159e-06
6049 | 2.1797e-05 | 7.9034e-05 | 3.6196 | 3.7188 | 3.4273 | 6.0175 | 6.3153 | 5.4742 | 3.4273 | 13.98 | 0 | 1.4828e-05
6050 | 3.0344e-05 | 8.1342e-05 | 3.5884 | 3.7184 | 3.4273 | 5.9264 | 6.3142 | 5.4742 | 3.4273 | 13.58 | 0 | 1.0279e-05
6051 | 3.6328e-05 | 8.3088e-05 | 3.5669 | 3.7182 | 3.4273 | 5.8642 | 6.3134 | 5.4742 | 3.4273 | 13.3 | 0 | 1.0102e-05
6052 | 3.6328e-05 | 8.1954e-05 | 3.5669 | 3.718 | 3.4273 | 5.8642 | 6.3129 | 5.4742 | 3.4273 | 13.3 | 0 | 1.022e-05
6053 | 3.4191e-05 | 8.2239e-05 | 3.5746 | 3.7178 | 3.4273 | 5.8863 | 6.3123 | 5.4742 | 3.4273 | 13.4 | 0.0072222 | 1.087e-05
6054 | 3.4191e-05 | 8.1413e-05 | 3.5746 | 3.7176 | 3.4273 | 5.8863 | 6.3116 | 5.4742 | 3.4273 | 13.4 | 0.045556 | 9.9835e-06
6055 | 2.6783e-05 | 7.8313e-05 | 3.6014 | 3.7173 | 3.4273 | 5.964 | 6.3107 | 5.4742 | 3.4273 | 13.7467 | 0.13556 | 0.00046763
6056 | 8.5477e-06 | 7.3033e-05 | 3.6691 | 3.7167 | 3.4273 | 6.1644 | 6.3089 | 5.4742 | 3.4273 | 14.6 | 0.25333 | 0.00011957
6057 | 0 | 7.1522e-05 | 3.7517 | 3.7159 | 3.4273 | 6.417 | 6.3066 | 5.4742 | 3.4273 | 15.6 | 0.21556 | 7.3606e-05
6058 | 0 | 7.1168e-05 | 3.8031 | 3.7152 | 3.4273 | 6.5788 | 6.3044 | 5.4742 | 3.4273 | 16.2 | 0.29889 | 0.00011248
6059 | 0 | 7.196e-05 | 3.8631 | 3.7145 | 3.4273 | 6.7723 | 6.3021 | 5.4742 | 3.4273 | 16.88 | 0.30611 | 9.4578e-05
6060 | 0 | 7.0702e-05 | 3.8956 | 3.7137 | 3.4273 | 6.8794 | 6.2998 | 5.4742 | 3.4273 | 17.24 | 0.3097 | 0.00022153
6061 | 0 | 7.2507e-05 | 3.9889 | 3.713 | 3.4273 | 7.1955 | 6.2975 | 5.4742 | 3.4273 | 18.24 | 0.23556 | 0.00011632
6062 | 0 | 7.2376e-05 | 3.9889 | 3.7122 | 3.4273 | 7.1955 | 6.295 | 5.4742 | 3.4273 | 18.24 | 0.20222 | 0.00010864
6063 | 0 | 7.0818e-05 | 4.01 | 3.7112 | 3.4273 | 7.269 | 6.2922 | 5.4742 | 3.4273 | 18.46 | 0.085 | 9.9835e-05
6064 | 0 | 7.0714e-05 | 4.0529 | 3.7103 | 3.4273 | 7.4206 | 6.2894 | 5.4742 | 3.4273 | 18.9 | 0.040556 | 5.9015e-05
6065 | 0 | 7.4082e-05 | 3.9793 | 3.7094 | 3.4273 | 7.1626 | 6.2867 | 5.4742 | 3.4273 | 18.14 | 0.012222 | 7.1834e-05
6066 | 0 | 7.5501e-05 | 3.9157 | 3.7086 | 3.4273 | 6.9465 | 6.2841 | 5.4742 | 3.4273 | 17.46 | 0.0044444 | 0.00019229
6067 | 0 | 7.6672e-05 | 3.8135 | 3.7079 | 3.4273 | 6.6121 | 6.282 | 5.4742 | 3.4273 | 16.32 | 0 | 0.00020918
6068 | 4.2739e-07 | 7.6542e-05 | 3.7 | 3.7073 | 3.4273 | 6.258 | 6.2801 | 5.4742 | 3.4273 | 14.98 | 0 | 0.00021645
6069 | 1.5386e-05 | 7.7682e-05 | 3.6434 | 3.7067 | 3.4273 | 6.0877 | 6.2785 | 5.4742 | 3.4273 | 14.28 | 0 | 0.00018419
6070 | 2.778e-05 | 8.0695e-05 | 3.5977 | 3.7062 | 3.4273 | 5.9534 | 6.2767 | 5.4742 | 3.4273 | 13.7 | 0 | 9.7472e-06
6071 | 6.3681e-05 | 9.0359e-05 | 3.4718 | 3.7056 | 3.4273 | 5.596 | 6.275 | 5.4742 | 3.4273 | 12.02 | 0 | 1.276e-05
6072 | 4.8722e-05 | 8.5998e-05 | 3.5232 | 3.7051 | 3.4273 | 5.7396 | 6.2733 | 5.4742 | 3.4273 | 12.72 | 0 | 1.1165e-05
6073 | 6.3681e-05 | 9.0049e-05 | 3.4718 | 3.7045 | 3.4273 | 5.596 | 6.2716 | 5.4742 | 3.4273 | 12.02 | 0 | 1.3055e-05
6074 | 5.4278e-05 | 8.7721e-05 | 3.5039 | 3.7039 | 3.4273 | 5.6854 | 6.2699 | 5.4742 | 3.4273 | 12.46 | 0 | 1.0279e-05
6075 | 4.1029e-05 | 8.3373e-05 | 3.5502 | 3.7033 | 3.4273 | 5.8163 | 6.268 | 5.4742 | 3.4273 | 13.08 | 0 | 8.6248e-06
6076 | 2.3934e-05 | 7.7596e-05 | 3.6118 | 3.7028 | 3.4273 | 5.9944 | 6.2666 | 5.4742 | 3.4273 | 13.88 | 0 | 1.0338e-05
6077 | 2.1797e-05 | 7.7731e-05 | 3.6196 | 3.7024 | 3.4273 | 6.0175 | 6.2653 | 5.4742 | 3.4273 | 13.98 | 0.005 | 1.4473e-05
6078 | 6.8382e-06 | 7.314e-05 | 3.6755 | 3.7019 | 3.4273 | 6.1838 | 6.2636 | 5.4742 | 3.4273 | 14.68 | 0.056111 | 7.207e-06
6079 | 0 | 7.0192e-05 | 3.7399 | 3.7013 | 3.4273 | 6.3804 | 6.2618 | 5.4742 | 3.4273 | 15.46 | 0.095 | 0.00045995
6080 | 0 | 6.989e-05 | 3.9157 | 3.7006 | 3.4273 | 6.9465 | 6.2597 | 5.4742 | 3.4273 | 17.46 | 0.42556 | 0.00010911
6081 | 0 | 7.0711e-05 | 4.01 | 3.6999 | 3.4273 | 7.269 | 6.2576 | 5.4742 | 3.4273 | 18.46 | 0.15833 | 6.4154e-05
6082 | 0 | 7.0316e-05 | 3.9213 | 3.6991 | 3.4273 | 6.9651 | 6.255 | 5.4742 | 3.4273 | 17.52 | 0.12389 | 9.7472e-05
6083 | 0 | 7.041e-05 | 3.7687 | 3.6982 | 3.4273 | 6.47 | 6.2526 | 5.4742 | 3.4273 | 15.8 | 0.17889 | 9.1801e-05
6084 | 0 | 7.0014e-05 | 3.8793 | 3.6976 | 3.4273 | 6.8254 | 6.2505 | 5.4742 | 3.4273 | 17.06 | 0.10056 | 0.0002171
6085 | 0 | 6.7945e-05 | 3.9604 | 3.6968 | 3.4273 | 7.0977 | 6.2483 | 5.4742 | 3.4273 | 17.94 | 0.17278 | 0.00010917
6086 | 0 | 7.0233e-05 | 4.1416 | 3.696 | 3.4273 | 7.7436 | 6.2458 | 5.4742 | 3.4273 | 19.78 | 0.21056 | 0.00010025
6087 | 0 | 6.9948e-05 | 4.2843 | 3.6953 | 3.4273 | 8.2932 | 6.2436 | 5.4742 | 3.4273 | 21.12 | 0.29667 | 0.00011094
6088 | 0 | 6.8782e-05 | 4.1519 | 3.6945 | 3.4273 | 7.7821 | 6.2411 | 5.4742 | 3.4273 | 19.88 | 0.23333 | 6.8053e-05
6089 | 0 | 7.1113e-05 | 3.9623 | 3.6936 | 3.4273 | 7.1041 | 6.2384 | 5.4742 | 3.4273 | 17.96 | 0.068889 | 6.6281e-05
6090 | 0 | 7.0921e-05 | 3.8793 | 3.6927 | 3.4273 | 6.8254 | 6.2357 | 5.4742 | 3.4273 | 17.06 | 0.005 | 0.00022123
6091 | 0 | 7.4915e-05 | 3.8559 | 3.6919 | 3.4273 | 6.7489 | 6.2332 | 5.4742 | 3.4273 | 16.8 | 0 | 0.00020215
6092 | 0 | 7.1905e-05 | 3.7199 | 3.691 | 3.4273 | 6.3186 | 6.2306 | 5.4742 | 3.4273 | 15.22 | 0 | 0.00019884
6093 | 0 | 7.214e-05 | 3.7619 | 3.6902 | 3.4273 | 6.4487 | 6.2283 | 5.4742 | 3.4273 | 15.72 | 0 | 0.00020859
6094 | 3.2054e-05 | 8.0899e-05 | 3.5823 | 3.6896 | 3.4273 | 5.9085 | 6.2263 | 5.4742 | 3.4273 | 13.5 | 0 | 9.2746e-06
6095 | 5.4278e-05 | 8.8013e-05 | 3.5039 | 3.689 | 3.4273 | 5.6854 | 6.2246 | 5.4742 | 3.4273 | 12.46 | 0 | 7.7387e-06
6096 | 5.0859e-05 | 8.672e-05 | 3.5157 | 3.6885 | 3.4273 | 5.7186 | 6.223 | 5.4742 | 3.4273 | 12.62 | 0 | 6.1437e-06
6097 | 5.5988e-05 | 8.811e-05 | 3.498 | 3.688 | 3.4273 | 5.6689 | 6.2214 | 5.4742 | 3.4273 | 12.38 | 0 | 8.3885e-06
6098 | 4.5303e-05 | 8.4562e-05 | 3.5351 | 3.6875 | 3.4273 | 5.7734 | 6.22 | 5.4742 | 3.4273 | 12.88 | 0 | 1.6482e-05
6099 | 4.3166e-05 | 8.3236e-05 | 3.5426 | 3.6871 | 3.4273 | 5.7948 | 6.2187 | 5.4742 | 3.4273 | 12.98 | 0 | 1.2701e-05
6100 | 4.8722e-05 | 8.564e-05 | 3.5232 | 3.6867 | 3.4273 | 5.7396 | 6.2175 | 5.4742 | 3.4273 | 12.72 | 0 | 1.5123e-05
6101 | 4.8722e-05 | 8.6018e-05 | 3.5232 | 3.6863 | 3.4273 | 5.7396 | 6.2163 | 5.4742 | 3.4273 | 12.72 | 0.005 | 1.1697e-05
6102 | 4.1029e-05 | 8.3434e-05 | 3.5502 | 3.6859 | 3.4273 | 5.8163 | 6.2151 | 5.4742 | 3.4273 | 13.08 | 0.079444 | 7.3252e-06
6103 | 1.2822e-05 | 7.3921e-05 | 3.653 | 3.6854 | 3.4273 | 6.1162 | 6.2137 | 5.4742 | 3.4273 | 14.4 | 0.24167 | 0.0004762
6104 | 0 | 7.0296e-05 | 3.7517 | 3.6849 | 3.4273 | 6.417 | 6.2121 | 5.4742 | 3.4273 | 15.6 | 0.38222 | 0.00011661
6105 | 0 | 7.0464e-05 | 3.8793 | 3.6843 | 3.4273 | 6.8254 | 6.2103 | 5.4742 | 3.4273 | 17.06 | 0.41333 | 6.2855e-05
6106 | 0 | 7.0422e-05 | 3.9889 | 3.6837 | 3.4273 | 7.1955 | 6.2085 | 5.4742 | 3.4273 | 18.24 | 0.41 | 0.00011035
6107 | 0 | 7.0783e-05 | 3.9623 | 3.6832 | 3.4273 | 7.1041 | 6.207 | 5.4742 | 3.4273 | 17.96 | 0.50611 | 0.00010108
6108 | 0 | 7.0617e-05 | 4.0887 | 3.6827 | 3.4273 | 7.5494 | 6.2054 | 5.4742 | 3.4273 | 19.26 | 0.32167 | 0.00021054
6109 | 0 | 7.0108e-05 | 3.9889 | 3.6821 | 3.4273 | 7.1955 | 6.2037 | 5.4742 | 3.4273 | 18.24 | 0.59056 | 0.00011236
6110 | 0 | 6.9575e-05 | 3.9342 | 3.6815 | 3.4273 | 7.0087 | 6.2019 | 5.4742 | 3.4273 | 17.66 | 0.32167 | 0.00011514
6111 | 0 | 7.0841e-05 | 4.0431 | 3.681 | 3.4273 | 7.3856 | 6.2003 | 5.4742 | 3.4273 | 18.8 | 0.29667 | 0.00011803
6112 | 0 | 7.0016e-05 | 4.0767 | 3.6803 | 3.4273 | 7.506 | 6.1983 | 5.4742 | 3.4273 | 19.14 | 0.097778 | 6.4745e-05
6113 | 0 | 6.9114e-05 | 3.9491 | 3.6797 | 3.4273 | 7.0593 | 6.1965 | 5.4742 | 3.4273 | 17.82 | 0.025 | 5.4112e-05
6114 | 0 | 7.056e-05 | 3.8559 | 3.6791 | 3.4273 | 6.7489 | 6.1947 | 5.4742 | 3.4273 | 16.8 | 0.005 | 0.00020593
6115 | 4.2739e-07 | 7.0397e-05 | 3.7 | 3.6789 | 3.4273 | 6.258 | 6.1941 | 5.4742 | 3.4273 | 14.98 | 0 | 0.00021349
6116 | 1.795e-05 | 7.6208e-05 | 3.6338 | 3.6787 | 3.4273 | 6.0594 | 6.1933 | 5.4742 | 3.4273 | 14.16 | 0 | 0.00019429
6117 | 3.0344e-05 | 8.0118e-05 | 3.5884 | 3.6784 | 3.4273 | 5.9264 | 6.1926 | 5.4742 | 3.4273 | 13.58 | 0 | 0.00019595
6118 | 4.1029e-05 | 8.3569e-05 | 3.5502 | 3.6782 | 3.4273 | 5.8163 | 6.1918 | 5.4742 | 3.4273 | 13.08 | 0 | 8.9202e-06
6119 | 6.1544e-05 | 8.9557e-05 | 3.479 | 3.678 | 3.4273 | 5.616 | 6.1912 | 5.4742 | 3.4273 | 12.12 | 0 | 1.1401e-05
6120 | 7.4793e-05 | 9.3433e-05 | 3.4345 | 3.6778 | 3.4273 | 5.4939 | 6.1905 | 5.4742 | 3.4273 | 11.5 | 0 | 8.802e-06
6121 | 6.6672e-05 | 9.0858e-05 | 3.4617 | 3.6774 | 3.4273 | 5.5681 | 6.1895 | 5.4742 | 3.4273 | 11.88 | 0 | 1.1638e-05
6122 | 7.4793e-05 | 9.3845e-05 | 3.4345 | 3.677 | 3.4273 | 5.4939 | 6.1883 | 5.4742 | 3.4273 | 11.5 | 0 | 1.2701e-05
6123 | 7.2228e-05 | 9.2241e-05 | 3.4431 | 3.6765 | 3.4273 | 5.5171 | 6.1867 | 5.4742 | 3.4273 | 11.62 | 0 | 1.1815e-05
6124 | 6.6672e-05 | 8.989e-05 | 3.4617 | 3.676 | 3.4273 | 5.5681 | 6.1853 | 5.4742 | 3.4273 | 11.88 | 0 | 1.1047e-05
6125 | 6.6672e-05 | 9.0904e-05 | 3.4617 | 3.6754 | 3.4273 | 5.5681 | 6.1835 | 5.4742 | 3.4273 | 11.88 | 0.0027778 | 7.5024e-06
6126 | 5.5988e-05 | 8.8306e-05 | 3.498 | 3.675 | 3.4273 | 5.6689 | 6.1823 | 5.4742 | 3.4273 | 12.38 | 0.045556 | 7.7387e-06
6127 | 2.3934e-05 | 7.7621e-05 | 3.6118 | 3.6744 | 3.4273 | 5.9944 | 6.1804 | 5.4742 | 3.4273 | 13.88 | 0.22278 | 0.00045824
6128 | 1.8805e-05 | 7.6072e-05 | 3.6307 | 3.6738 | 3.4273 | 6.05 | 6.1786 | 5.4742 | 3.4273 | 14.12 | 0.17333 | 0.00011378
6129 | 4.7013e-06 | 7.1843e-05 | 3.6837 | 3.6732 | 3.4273 | 6.2084 | 6.177 | 5.4742 | 3.4273 | 14.78 | 0.17889 | 6.0905e-05
6130 | 0 | 7.0381e-05 | 3.8031 | 3.6727 | 3.4273 | 6.5788 | 6.1754 | 5.4742 | 3.4273 | 16.2 | 0.18778 | 0.00010976
6131 | 0 | 7.0557e-05 | 3.9491 | 3.6723 | 3.4273 | 7.0593 | 6.1742 | 5.4742 | 3.4273 | 17.82 | 0.12611 | 0.00010167
6132 | 0 | 6.9533e-05 | 3.9793 | 3.6719 | 3.4273 | 7.1626 | 6.173 | 5.4742 | 3.4273 | 18.14 | 0.49139 | 0.00020103
6133 | 0 | 7.0808e-05 | 4.0333 | 3.6716 | 3.4273 | 7.3509 | 6.1721 | 5.4742 | 3.4273 | 18.7 | 0.30611 | 0.00010356
6134 | 2.5643e-06 | 7.1488e-05 | 3.6918 | 3.6714 | 3.4273 | 6.2331 | 6.1713 | 5.4742 | 3.4273 | 14.88 | 0.37944 | 9.5818e-05
6135 | 0 | 6.8853e-05 | 3.9793 | 3.6711 | 3.4273 | 7.1626 | 6.1706 | 5.4742 | 3.4273 | 18.14 | 0.34611 | 0.00011626
6136 | 0 | 6.8261e-05 | 4.1519 | 3.6709 | 3.4273 | 7.7821 | 6.1698 | 5.4742 | 3.4273 | 19.88 | 0.22444 | 7.0003e-05
6137 | 0 | 6.8469e-05 | 4.1089 | 3.6706 | 3.4273 | 7.6229 | 6.1691 | 5.4742 | 3.4273 | 19.46 | 0.068889 | 6.6517e-05
6138 | 0 | 7.0522e-05 | 3.8956 | 3.6702 | 3.4273 | 6.8794 | 6.1679 | 5.4742 | 3.4273 | 17.24 | 0.005 | 0.00020576
6139 | 0 | 7.1904e-05 | 3.8135 | 3.6698 | 3.4273 | 6.6121 | 6.1667 | 5.4742 | 3.4273 | 16.32 | 0 | 0.00019258
6140 | 0 | 6.9694e-05 | 3.8702 | 3.6695 | 3.4273 | 6.7958 | 6.1657 | 5.4742 | 3.4273 | 16.96 | 0 | 0.00021739
6141 | 0 | 7.1296e-05 | 3.8452 | 3.6691 | 3.4273 | 6.7142 | 6.1645 | 5.4742 | 3.4273 | 16.68 | 0 | 0.00020079
6142 | 3.0344e-05 | 8.0696e-05 | 3.5884 | 3.6687 | 3.4273 | 5.9264 | 6.1633 | 5.4742 | 3.4273 | 13.58 | 0 | 1.0397e-05
6143 | 5.5988e-05 | 8.8316e-05 | 3.498 | 3.6684 | 3.4273 | 5.6689 | 6.1623 | 5.4742 | 3.4273 | 12.38 | 0 | 9.6882e-06
6144 | 6.1544e-05 | 8.9906e-05 | 3.479 | 3.6683 | 3.4273 | 5.616 | 6.1621 | 5.4742 | 3.4273 | 12.12 | 0 | 2.4279e-05
6145 | 3.6328e-05 | 8.2512e-05 | 3.5669 | 3.668 | 3.4273 | 5.8642 | 6.1612 | 5.4742 | 3.4273 | 13.3 | 0 | 2.5815e-05
6146 | 3.6328e-05 | 8.1571e-05 | 3.5669 | 3.6678 | 3.4273 | 5.8642 | 6.1605 | 5.4742 | 3.4273 | 13.3 | 0 | 1.7959e-05
6147 | 5.4278e-05 | 8.7797e-05 | 3.5039 | 3.6674 | 3.4273 | 5.6854 | 6.1595 | 5.4742 | 3.4273 | 12.46 | 0 | 1.9554e-05
6148 | 5.8979e-05 | 8.9209e-05 | 3.4878 | 3.667 | 3.4273 | 5.6403 | 6.1583 | 5.4742 | 3.4273 | 12.24 | 0 | 1.6127e-05
6149 | 7.693e-05 | 9.3521e-05 | 3.4275 | 3.6665 | 3.4273 | 5.4747 | 6.1566 | 5.4742 | 3.4273 | 11.4 | 0.0027778 | 2.168e-05
6150 | 7.2228e-05 | 9.3121e-05 | 3.4431 | 3.6659 | 3.4273 | 5.5171 | 6.155 | 5.4742 | 3.4273 | 11.62 | 0.035 | 2.3275e-05
6151 | 5.4278e-05 | 8.6651e-05 | 3.5039 | 3.6653 | 3.4273 | 5.6854 | 6.1532 | 5.4742 | 3.4273 | 12.46 | 0.19852 | 0.00045233
6152 | 4.5303e-05 | 8.4197e-05 | 3.5351 | 3.6647 | 3.4273 | 5.7734 | 6.1514 | 5.4742 | 3.4273 | 12.88 | 0.19333 | 0.00044908
6153 | 8.5477e-06 | 7.3134e-05 | 3.6691 | 3.6643 | 3.4273 | 6.1644 | 6.15 | 5.4742 | 3.4273 | 14.6 | 0.22278 | 0.00013049
6154 | 0 | 6.9917e-05 | 3.7517 | 3.6639 | 3.4273 | 6.417 | 6.1489 | 5.4742 | 3.4273 | 15.6 | 0.34944 | 0.00011094
6155 | 0 | 7.0032e-05 | 3.8956 | 3.6636 | 3.4273 | 6.8794 | 6.1479 | 5.4742 | 3.4273 | 17.24 | 0.54056 | 7.148e-05
6156 | 0 | 6.9828e-05 | 3.9342 | 3.6633 | 3.4273 | 7.0087 | 6.147 | 5.4742 | 3.4273 | 17.66 | 0.40444 | 7.0239e-05
6157 | 0 | 6.8629e-05 | 3.8865 | 3.663 | 3.4273 | 6.8493 | 6.1462 | 5.4742 | 3.4273 | 17.14 | 0.41722 | 7.4315e-05
6158 | 0 | 6.8865e-05 | 4.0648 | 3.6627 | 3.4273 | 7.4631 | 6.1452 | 5.4742 | 3.4273 | 19.02 | 0.27111 | 7.6087e-05
6159 | 0 | 6.8598e-05 | 4.0767 | 3.6624 | 3.4273 | 7.506 | 6.1445 | 5.4742 | 3.4273 | 19.14 | 0.35222 | 0.00024841
6160 | 0 | 6.8796e-05 | 4.0197 | 3.6621 | 3.4273 | 7.3029 | 6.1434 | 5.4742 | 3.4273 | 18.56 | 0.22444 | 0.00024102
6161 | 0 | 6.7753e-05 | 3.9342 | 3.6617 | 3.4273 | 7.0087 | 6.1422 | 5.4742 | 3.4273 | 17.66 | 0.061111 | 4.3242e-05
6162 | 0 | 6.8438e-05 | 3.7534 | 3.6611 | 3.4273 | 6.4223 | 6.1406 | 5.4742 | 3.4273 | 15.62 | 0.0027778 | 3.3259e-05
6163 | 0 | 7.3388e-05 | 3.7298 | 3.6606 | 3.4273 | 6.3494 | 6.139 | 5.4742 | 3.4273 | 15.34 | 0 | 4.4601e-05
6164 | 1.0685e-05 | 7.4415e-05 | 3.661 | 3.6601 | 3.4273 | 6.1402 | 6.1376 | 5.4742 | 3.4273 | 14.5 | 0 | 0.0001325
6165 | 1.0685e-05 | 7.4227e-05 | 3.661 | 3.6598 | 3.4273 | 6.1402 | 6.1366 | 5.4742 | 3.4273 | 14.5 | 0 | 0.00014491
6166 | 0 | 7.117e-05 | 3.7199 | 3.6595 | 3.4273 | 6.3186 | 6.1356 | 5.4742 | 3.4273 | 15.22 | 0 | 0.00013404
6167 | 3.4191e-05 | 8.1429e-05 | 3.5746 | 3.6591 | 3.4273 | 5.8863 | 6.1344 | 5.4742 | 3.4273 | 13.4 | 0 | 1.6009e-05
6168 | 5.0859e-05 | 8.5399e-05 | 3.5157 | 3.6588 | 3.4273 | 5.7186 | 6.1335 | 5.4742 | 3.4273 | 12.62 | 0 | 1.7959e-05
6169 | 4.5303e-05 | 8.4849e-05 | 3.5351 | 3.6586 | 3.4273 | 5.7734 | 6.133 | 5.4742 | 3.4273 | 12.88 | 0 | 2.0617e-05
6170 | 4.5303e-05 | 8.4062e-05 | 3.5351 | 3.6583 | 3.4273 | 5.7734 | 6.1323 | 5.4742 | 3.4273 | 12.88 | 0 | 1.9908e-05
6171 | 3.4191e-05 | 8.1453e-05 | 3.5746 | 3.6581 | 3.4273 | 5.8863 | 6.1314 | 5.4742 | 3.4273 | 13.4 | 0 | 1.9672e-05
6172 | 6.8382e-06 | 7.2488e-05 | 3.6755 | 3.6577 | 3.4273 | 6.1838 | 6.1304 | 5.4742 | 3.4273 | 14.68 | 0 | 1.979e-05
6173 | 0 | 7.1371e-05 | 3.8258 | 3.6572 | 3.4273 | 6.6514 | 6.129 | 5.4742 | 3.4273 | 16.46 | 0.0027778 | 1.5536e-05
6174 | 0 | 7.1345e-05 | 3.9157 | 3.6566 | 3.4273 | 6.9465 | 6.1272 | 5.4742 | 3.4273 | 17.46 | 0.066667 | 1.914e-05
6175 | 0 | 7.0212e-05 | 3.8153 | 3.6559 | 3.4273 | 6.6177 | 6.1251 | 5.4742 | 3.4273 | 16.34 | 0.15611 | 0.00046462
6176 | 0 | 7.0122e-05 | 3.8559 | 3.6552 | 3.4273 | 6.7489 | 6.123 | 5.4742 | 3.4273 | 16.8 | 0.12111 | 0.00042805
6177 | 0 | 7.0083e-05 | 4.0197 | 3.6543 | 3.4273 | 7.3029 | 6.1203 | 5.4742 | 3.4273 | 18.56 | 0.505 | 0.00012276
6178 | 0 | 6.9604e-05 | 4.0907 | 3.6536 | 3.4273 | 7.5567 | 6.1182 | 5.4742 | 3.4273 | 19.28 | 0.41722 | 0.00011673
6179 | 0 | 7.0276e-05 | 4.1211 | 3.6529 | 3.4273 | 7.6677 | 6.116 | 5.4742 | 3.4273 | 19.58 | 0.56278 | 7.2366e-05
6180 | 0 | 6.9684e-05 | 4.1628 | 3.6522 | 3.4273 | 7.8227 | 6.114 | 5.4742 | 3.4273 | 19.9844 | 0.665 | 7.0357e-05
6181 | 0 | 6.9391e-05 | 4.2712 | 3.6517 | 3.4273 | 8.2408 | 6.1124 | 5.4742 | 3.4273 | 21 | 0.57222 | 7.4611e-05
6182 | 0 | 6.9766e-05 | 4.1644 | 3.6511 | 3.4273 | 7.8288 | 6.1108 | 5.4742 | 3.4273 | 20 | 0.46167 | 7.0357e-05
6183 | 0 | 6.8743e-05 | 4.2256 | 3.6505 | 3.4273 | 8.0626 | 6.1089 | 5.4742 | 3.4273 | 20.58 | 0.32778 | 0.0002728
6184 | 0 | 6.869e-05 | 4.1416 | 3.6499 | 3.4273 | 7.7436 | 6.1071 | 5.4742 | 3.4273 | 19.78 | 0.22 | 0.00023819
6185 | 0 | 7.3571e-05 | 4.0648 | 3.6492 | 3.4273 | 7.4631 | 6.1051 | 5.4742 | 3.4273 | 19.02 | 0.058889 | 3.8221e-05
6186 | 1.2822e-05 | 7.9994e-05 | 3.653 | 3.6483 | 3.4273 | 6.1162 | 6.1023 | 5.4742 | 3.4273 | 14.4 | 0.005 | 3.2668e-05
6187 | 0 | 7.6809e-05 | 3.8452 | 3.6473 | 3.4273 | 6.7142 | 6.0994 | 5.4742 | 3.4273 | 16.68 | 0 | 3.7689e-05
6188 | 0 | 7.8582e-05 | 3.7892 | 3.6464 | 3.4273 | 6.5348 | 6.0965 | 5.4742 | 3.4273 | 16.04 | 0 | 0.00014621
6189 | 0 | 7.3501e-05 | 3.7399 | 3.6455 | 3.4273 | 6.3804 | 6.094 | 5.4742 | 3.4273 | 15.46 | 0 | 0.0001582
6190 | 0 | 7.1726e-05 | 3.7399 | 3.6445 | 3.4273 | 6.3804 | 6.0911 | 5.4742 | 3.4273 | 15.46 | 0 | 0.00014774
6191 | 0 | 7.154e-05 | 3.7298 | 3.6435 | 3.4273 | 6.3494 | 6.0881 | 5.4742 | 3.4273 | 15.34 | 0 | 1.6659e-05
6192 | 0 | 7.1947e-05 | 3.7534 | 3.6425 | 3.4273 | 6.4223 | 6.0851 | 5.4742 | 3.4273 | 15.62 | 0 | 1.2169e-05
6193 | 0 | 7.045e-05 | 3.7416 | 3.6414 | 3.4273 | 6.3856 | 6.0818 | 5.4742 | 3.4273 | 15.48 | 0 | 1.2878e-05
6194 | 0 | 7.1303e-05 | 3.7534 | 3.6404 | 3.4273 | 6.4223 | 6.0788 | 5.4742 | 3.4273 | 15.62 | 0 | 1.5359e-05
6195 | 0 | 7.0676e-05 | 3.7416 | 3.6394 | 3.4273 | 6.3856 | 6.0758 | 5.4742 | 3.4273 | 15.48 | 0 | 7.7387e-06
6196 | 0 | 7.1704e-05 | 3.7099 | 3.6384 | 3.4273 | 6.2882 | 6.0728 | 5.4742 | 3.4273 | 15.1 | 0 | 9.2746e-06
6197 | 0 | 7.1563e-05 | 3.7116 | 3.6374 | 3.4273 | 6.2932 | 6.0699 | 5.4742 | 3.4273 | 15.12 | 0.0027778 | 1.146e-05
6198 | 2.778e-05 | 8.0079e-05 | 3.5977 | 3.6364 | 3.4273 | 5.9534 | 6.067 | 5.4742 | 3.4273 | 13.7 | 0.012222 | 9.7472e-06
6199 | 1.2822e-05 | 7.4056e-05 | 3.653 | 3.6353 | 3.4273 | 6.1162 | 6.0637 | 5.4742 | 3.4273 | 14.4 | 0.029444 | 0.00046326
6200 | 2.5643e-06 | 7.1211e-05 | 3.6918 | 3.6343 | 3.4273 | 6.2331 | 6.0608 | 5.4742 | 3.4273 | 14.88 | 0.12389 | 0.00012518
6201 | 0 | 7.0632e-05 | 3.7534 | 3.6333 | 3.4273 | 6.4223 | 6.0578 | 5.4742 | 3.4273 | 15.62 | 0.14278 | 7.721e-05
6202 | 0 | 6.9493e-05 | 3.8328 | 3.6324 | 3.4273 | 6.6741 | 6.0552 | 5.4742 | 3.4273 | 16.54 | 0.31889 | 9.5818e-05
6203 | 0 | 7.0035e-05 | 3.8258 | 3.6318 | 3.4273 | 6.6514 | 6.0533 | 5.4742 | 3.4273 | 16.46 | 0.42556 | 0.00010291
6204 | 0 | 6.9857e-05 | 3.9699 | 3.6313 | 3.4273 | 7.13 | 6.0518 | 5.4742 | 3.4273 | 18.04 | 0.49222 | 0.00019997
6205 | 0 | 7.0647e-05 | 3.8452 | 3.6309 | 3.4273 | 6.7142 | 6.0507 | 5.4742 | 3.4273 | 16.68 | 0.42556 | 9.7413e-05
6206 | 0 | 7.0964e-05 | 3.7704 | 3.6305 | 3.4273 | 6.4754 | 6.0496 | 5.4742 | 3.4273 | 15.82 | 0.32778 | 0.00010521
6207 | 7.2228e-05 | 8.9005e-05 | 3.4431 | 3.6301 | 3.4273 | 5.5171 | 6.0485 | 5.4742 | 3.4273 | 11.62 | 0.14556 | 0.00010622
6208 | 3.2054e-05 | 7.563e-05 | 3.5823 | 3.6297 | 3.4273 | 5.9085 | 6.0472 | 5.4742 | 3.4273 | 13.5 | 0.043333 | 6.8349e-05
6209 | 4.3166e-05 | 8.2401e-05 | 3.5426 | 3.6291 | 3.4273 | 5.7948 | 6.0454 | 5.4742 | 3.4273 | 12.98 | 0.032222 | 6.0137e-05
6210 | 4.3166e-05 | 8.4943e-05 | 3.5426 | 3.6285 | 3.4273 | 5.7948 | 6.0437 | 5.4742 | 3.4273 | 12.98 | 0 | 0.00020304
6211 | 3.4191e-05 | 8.8651e-05 | 3.5746 | 3.6279 | 3.4273 | 5.8863 | 6.0419 | 5.4742 | 3.4273 | 13.4 | 0 | 0.00020363
6212 | 4.1029e-05 | 8.56e-05 | 3.5502 | 3.6275 | 3.4273 | 5.8163 | 6.0407 | 5.4742 | 3.4273 | 13.08 | 0 | 0.00021149
6213 | 4.8722e-05 | 8.6105e-05 | 3.5232 | 3.627 | 3.4273 | 5.7396 | 6.0391 | 5.4742 | 3.4273 | 12.72 | 0 | 0.00021911
6214 | 4.1029e-05 | 8.3233e-05 | 3.5502 | 3.6266 | 3.4273 | 5.8163 | 6.038 | 5.4742 | 3.4273 | 13.08 | 0 | 7.5024e-06
6215 | 5.0859e-05 | 8.6442e-05 | 3.5157 | 3.6261 | 3.4273 | 5.7186 | 6.0365 | 5.4742 | 3.4273 | 12.62 | 0 | 9.6291e-06
6216 | 5.4278e-05 | 8.6659e-05 | 3.5039 | 3.6255 | 3.4273 | 5.6854 | 6.0348 | 5.4742 | 3.4273 | 12.46 | 0 | 8.9793e-06
6217 | 5.5988e-05 | 8.8201e-05 | 3.498 | 3.625 | 3.4273 | 5.6689 | 6.0333 | 5.4742 | 3.4273 | 12.38 | 0 | 8.9793e-06
6218 | 6.1116e-05 | 8.9043e-05 | 3.4805 | 3.6243 | 3.4273 | 5.6201 | 6.0313 | 5.4742 | 3.4273 | 12.14 | 0 | 1.0811e-05
6219 | 5.8979e-05 | 8.9044e-05 | 3.4878 | 3.6236 | 3.4273 | 5.6403 | 6.0293 | 5.4742 | 3.4273 | 12.24 | 0 | 8.3294e-06
6220 | 6.9664e-05 | 9.1596e-05 | 3.4516 | 3.6229 | 3.4273 | 5.5405 | 6.027 | 5.4742 | 3.4273 | 11.74 | 0 | 1.022e-05
6221 | 5.8979e-05 | 8.9356e-05 | 3.4878 | 3.6221 | 3.4273 | 5.6403 | 6.0247 | 5.4742 | 3.4273 | 12.24 | 0.0027778 | 1.146e-05
6222 | 5.0859e-05 | 8.6073e-05 | 3.5157 | 3.6212 | 3.4273 | 5.7186 | 6.0222 | 5.4742 | 3.4273 | 12.62 | 0.043333 | 9.7472e-06
6223 | 3.6328e-05 | 8.145e-05 | 3.5669 | 3.6204 | 3.4273 | 5.8642 | 6.0198 | 5.4742 | 3.4273 | 13.3 | 0.11833 | 0.00044323
6224 | 2.1797e-05 | 7.7327e-05 | 3.6196 | 3.6196 | 3.4273 | 6.0175 | 6.0173 | 5.4742 | 3.4273 | 13.98 | 0.25944 | 0.00012429
6225 | 2.5643e-06 | 7.1798e-05 | 3.6918 | 3.6188 | 3.4273 | 6.2331 | 6.015 | 5.4742 | 3.4273 | 14.88 | 0.36278 | 7.3547e-05
6226 | 0 | 7.0902e-05 | 3.7979 | 3.618 | 3.4273 | 6.5622 | 6.0128 | 5.4742 | 3.4273 | 16.14 | 0.365 | 0.00011531
6227 | 0 | 7.0447e-05 | 3.8452 | 3.6173 | 3.4273 | 6.7142 | 6.0107 | 5.4742 | 3.4273 | 16.68 | 0.29389 | 0.0001048
6228 | 0 | 7.1178e-05 | 3.8559 | 3.6167 | 3.4273 | 6.7489 | 6.0088 | 5.4742 | 3.4273 | 16.8 | 0.27667 | 0.00022472
6229 | 0 | 7.1113e-05 | 3.8702 | 3.6162 | 3.4273 | 6.7958 | 6.0073 | 5.4742 | 3.4273 | 16.96 | 0.24167 | 9.57e-05
6230 | 0 | 7.0414e-05 | 3.8793 | 3.6156 | 3.4273 | 6.8254 | 6.0057 | 5.4742 | 3.4273 | 17.06 | 0.23111 | 0.00010515
6231 | 0 | 6.8911e-05 | 3.8452 | 3.6151 | 3.4273 | 6.7142 | 6.0041 | 5.4742 | 3.4273 | 16.68 | 0.075 | 0.00010214
6232 | 0 | 6.9707e-05 | 3.8048 | 3.6146 | 3.4273 | 6.5843 | 6.0027 | 5.4742 | 3.4273 | 16.22 | 0.022778 | 6.0137e-05
6233 | 0 | 6.6469e-05 | 3.8153 | 3.614 | 3.4273 | 6.6177 | 6.001 | 5.4742 | 3.4273 | 16.34 | 0.014444 | 6.6399e-05
6234 | 0 | 6.9969e-05 | 3.7789 | 3.6133 | 3.4273 | 6.5023 | 5.999 | 5.4742 | 3.4273 | 15.92 | 0.0027778 | 0.00020392
6235 | 0 | 7.3193e-05 | 3.7704 | 3.6126 | 3.4273 | 6.4754 | 5.9969 | 5.4742 | 3.4273 | 15.82 | 0 | 0.0002119
6236 | 1.2822e-05 | 7.4328e-05 | 3.653 | 3.6121 | 3.4273 | 6.1162 | 5.9954 | 5.4742 | 3.4273 | 14.4 | 0 | 0.00020085
6237 | 2.6498e-05 | 7.453e-05 | 3.6024 | 3.6115 | 3.4273 | 5.967 | 5.9938 | 5.4742 | 3.4273 | 13.76 | 0 | 0.00019477
6238 | 1.5386e-05 | 7.6042e-05 | 3.6434 | 3.6111 | 3.4273 | 6.0877 | 5.9924 | 5.4742 | 3.4273 | 14.28 | 0 | 9.6882e-06
6239 | 1.2822e-05 | 7.4702e-05 | 3.653 | 3.6107 | 3.4273 | 6.1162 | 5.9912 | 5.4742 | 3.4273 | 14.4 | 0 | 1.0456e-05
6240 | 1.0685e-05 | 7.477e-05 | 3.661 | 3.6101 | 3.4273 | 6.1402 | 5.9896 | 5.4742 | 3.4273 | 14.5 | 0 | 1.2287e-05
6241 | 1.0685e-05 | 7.3553e-05 | 3.661 | 3.6094 | 3.4273 | 6.1402 | 5.9876 | 5.4742 | 3.4273 | 14.5 | 0 | 9.2156e-06
6242 | 4.7013e-06 | 7.3185e-05 | 3.6837 | 3.6088 | 3.4273 | 6.2084 | 5.9858 | 5.4742 | 3.4273 | 14.78 | 0 | 1.4237e-05
6243 | 2.5643e-06 | 7.0749e-05 | 3.6918 | 3.6081 | 3.4273 | 6.2331 | 5.9836 | 5.4742 | 3.4273 | 14.88 | 0 | 8.5067e-06
6244 | 0 | 7.1763e-05 | 3.7416 | 3.6073 | 3.4273 | 6.3856 | 5.9815 | 5.4742 | 3.4273 | 15.48 | 0 | 1.3528e-05
6245 | 0 | 7.1743e-05 | 3.7979 | 3.6066 | 3.4273 | 6.5622 | 5.9792 | 5.4742 | 3.4273 | 16.14 | 0 | 1.1697e-05
6246 | 0 | 7.0913e-05 | 3.8346 | 3.6057 | 3.4273 | 6.6798 | 5.9767 | 5.4742 | 3.4273 | 16.56 | 0.0072222 | 8.0341e-06
6247 | 0 | 7.0901e-05 | 3.8346 | 3.6048 | 3.4273 | 6.6798 | 5.9741 | 5.4742 | 3.4273 | 16.56 | 0.050556 | 0.00046539
6248 | 0 | 7.0974e-05 | 3.9342 | 3.604 | 3.4273 | 7.0087 | 5.9718 | 5.4742 | 3.4273 | 17.66 | 0.097778 | 9.8713e-05
6249 | 0 | 7.0932e-05 | 3.9793 | 3.6033 | 3.4273 | 7.1626 | 5.9696 | 5.4742 | 3.4273 | 18.14 | 0.085 | 7.2838e-05
6250 | 0 | 7.0973e-05 | 4.0333 | 3.6027 | 3.4273 | 7.3509 | 5.9678 | 5.4742 | 3.4273 | 18.7 | 0.14278 | 0.00010456
6251 | 0 | 7.1183e-05 | 4.1008 | 3.6021 | 3.4273 | 7.5934 | 5.9662 | 5.4742 | 3.4273 | 19.38 | 0.22278 | 0.00011289
6252 | 0 | 7.0922e-05 | 4.1089 | 3.6015 | 3.4273 | 7.6229 | 5.9645 | 5.4742 | 3.4273 | 19.46 | 0.19556 | 0.00021521
6253 | 0 | 7.0818e-05 | 4.1644 | 3.6011 | 3.4273 | 7.8288 | 5.9631 | 5.4742 | 3.4273 | 20 | 0.12889 | 9.3337e-05
6254 | 0 | 7.0388e-05 | 4.1874 | 3.6004 | 3.4273 | 7.9158 | 5.9613 | 5.4742 | 3.4273 | 20.22 | 0.16944 | 9.5523e-05
6255 | 0 | 7.0786e-05 | 4.1416 | 3.5997 | 3.4273 | 7.7436 | 5.9592 | 5.4742 | 3.4273 | 19.78 | 0.12389 | 0.0001009
6256 | 0 | 7.0301e-05 | 4.1211 | 3.599 | 3.4273 | 7.6677 | 5.9572 | 5.4742 | 3.4273 | 19.58 | 0.029444 | 6.315e-05
6257 | 0 | 7.0942e-05 | 4.0907 | 3.5984 | 3.4273 | 7.5567 | 5.9552 | 5.4742 | 3.4273 | 19.28 | 0.0094444 | 7.2661e-05
6258 | 0 | 7.0102e-05 | 4.1089 | 3.5976 | 3.4273 | 7.6229 | 5.9531 | 5.4742 | 3.4273 | 19.46 | 0 | 0.000207
6259 | 0 | 7.122e-05 | 4.1211 | 3.5969 | 3.4273 | 7.6677 | 5.951 | 5.4742 | 3.4273 | 19.58 | 0 | 0.00021473
6260 | 0 | 7.1237e-05 | 4.1211 | 3.5962 | 3.4273 | 7.6677 | 5.949 | 5.4742 | 3.4273 | 19.58 | 0 | 0.00021438
6261 | 0 | 7.1222e-05 | 4.1008 | 3.5956 | 3.4273 | 7.5934 | 5.9471 | 5.4742 | 3.4273 | 19.38 | 0 | 0.0002028
6262 | 0 | 7.166e-05 | 4.0767 | 3.595 | 3.4273 | 7.506 | 5.9454 | 5.4742 | 3.4273 | 19.14 | 0 | 1.1047e-05
6263 | 0 | 7.155e-05 | 4.0767 | 3.5944 | 3.4273 | 7.506 | 5.9437 | 5.4742 | 3.4273 | 19.14 | 0 | 1.0515e-05
6264 | 0 | 7.1724e-05 | 4.0787 | 3.5937 | 3.4273 | 7.5132 | 5.9418 | 5.4742 | 3.4273 | 19.16 | 0 | 1.1342e-05
6265 | 0 | 7.1579e-05 | 4.0431 | 3.593 | 3.4273 | 7.3856 | 5.9395 | 5.4742 | 3.4273 | 18.8 | 0 | 7.3252e-06
6266 | 0 | 7.174e-05 | 3.9793 | 3.5922 | 3.4273 | 7.1626 | 5.9372 | 5.4742 | 3.4273 | 18.14 | 0 | 8.8611e-06
6267 | 0 | 7.163e-05 | 3.9491 | 3.5913 | 3.4273 | 7.0593 | 5.9347 | 5.4742 | 3.4273 | 17.82 | 0 | 1.3823e-05
6268 | 0 | 7.1425e-05 | 3.951 | 3.5905 | 3.4273 | 7.0657 | 5.9325 | 5.4742 | 3.4273 | 17.84 | 0 | 9.1565e-06
6269 | 0 | 7.1746e-05 | 3.9342 | 3.5899 | 3.4273 | 7.0087 | 5.9305 | 5.4742 | 3.4273 | 17.66 | 0.0027778 | 8.802e-06
6270 | 0 | 7.182e-05 | 3.951 | 3.5892 | 3.4273 | 7.0657 | 5.9286 | 5.4742 | 3.4273 | 17.84 | 0.025 | 9.6882e-06
6271 | 0 | 7.0198e-05 | 3.9623 | 3.5886 | 3.4273 | 7.1041 | 5.9269 | 5.4742 | 3.4273 | 17.96 | 0.066667 | 0.00046308
6272 | 0 | 7.0868e-05 | 4.1109 | 3.588 | 3.4273 | 7.6304 | 5.925 | 5.4742 | 3.4273 | 19.48 | 0.16389 | 0.00011602
6273 | 0 | 7.0976e-05 | 4.1874 | 3.5874 | 3.4273 | 7.9158 | 5.9234 | 5.4742 | 3.4273 | 20.22 | 0.37944 | 6.4214e-05
6274 | 0 | 7.0274e-05 | 4.2733 | 3.5868 | 3.4273 | 8.2495 | 5.9216 | 5.4742 | 3.4273 | 21.02 | 0.49222 | 0.00010769
6275 | 0 | 7.0798e-05 | 4.4067 | 3.5861 | 3.4273 | 8.7963 | 5.9196 | 5.4742 | 3.4273 | 22.2 | 0.56778 | 9.889e-05
6276 | 0 | 7.0774e-05 | 4.5788 | 3.5853 | 3.4273 | 9.5589 | 5.9174 | 5.4742 | 3.4273 | 23.62 | 0.58667 | 0.00020782
6277 | 0 | 6.8798e-05 | 4.8115 | 3.5845 | 3.4273 | 10 | 5.915 | 5.4742 | 3.4273 | 25.38 | 0.54278 | 0.00011561
6278 | 0 | 6.9982e-05 | 4.8935 | 3.5837 | 3.4273 | 10 | 5.9127 | 5.4742 | 3.4273 | 25.96 | 0.43444 | 9.7413e-05
6279 | 0 | 6.7895e-05 | 4.9021 | 3.5827 | 3.4273 | 10 | 5.9099 | 5.4742 | 3.4273 | 26.02 | 0.30333 | 0.00010781
6280 | 0 | 6.764e-05 | 4.7784 | 3.5814 | 3.4273 | 10 | 5.906 | 5.4742 | 3.4273 | 25.14 | 0.12111 | 6.4745e-05
6281 | 0 | 7.2186e-05 | 4.6923 | 3.5803 | 3.4273 | 10 | 5.9029 | 5.4742 | 3.4273 | 24.5 | 0.040556 | 7.0594e-05
6282 | 0 | 7.5007e-05 | 4.4706 | 3.5794 | 3.4273 | 9.0716 | 5.9003 | 5.4742 | 3.4273 | 22.74 | 0 | 0.00021568
6283 | 0 | 8.0517e-05 | 4.3836 | 3.5786 | 3.4273 | 8.6986 | 5.8979 | 5.4742 | 3.4273 | 22 | 0 | 0.00019376
6284 | 0 | 7.5106e-05 | 4.2385 | 3.5779 | 3.4273 | 8.1127 | 5.896 | 5.4742 | 3.4273 | 20.7 | 0 | 0.00021473
6285 | 0 | 7.177e-05 | 3.9623 | 3.5772 | 3.4273 | 7.1041 | 5.8938 | 5.4742 | 3.4273 | 17.96 | 0 | 0.00022336
6286 | 0 | 7.2218e-05 | 3.8883 | 3.5765 | 3.4273 | 6.8553 | 5.8917 | 5.4742 | 3.4273 | 17.16 | 0 | 1.1697e-05
6287 | 0 | 7.2339e-05 | 3.9793 | 3.5757 | 3.4273 | 7.1626 | 5.8897 | 5.4742 | 3.4273 | 18.14 | 0 | 1.1401e-05
6288 | 0 | 7.1995e-05 | 4.2602 | 3.5751 | 3.4273 | 8.1976 | 5.8878 | 5.4742 | 3.4273 | 20.9 | 0 | 9.4519e-06
6289 | 0 | 7.1866e-05 | 4.2107 | 3.5745 | 3.4273 | 8.0049 | 5.886 | 5.4742 | 3.4273 | 20.44 | 0 | 9.0974e-06
6290 | 0 | 7.1837e-05 | 4.1109 | 3.5739 | 3.4273 | 7.6304 | 5.8843 | 5.4742 | 3.4273 | 19.48 | 0 | 8.9793e-06
6291 | 0 | 7.0774e-05 | 4.1008 | 3.5733 | 3.4273 | 7.5934 | 5.8825 | 5.4742 | 3.4273 | 19.38 | 0 | 1.2937e-05
6292 | 0 | 7.1679e-05 | 4.0529 | 3.5729 | 3.4273 | 7.4206 | 5.8814 | 5.4742 | 3.4273 | 18.9 | 0 | 1.0692e-05
6293 | 0 | 7.1159e-05 | 4.0197 | 3.5725 | 3.4273 | 7.3029 | 5.8804 | 5.4742 | 3.4273 | 18.56 | 0.0027778 | 1.0102e-05
6294 | 0 | 7.1957e-05 | 4.0431 | 3.5722 | 3.4273 | 7.3856 | 5.8796 | 5.4742 | 3.4273 | 18.8 | 0.053333 | 9.8654e-06
6295 | 0 | 7.0973e-05 | 4.1008 | 3.5719 | 3.4273 | 7.5934 | 5.8786 | 5.4742 | 3.4273 | 19.38 | 0.14556 | 0.00050006
6296 | 0 | 7.1226e-05 | 4.3836 | 3.5715 | 3.4273 | 8.6986 | 5.8775 | 5.4742 | 3.4273 | 22 | 0.25556 | 0.00011561
6297 | 0 | 7.0841e-05 | 4.6923 | 3.5711 | 3.4273 | 10 | 5.8763 | 5.4742 | 3.4273 | 24.5 | 0.43667 | 6.3387e-05
6298 | 0 | 6.979e-05 | 4.8935 | 3.5707 | 3.4273 | 10 | 5.875 | 5.4742 | 3.4273 | 25.96 | 0.50889 | 9.9245e-05
6299 | 0 | 7.0208e-05 | 5.0508 | 3.5703 | 3.4273 | 10 | 5.8739 | 5.4742 | 3.4273 | 27.02 | 0.51111 | 0.00012039
6300 | 0 | 6.9633e-05 | 5.1254 | 3.5698 | 3.4273 | 10 | 5.8726 | 5.4742 | 3.4273 | 27.5 | 0.58667 | 0.00021001
6301 | 0 | 6.9718e-05 | 5.0816 | 3.5692 | 3.4273 | 10 | 5.8708 | 5.4742 | 3.4273 | 27.22 | 0.395 | 0.00010828
6302 | 0 | 7.0416e-05 | 5.0477 | 3.5686 | 3.4273 | 10 | 5.8691 | 5.4742 | 3.4273 | 27 | 0.43111 | 0.00010208
6303 | 0 | 6.9733e-05 | 5.0053 | 3.568 | 3.4273 | 10 | 5.8672 | 5.4742 | 3.4273 | 26.72 | 0.21056 | 0.00010332
6304 | 0 | 7.0646e-05 | 4.9635 | 3.5674 | 3.4273 | 10 | 5.8655 | 5.4742 | 3.4273 | 26.44 | 0.17333 | 6.6222e-05
6305 | 0 | 7.465e-05 | 4.905 | 3.5667 | 3.4273 | 10 | 5.8636 | 5.4742 | 3.4273 | 26.04 | 0.040657 | 5.9192e-05
6306 | 0 | 7.6314e-05 | 4.6092 | 3.5661 | 3.4273 | 9.7011 | 5.8618 | 5.4742 | 3.4273 | 23.86 | 0 | 0.00020576
6307 | 0 | 7.9893e-05 | 4.3289 | 3.5657 | 3.4273 | 8.4727 | 5.8608 | 5.4742 | 3.4273 | 21.52 | 0 | 0.00020776
6308 | 0 | 7.4916e-05 | 4.2256 | 3.5655 | 3.4273 | 8.0626 | 5.8601 | 5.4742 | 3.4273 | 20.58 | 0 | 0.00022584
6309 | 0 | 7.3023e-05 | 4.4067 | 3.5653 | 3.4273 | 8.7963 | 5.8595 | 5.4742 | 3.4273 | 22.2 | 0 | 0.00019926
6310 | 0 | 7.2962e-05 | 4.4161 | 3.565 | 3.4273 | 8.8361 | 5.8588 | 5.4742 | 3.4273 | 22.28 | 0 | 1.1638e-05
6311 | 0 | 7.2624e-05 | 4.5662 | 3.5649 | 3.4273 | 9.5009 | 5.8585 | 5.4742 | 3.4273 | 23.52 | 0 | 1.2996e-05
6312 | 0 | 7.0928e-05 | 4.5142 | 3.5648 | 3.4273 | 9.2648 | 5.8581 | 5.4742 | 3.4273 | 23.1 | 0 | 2.0558e-05
6313 | 0 | 7.1696e-05 | 4.4996 | 3.5647 | 3.4273 | 9.1995 | 5.8579 | 5.4742 | 3.4273 | 22.98 | 0 | 1.8431e-05
6314 | 0 | 7.0577e-05 | 4.4706 | 3.5647 | 3.4273 | 9.0716 | 5.8579 | 5.4742 | 3.4273 | 22.74 | 0 | 2.3039e-05
6315 | 0 | 7.1976e-05 | 4.473 | 3.5647 | 3.4273 | 9.0821 | 5.858 | 5.4742 | 3.4273 | 22.76 | 0 | 2.1267e-05
6316 | 0 | 7.1924e-05 | 4.3974 | 3.5648 | 3.4273 | 8.757 | 5.8581 | 5.4742 | 3.4273 | 22.12 | 0 | 1.8667e-05
6317 | 0 | 7.121e-05 | 4.2733 | 3.5648 | 3.4273 | 8.2495 | 5.8581 | 5.4742 | 3.4273 | 21.02 | 0.0027778 | 2.3098e-05
6318 | 0 | 7.1937e-05 | 4.2256 | 3.5648 | 3.4273 | 8.0626 | 5.8582 | 5.4742 | 3.4273 | 20.58 | 0.017778 | 2.4398e-05
6319 | 0 | 7.0839e-05 | 4.2256 | 3.5648 | 3.4273 | 8.0626 | 5.8583 | 5.4742 | 3.4273 | 20.58 | 0.14278 | 0.00044506
6320 | 0 | 7.097e-05 | 4.1231 | 3.5646 | 3.4273 | 7.6752 | 5.8576 | 5.4742 | 3.4273 | 19.6 | 0.12389 | 0.0004606
6321 | 0 | 7.0978e-05 | 4.0333 | 3.5643 | 3.4273 | 7.3509 | 5.8567 | 5.4742 | 3.4273 | 18.7 | 0.041667 | 0.00012778
6322 | 0 | 7.0675e-05 | 3.9699 | 3.5638 | 3.4273 | 7.13 | 5.8554 | 5.4742 | 3.4273 | 18.04 | 0.19056 | 0.00012612
6323 | 0 | 7.0921e-05 | 3.9623 | 3.5634 | 3.4273 | 7.1041 | 5.854 | 5.4742 | 3.4273 | 17.96 | 0.14056 | 8.3176e-05
6324 | 0 | 7.087e-05 | 4.0549 | 3.5628 | 3.4273 | 7.4277 | 5.8525 | 5.4742 | 3.4273 | 18.92 | 0.23389 | 6.8821e-05
6325 | 0 | 7.0039e-05 | 3.9793 | 3.5623 | 3.4273 | 7.1626 | 5.8509 | 5.4742 | 3.4273 | 18.14 | 0.51778 | 8.5067e-05
6326 | 0 | 6.904e-05 | 3.9213 | 3.5615 | 3.4273 | 6.9651 | 5.8488 | 5.4742 | 3.4273 | 17.52 | 0.17333 | 8.2467e-05
6327 | 0 | 6.8554e-05 | 3.8956 | 3.5609 | 3.4273 | 6.8794 | 5.8469 | 5.4742 | 3.4273 | 17.24 | 0.11556 | 0.00024303
6328 | 0 | 6.8812e-05 | 3.7116 | 3.5602 | 3.4273 | 6.2932 | 5.845 | 5.4742 | 3.4273 | 15.12 | 0.053333 | 0.00028403
6329 | 8.5477e-06 | 7.557e-05 | 3.6691 | 3.5596 | 3.4273 | 6.1644 | 5.8431 | 5.4742 | 3.4273 | 14.6 | 0.014444 | 3.5267e-05
6330 | 2.1369e-05 | 8.1416e-05 | 3.6212 | 3.559 | 3.4273 | 6.0221 | 5.8414 | 5.4742 | 3.4273 | 14 | 0 | 4.1175e-05
6331 | 3.4191e-05 | 9.0788e-05 | 3.5746 | 3.5586 | 3.4273 | 5.8863 | 5.8404 | 5.4742 | 3.4273 | 13.4 | 0 | 3.7571e-05
6332 | 6.6672e-05 | 9.4796e-05 | 3.4617 | 3.5583 | 3.4273 | 5.5681 | 5.8396 | 5.4742 | 3.4273 | 11.88 | 0 | 0.00013617
6333 | 7.4793e-05 | 9.5198e-05 | 3.4345 | 3.5582 | 3.4273 | 5.4939 | 5.8391 | 5.4742 | 3.4273 | 11.5 | 0 | 0.00014733
6334 | 7.9067e-05 | 9.6113e-05 | 3.4204 | 3.5581 | 3.4273 | 5.4556 | 5.8388 | 5.4742 | 3.4273 | 11.3 | 0 | 0.00014603
6335 | 9.5307e-05 | 0.00010111 | 3.3679 | 3.558 | 3.4273 | 5.3148 | 5.8387 | 5.4742 | 3.4273 | 10.54 | 0 | 1.8786e-05
6336 | 0.00012693 | 0.00011039 | 3.27 | 3.558 | 3.4273 | 5.0606 | 5.8386 | 5.4742 | 3.4273 | 9.06 | 0 | 2.2507e-05
6337 | 0.00013078 | 0.00011118 | 3.2585 | 3.558 | 3.4273 | 5.0313 | 5.8386 | 5.4742 | 3.4273 | 8.88 | 0 | 2.1739e-05
6338 | 0.00015429 | 0.00011783 | 3.1899 | 3.558 | 3.4273 | 4.8596 | 5.8386 | 5.4742 | 3.4273 | 7.78 | 0 | 1.8667e-05
6339 | 0.00016754 | 0.00012199 | 3.1524 | 3.558 | 3.4273 | 4.7678 | 5.8388 | 5.4742 | 3.4273 | 7.16 | 0 | 1.5891e-05
6340 | 0.00016967 | 0.0001226 | 3.1465 | 3.5581 | 3.4273 | 4.7533 | 5.8391 | 5.4742 | 3.4273 | 7.06 | 0 | 2.044e-05
6341 | 0.00017779 | 0.0001246 | 3.1241 | 3.5583 | 3.4273 | 4.6991 | 5.8394 | 5.4742 | 3.4273 | 6.68 | 0 | 1.9022e-05
6342 | 0.00017138 | 0.00012249 | 3.1417 | 3.5584 | 3.4273 | 4.7418 | 5.8398 | 5.4742 | 3.4273 | 6.98 | 0.022778 | 1.9376e-05
6343 | 0.00013591 | 0.00011131 | 3.2433 | 3.5584 | 3.4273 | 4.9928 | 5.8398 | 5.4742 | 3.4273 | 8.64 | 0.10611 | 0.00044489
6344 | 9.317e-05 | 9.8797e-05 | 3.3747 | 3.5583 | 3.4273 | 5.3329 | 5.8394 | 5.4742 | 3.4273 | 10.64 | 0.26389 | 0.00043987
6345 | 5.4278e-05 | 8.7653e-05 | 3.5039 | 3.558 | 3.4273 | 5.6854 | 5.8385 | 5.4742 | 3.4273 | 12.46 | 0.31333 | 0.00012784
6346 | 8.5477e-06 | 7.368e-05 | 3.6691 | 3.5575 | 3.4273 | 6.1644 | 5.8372 | 5.4742 | 3.4273 | 14.6 | 0.34667 | 0.00012612
6347 | 0 | 7.1033e-05 | 3.7116 | 3.557 | 3.4273 | 6.2932 | 5.8357 | 5.4742 | 3.4273 | 15.12 | 0.285 | 7.2602e-05
6348 | 0 | 7.0561e-05 | 3.7416 | 3.5564 | 3.4273 | 6.3856 | 5.8341 | 5.4742 | 3.4273 | 15.48 | 0.29389 | 7.6324e-05
6349 | 0 | 7.1063e-05 | 3.7806 | 3.5558 | 3.4273 | 6.5077 | 5.8323 | 5.4742 | 3.4273 | 15.94 | 0.27389 | 6.9294e-05
6350 | 0 | 7.1727e-05 | 3.7979 | 3.5552 | 3.4273 | 6.5622 | 5.8306 | 5.4742 | 3.4273 | 16.14 | 0.21722 | 6.8408e-05
6351 | 0 | 6.7033e-05 | 3.7534 | 3.5546 | 3.4273 | 6.4223 | 5.829 | 5.4742 | 3.4273 | 15.62 | 0.24611 | 0.00026631
6352 | 1.795e-05 | 7.2798e-05 | 3.6338 | 3.5541 | 3.4273 | 6.0594 | 5.8274 | 5.4742 | 3.4273 | 14.16 | 0.095 | 0.00024409
6353 | 3.8892e-05 | 8.3973e-05 | 3.5578 | 3.5535 | 3.4273 | 5.838 | 5.8258 | 5.4742 | 3.4273 | 13.18 | 0.029444 | 3.9048e-05
6354 | 7.4793e-05 | 9.7173e-05 | 3.4345 | 3.553 | 3.4273 | 5.4939 | 5.8243 | 5.4742 | 3.4273 | 11.5 | 0 | 4.7909e-05
6355 | 0.00012351 | 0.00011822 | 3.2803 | 3.5526 | 3.4273 | 5.0869 | 5.8231 | 5.4742 | 3.4273 | 9.22 | 0 | 4.0879e-05
6356 | 0.0001342 | 0.00011495 | 3.2483 | 3.5524 | 3.4273 | 5.0056 | 5.8226 | 5.4742 | 3.4273 | 8.72 | 0 | 0.00014692
6357 | 0.00016283 | 0.00012099 | 3.1656 | 3.5522 | 3.4273 | 4.8 | 5.8221 | 5.4742 | 3.4273 | 7.38 | 0 | 0.00014544
6358 | 0.00020215 | 0.00013278 | 3.0587 | 3.552 | 3.4273 | 4.5437 | 5.8215 | 5.4742 | 3.4273 | 5.54 | 0 | 0.0001517
6359 | 0.00018036 | 0.00012617 | 3.117 | 3.5519 | 3.4273 | 4.6823 | 5.8213 | 5.4742 | 3.4273 | 6.56 | 0 | 1.849e-05
6360 | 0.00019532 | 0.00013084 | 3.0767 | 3.5519 | 3.4273 | 4.5863 | 5.8212 | 5.4742 | 3.4273 | 5.86 | 0 | 8.802e-06
6361 | 0.00021882 | 0.00013758 | 2.4124 | 3.5519 | 3.4273 | 3.5545 | 5.8211 | 5.4742 | 3.4273 | 4.76 | 0 | 8.9202e-06
6362 | 0.00020686 | 0.00013379 | 3.0464 | 3.5519 | 3.4273 | 4.5149 | 5.8212 | 5.4742 | 3.4273 | 5.32 | 0 | 9.9835e-06
6363 | 0.00020215 | 0.00013282 | 3.0587 | 3.552 | 3.4273 | 4.5437 | 5.8213 | 5.4742 | 3.4273 | 5.54 | 0 | 1.0456e-05
6364 | 0.00022737 | 0.00014027 | 2.395 | 3.5521 | 3.4273 | 3.5146 | 5.8218 | 5.4742 | 3.4273 | 4.36 | 0 | 1.53e-05
6365 | 0.00021882 | 0.00013781 | 2.4124 | 3.5522 | 3.4273 | 3.5545 | 5.8222 | 5.4742 | 3.4273 | 4.76 | 0 | 6.38e-06
6366 | 0.00021156 | 0.0001356 | 3.0342 | 3.5525 | 3.4273 | 4.4864 | 5.8228 | 5.4742 | 3.4273 | 5.1 | 0.050556 | 9.4519e-06
6367 | 0.00015258 | 0.00011702 | 3.1948 | 3.5526 | 3.4273 | 4.8717 | 5.8231 | 5.4742 | 3.4273 | 7.86 | 0.17889 | 0.00045398
6368 | 0.00011539 | 0.00010632 | 3.3051 | 3.5524 | 3.4273 | 5.1505 | 5.8227 | 5.4742 | 3.4273 | 9.6 | 0.31667 | 0.00011295
6369 | 3.6328e-05 | 8.2014e-05 | 3.5669 | 3.5521 | 3.4273 | 5.8642 | 5.8219 | 5.4742 | 3.4273 | 13.3 | 0.44167 | 6.0905e-05
6370 | 2.6498e-05 | 7.7511e-05 | 3.6024 | 3.5517 | 3.4273 | 5.967 | 5.8207 | 5.4742 | 3.4273 | 13.76 | 0.55611 | 0.00011667
6371 | 0 | 6.9254e-05 | 3.7416 | 3.5512 | 3.4273 | 6.3856 | 5.8191 | 5.4742 | 3.4273 | 15.48 | 0.45 | 0.00010769
6372 | 0 | 7.025e-05 | 3.7979 | 3.5505 | 3.4273 | 6.5622 | 5.8171 | 5.4742 | 3.4273 | 16.14 | 0.28556 | 0.00020587
6373 | 0 | 7.0253e-05 | 3.8452 | 3.5498 | 3.4273 | 6.7142 | 5.8152 | 5.4742 | 3.4273 | 16.68 | 0.36556 | 0.00011649
6374 | 0 | 7.0099e-05 | 3.8702 | 3.5491 | 3.4273 | 6.7958 | 5.8132 | 5.4742 | 3.4273 | 16.96 | 0.22556 | 9.5877e-05
6375 | 0 | 6.8773e-05 | 3.7534 | 3.5485 | 3.4273 | 6.4223 | 5.8114 | 5.4742 | 3.4273 | 15.62 | 0.33667 | 0.00010249
6376 | 0 | 6.9369e-05 | 3.8258 | 3.5478 | 3.4273 | 6.6514 | 5.8094 | 5.4742 | 3.4273 | 16.46 | 0.15167 | 6.1319e-05
6377 | 2.778e-05 | 8.2161e-05 | 3.5977 | 3.5471 | 3.4273 | 5.9534 | 5.8076 | 5.4742 | 3.4273 | 13.7 | 0.048889 | 7.083e-05
6378 | 8.1204e-05 | 0.00010003 | 3.4134 | 3.5465 | 3.4273 | 5.4366 | 5.8059 | 5.4742 | 3.4273 | 11.2 | 0 | 0.00020753
6379 | 0.0001124 | 0.00011422 | 3.3143 | 3.546 | 3.4273 | 5.1743 | 5.8045 | 5.4742 | 3.4273 | 9.74 | 0 | 0.00019902
6380 | 0.00012095 | 0.00011165 | 3.2881 | 3.5455 | 3.4273 | 5.1068 | 5.803 | 5.4742 | 3.4273 | 9.34 | 0 | 0.00020357
6381 | 0.00013591 | 0.00011499 | 3.2433 | 3.5451 | 3.4273 | 4.9928 | 5.8017 | 5.4742 | 3.4273 | 8.64 | 0 | 0.00021007
6382 | 0.00016283 | 0.00012176 | 3.1656 | 3.5447 | 3.4273 | 4.8 | 5.8008 | 5.4742 | 3.4273 | 7.38 | 0 | 1.022e-05
6383 | 0.00017608 | 0.00012565 | 3.1288 | 3.5444 | 3.4273 | 4.7104 | 5.7999 | 5.4742 | 3.4273 | 6.76 | 0 | 1.5536e-05
6384 | 0.00018036 | 0.00012692 | 3.117 | 3.5441 | 3.4273 | 4.6823 | 5.7988 | 5.4742 | 3.4273 | 6.56 | 0 | 1.2169e-05
6385 | 0.00017993 | 0.00012676 | 3.1182 | 3.5436 | 3.4273 | 4.6851 | 5.7976 | 5.4742 | 3.4273 | 6.58 | 0 | 1.1283e-05
6386 | 0.00019745 | 0.00013168 | 3.0711 | 3.5432 | 3.4273 | 4.5729 | 5.7964 | 5.4742 | 3.4273 | 5.76 | 0 | 1.0751e-05
6387 | 0.00020985 | 0.00013515 | 3.0386 | 3.543 | 3.4273 | 4.4967 | 5.7959 | 5.4742 | 3.4273 | 5.18 | 0 | 1.087e-05
6388 | 0.00020472 | 0.00013356 | 3.0519 | 3.5429 | 3.4273 | 4.5279 | 5.7956 | 5.4742 | 3.4273 | 5.42 | 0 | 1.146e-05
6389 | 0.00020985 | 0.00013497 | 3.0386 | 3.5429 | 3.4273 | 4.4967 | 5.7954 | 5.4742 | 3.4273 | 5.18 | 0 | 1.0929e-05
6390 | 0.00020215 | 0.00013264 | 3.0587 | 3.5428 | 3.4273 | 4.5437 | 5.7953 | 5.4742 | 3.4273 | 5.54 | 0.048889 | 8.0932e-06
6391 | 0.00015429 | 0.00011745 | 3.1899 | 3.5427 | 3.4273 | 4.8596 | 5.7949 | 5.4742 | 3.4273 | 7.78 | 0.18778 | 0.00047141
6392 | 0.00010599 | 0.00010276 | 3.3342 | 3.5424 | 3.4273 | 5.2261 | 5.7941 | 5.4742 | 3.4273 | 10.04 | 0.32778 | 0.00010757
6393 | 5.4278e-05 | 8.6569e-05 | 3.5039 | 3.542 | 3.4273 | 5.6854 | 5.793 | 5.4742 | 3.4273 | 12.46 | 0.45611 | 7.1302e-05
6394 | 2.778e-05 | 7.364e-05 | 3.5977 | 3.5416 | 3.4273 | 5.9534 | 5.7918 | 5.4742 | 3.4273 | 13.7 | 0.55278 | 0.00010403
6395 | 4.7013e-06 | 7.0129e-05 | 3.6837 | 3.5411 | 3.4273 | 6.2084 | 5.7905 | 5.4742 | 3.4273 | 14.78 | 0.60944 | 0.00011632
6396 | 0 | 7.4073e-05 | 3.7619 | 3.5406 | 3.4273 | 6.4487 | 5.789 | 5.4742 | 3.4273 | 15.72 | 0.60444 | 0.00019494
6397 | 0 | 7.3767e-05 | 3.8258 | 3.54 | 3.4273 | 6.6514 | 5.7874 | 5.4742 | 3.4273 | 16.46 | 0.55333 | 0.00011519
6398 | 0 | 7.4546e-05 | 3.8346 | 3.5395 | 3.4273 | 6.6798 | 5.7857 | 5.4742 | 3.4273 | 16.56 | 0.42278 | 0.0001071
6399 | 0 | 7.2879e-05 | 3.8258 | 3.5389 | 3.4273 | 6.6514 | 5.784 | 5.4742 | 3.4273 | 16.46 | 0.33278 | 9.7354e-05
6400 | 0 | 7.2542e-05 | 3.7892 | 3.5382 | 3.4273 | 6.5348 | 5.7822 | 5.4742 | 3.4273 | 16.04 | 0.19333 | 7.5969e-05
6401 | 8.5477e-06 | 7.8434e-05 | 3.6691 | 3.5376 | 3.4273 | 6.1644 | 5.7805 | 5.4742 | 3.4273 | 14.6 | 0.051111 | 7.5201e-05
6402 | 5.5988e-05 | 9.4161e-05 | 3.498 | 3.537 | 3.4273 | 5.6689 | 5.7788 | 5.4742 | 3.4273 | 12.38 | 0 | 0.00021645
6403 | 8.8469e-05 | 0.00010337 | 3.3898 | 3.5365 | 3.4273 | 5.3732 | 5.7774 | 5.4742 | 3.4273 | 10.86 | 0 | 0.00021379
6404 | 9.0606e-05 | 0.00010589 | 3.3829 | 3.5362 | 3.4273 | 5.3548 | 5.7765 | 5.4742 | 3.4273 | 10.76 | 0 | 0.0002064
6405 | 9.0606e-05 | 0.00010141 | 3.3829 | 3.5359 | 3.4273 | 5.3548 | 5.7757 | 5.4742 | 3.4273 | 10.76 | 0 | 0.00020593
6406 | 0.00010172 | 0.00010422 | 3.3476 | 3.5357 | 3.4273 | 5.2613 | 5.7751 | 5.4742 | 3.4273 | 10.24 | 0 | 1.0988e-05
6407 | 0.0001077 | 0.00010839 | 3.3288 | 3.5355 | 3.4273 | 5.2122 | 5.7745 | 5.4742 | 3.4273 | 9.96 | 0 | 9.2156e-06
6408 | 0.00011924 | 0.00011037 | 3.2933 | 3.5353 | 3.4273 | 5.1202 | 5.774 | 5.4742 | 3.4273 | 9.42 | 0 | 1.1697e-05
6409 | 0.00013078 | 0.00011348 | 3.2585 | 3.5352 | 3.4273 | 5.0313 | 5.7735 | 5.4742 | 3.4273 | 8.88 | 0 | 1.4296e-05
6410 | 0.00013591 | 0.00011296 | 3.2433 | 3.535 | 3.4273 | 4.9928 | 5.7731 | 5.4742 | 3.4273 | 8.64 | 0 | 1.0338e-05
6411 | 0.00012907 | 0.0001115 | 3.2636 | 3.535 | 3.4273 | 5.0443 | 5.7729 | 5.4742 | 3.4273 | 8.96 | 0 | 1.406e-05
6412 | 0.00013976 | 0.00011464 | 3.232 | 3.5349 | 3.4273 | 4.9643 | 5.7728 | 5.4742 | 3.4273 | 8.46 | 0 | 1.2878e-05
6413 | 0.00013805 | 0.00011186 | 3.237 | 3.5349 | 3.4273 | 4.977 | 5.7727 | 5.4742 | 3.4273 | 8.54 | 0 | 6.6163e-06
6414 | 0.00013591 | 0.00011129 | 3.2433 | 3.5348 | 3.4273 | 4.9928 | 5.7726 | 5.4742 | 3.4273 | 8.64 | 0.027778 | 7.5024e-06
6415 | 0.00012565 | 0.00010919 | 3.2739 | 3.5347 | 3.4273 | 5.0704 | 5.7722 | 5.4742 | 3.4273 | 9.12 | 0.058889 | 0.00047661
6416 | 0.0001124 | 0.00010539 | 3.3143 | 3.5346 | 3.4273 | 5.1743 | 5.7719 | 5.4742 | 3.4273 | 9.74 | 0.12611 | 0.00010415
6417 | 8.5905e-05 | 9.645e-05 | 3.3981 | 3.5345 | 3.4273 | 5.3954 | 5.7715 | 5.4742 | 3.4273 | 10.98 | 0.21722 | 6.9353e-05
6418 | 5.0859e-05 | 8.385e-05 | 3.5157 | 3.5343 | 3.4273 | 5.7186 | 5.7712 | 5.4742 | 3.4273 | 12.62 | 0.45611 | 0.00010444
6419 | 4.1029e-05 | 8.238e-05 | 3.5502 | 3.5342 | 3.4273 | 5.8163 | 5.7709 | 5.4742 | 3.4273 | 13.08 | 0.43111 | 0.00010509
6420 | 1.8805e-05 | 7.7215e-05 | 3.6307 | 3.5341 | 3.4273 | 6.05 | 5.7705 | 5.4742 | 3.4273 | 14.12 | 0.22556 | 0.00020168
6421 | 8.5477e-06 | 7.4897e-05 | 3.6691 | 3.534 | 3.4273 | 6.1644 | 5.7701 | 5.4742 | 3.4273 | 14.6 | 0.20667 | 0.0001035
6422 | 1.0685e-05 | 7.632e-05 | 3.661 | 3.5338 | 3.4273 | 6.1402 | 5.7696 | 5.4742 | 3.4273 | 14.5 | 0.10611 | 0.00010303
6423 | 1.2822e-05 | 7.5175e-05 | 3.653 | 3.5336 | 3.4273 | 6.1162 | 5.769 | 5.4742 | 3.4273 | 14.4 | 0.058889 | 0.00010586
6424 | 1.8805e-05 | 7.6803e-05 | 3.6307 | 3.5334 | 3.4273 | 6.05 | 5.7685 | 5.4742 | 3.4273 | 14.12 | 0.045556 | 7.4374e-05
6425 | 2.6498e-05 | 8.2747e-05 | 3.6024 | 3.5332 | 3.4273 | 5.967 | 5.7679 | 5.4742 | 3.4273 | 13.76 | 0.0072222 | 6.829e-05
6426 | 3.6328e-05 | 8.7413e-05 | 3.5669 | 3.5329 | 3.4273 | 5.8642 | 5.7671 | 5.4742 | 3.4273 | 13.3 | 0 | 0.00019554
6427 | 4.1029e-05 | 9.1487e-05 | 3.5502 | 3.5327 | 3.4273 | 5.8163 | 5.7664 | 5.4742 | 3.4273 | 13.08 | 0 | 0.0001979
6428 | 4.3166e-05 | 8.8339e-05 | 3.5426 | 3.5325 | 3.4273 | 5.7948 | 5.7659 | 5.4742 | 3.4273 | 12.98 | 0 | 0.00020422
6429 | 5.4278e-05 | 9.0823e-05 | 3.5039 | 3.5324 | 3.4273 | 5.6854 | 5.7658 | 5.4742 | 3.4273 | 12.46 | 0 | 0.00019867
6430 | 6.9664e-05 | 9.4415e-05 | 3.4516 | 3.5324 | 3.4273 | 5.5405 | 5.7657 | 5.4742 | 3.4273 | 11.74 | 0 | 1.3587e-05
6431 | 6.6672e-05 | 9.3162e-05 | 3.4617 | 3.5324 | 3.4273 | 5.5681 | 5.7658 | 5.4742 | 3.4273 | 11.88 | 0 | 7.975e-06
6432 | 7.2228e-05 | 9.1516e-05 | 3.4431 | 3.5326 | 3.4273 | 5.5171 | 5.7662 | 5.4742 | 3.4273 | 11.62 | 0 | 1.2287e-05
6433 | 8.8469e-05 | 9.9503e-05 | 3.3898 | 3.5327 | 3.4273 | 5.3732 | 5.7664 | 5.4742 | 3.4273 | 10.86 | 0 | 1.0279e-05
6434 | 9.0606e-05 | 9.9589e-05 | 3.3829 | 3.5327 | 3.4273 | 5.3548 | 5.7667 | 5.4742 | 3.4273 | 10.76 | 0 | 7.8569e-06
6435 | 9.317e-05 | 0.00010064 | 3.3747 | 3.5328 | 3.4273 | 5.3329 | 5.7667 | 5.4742 | 3.4273 | 10.64 | 0 | 6.9707e-06
6436 | 8.8469e-05 | 9.8955e-05 | 3.3898 | 3.5328 | 3.4273 | 5.3732 | 5.7667 | 5.4742 | 3.4273 | 10.86 | 0 | 6.2028e-06
6437 | 8.8469e-05 | 9.8786e-05 | 3.3898 | 3.5327 | 3.4273 | 5.3732 | 5.7665 | 5.4742 | 3.4273 | 10.86 | 0 | 9.6291e-06
6438 | 8.5905e-05 | 9.7964e-05 | 3.3981 | 3.5326 | 3.4273 | 5.3954 | 5.7662 | 5.4742 | 3.4273 | 10.98 | 0.012222 | 1.3705e-05
6439 | 8.4623e-05 | 9.575e-05 | 3.4023 | 3.5325 | 3.4273 | 5.4066 | 5.7658 | 5.4742 | 3.4273 | 11.04 | 0.051111 | 0.00048571
6440 | 6.3681e-05 | 8.9545e-05 | 3.4718 | 3.5323 | 3.4273 | 5.596 | 5.7654 | 5.4742 | 3.4273 | 12.02 | 0.10333 | 0.00011567
6441 | 6.1116e-05 | 8.9764e-05 | 3.4805 | 3.532 | 3.4273 | 5.6201 | 5.7646 | 5.4742 | 3.4273 | 12.14 | 0.13167 | 7.3724e-05
6442 | 4.1029e-05 | 8.3524e-05 | 3.5502 | 3.5317 | 3.4273 | 5.8163 | 5.7637 | 5.4742 | 3.4273 | 13.08 | 0.46556 | 0.00010562
6443 | 1.2822e-05 | 7.5729e-05 | 3.653 | 3.5315 | 3.4273 | 6.1162 | 5.7631 | 5.4742 | 3.4273 | 14.4 | 0.59167 | 9.7059e-05
6444 | 1.2822e-05 | 7.5883e-05 | 3.653 | 3.5314 | 3.4273 | 6.1162 | 5.7628 | 5.4742 | 3.4273 | 14.4 | 0.54056 | 0.00020658
6445 | 4.7013e-06 | 7.2979e-05 | 3.6837 | 3.5313 | 3.4273 | 6.2084 | 5.7625 | 5.4742 | 3.4273 | 14.78 | 0.32444 | 0.00012222
6446 | 0 | 7.3275e-05 | 3.7979 | 3.531 | 3.4273 | 6.5622 | 5.7619 | 5.4742 | 3.4273 | 16.14 | 0.25333 | 0.00010249
6447 | 0 | 7.1848e-05 | 3.7619 | 3.5307 | 3.4273 | 6.4487 | 5.7609 | 5.4742 | 3.4273 | 15.72 | 0.17333 | 9.5936e-05
6448 | 4.7013e-06 | 7.3179e-05 | 3.6837 | 3.5303 | 3.4273 | 6.2084 | 5.7597 | 5.4742 | 3.4273 | 14.78 | 0.091111 | 6.8821e-05
6449 | 2.3934e-05 | 8.2768e-05 | 3.6118 | 3.5299 | 3.4273 | 5.9944 | 5.7587 | 5.4742 | 3.4273 | 13.88 | 0.0094444 | 6.2737e-05
6450 | 5.0859e-05 | 9.2631e-05 | 3.5157 | 3.5297 | 3.4273 | 5.7186 | 5.758 | 5.4742 | 3.4273 | 12.62 | 0 | 0.00021645
6451 | 9.7017e-05 | 0.00010711 | 3.3624 | 3.5295 | 3.4273 | 5.3004 | 5.7574 | 5.4742 | 3.4273 | 10.46 | 0 | 0.0002119
6452 | 0.0001077 | 0.00011205 | 3.3288 | 3.5293 | 3.4273 | 5.2122 | 5.7568 | 5.4742 | 3.4273 | 9.96 | 0 | 0.00022241
6453 | 9.9154e-05 | 0.00010427 | 3.3557 | 3.5292 | 3.4273 | 5.2826 | 5.7565 | 5.4742 | 3.4273 | 10.36 | 0 | 0.00020552
6454 | 9.7017e-05 | 0.00010235 | 3.3624 | 3.529 | 3.4273 | 5.3004 | 5.7561 | 5.4742 | 3.4273 | 10.46 | 0 | 9.3928e-06
6455 | 9.7017e-05 | 0.00010244 | 3.3624 | 3.529 | 3.4273 | 5.3004 | 5.756 | 5.4742 | 3.4273 | 10.46 | 0 | 1.1106e-05
6456 | 9.9154e-05 | 0.00010332 | 3.3557 | 3.529 | 3.4273 | 5.2826 | 5.7562 | 5.4742 | 3.4273 | 10.36 | 0 | 1.1638e-05
6457 | 9.9154e-05 | 0.00010315 | 3.3557 | 3.5291 | 3.4273 | 5.2826 | 5.7562 | 5.4742 | 3.4273 | 10.36 | 0 | 9.0383e-06
6458 | 8.8042e-05 | 9.9906e-05 | 3.3912 | 3.5291 | 3.4273 | 5.3769 | 5.7563 | 5.4742 | 3.4273 | 10.88 | 0 | 1.0574e-05
6459 | 9.317e-05 | 0.00010105 | 3.3747 | 3.529 | 3.4273 | 5.3329 | 5.7561 | 5.4742 | 3.4273 | 10.64 | 0 | 8.2704e-06
6460 | 8.8042e-05 | 9.9635e-05 | 3.3912 | 3.5289 | 3.4273 | 5.3769 | 5.7558 | 5.4742 | 3.4273 | 10.88 | 0 | 1.1815e-05
6461 | 8.4195e-05 | 9.6122e-05 | 3.4037 | 3.5288 | 3.4273 | 5.4103 | 5.7554 | 5.4742 | 3.4273 | 11.06 | 0 | 1.1342e-05
6462 | 7.9067e-05 | 9.6101e-05 | 3.4204 | 3.5287 | 3.4273 | 5.4556 | 5.7552 | 5.4742 | 3.4273 | 11.3 | 0.005 | 1.0102e-05
6463 | 7.9067e-05 | 9.5338e-05 | 3.4204 | 3.5286 | 3.4273 | 5.4556 | 5.755 | 5.4742 | 3.4273 | 11.3 | 0.025 | 0.00048021
6464 | 6.1116e-05 | 8.9459e-05 | 3.4805 | 3.5285 | 3.4273 | 5.6201 | 5.7546 | 5.4742 | 3.4273 | 12.14 | 0.061111 | 0.00011791
6465 | 5.4278e-05 | 8.8235e-05 | 3.5039 | 3.5283 | 3.4273 | 5.6854 | 5.7541 | 5.4742 | 3.4273 | 12.46 | 0.12889 | 6.1851e-05
6466 | 2.9917e-05 | 7.5576e-05 | 3.59 | 3.528 | 3.4273 | 5.9309 | 5.7534 | 5.4742 | 3.4273 | 13.6 | 0.17944 | 0.00010793
6467 | 1.2822e-05 | 7.5408e-05 | 3.653 | 3.5278 | 3.4273 | 6.1162 | 5.7526 | 5.4742 | 3.4273 | 14.4 | 0.15444 | 0.00010391
6468 | 0 | 7.5866e-05 | 3.7315 | 3.5275 | 3.4273 | 6.3545 | 5.7519 | 5.4742 | 3.4273 | 15.36 | 0.19889 | 0.00018514
6469 | 0 | 7.4273e-05 | 3.7704 | 3.5272 | 3.4273 | 6.4754 | 5.751 | 5.4742 | 3.4273 | 15.82 | 0.17611 | 0.00010007
6470 | 0 | 7.4718e-05 | 3.7704 | 3.5269 | 3.4273 | 6.4754 | 5.7502 | 5.4742 | 3.4273 | 15.82 | 0.13167 | 9.9304e-05
6471 | 0 | 7.3118e-05 | 3.7416 | 3.5267 | 3.4273 | 6.3856 | 5.7495 | 5.4742 | 3.4273 | 15.48 | 0.058889 | 0.00012033
6472 | 0 | 7.2754e-05 | 3.7116 | 3.5263 | 3.4273 | 6.2932 | 5.7485 | 5.4742 | 3.4273 | 15.12 | 0.032222 | 6.6577e-05
6473 | 4.7013e-06 | 7.7509e-05 | 3.6837 | 3.526 | 3.4273 | 6.2084 | 5.7475 | 5.4742 | 3.4273 | 14.78 | 0.0072222 | 7.5556e-05
6474 | 1.795e-05 | 8.299e-05 | 3.6338 | 3.5257 | 3.4273 | 6.0594 | 5.7467 | 5.4742 | 3.4273 | 14.16 | 0 | 0.00019878
6475 | 2.3934e-05 | 8.4799e-05 | 3.6118 | 3.5255 | 3.4273 | 5.9944 | 5.7461 | 5.4742 | 3.4273 | 13.88 | 0 | 0.00020646
6476 | 2.9917e-05 | 8.7722e-05 | 3.59 | 3.5254 | 3.4273 | 5.9309 | 5.7458 | 5.4742 | 3.4273 | 13.6 | 0 | 0.00020646
6477 | 3.8892e-05 | 8.4685e-05 | 3.5578 | 3.5253 | 3.4273 | 5.838 | 5.7457 | 5.4742 | 3.4273 | 13.18 | 0 | 0.00020794
6478 | 3.8892e-05 | 8.5954e-05 | 3.5578 | 3.5253 | 3.4273 | 5.838 | 5.7457 | 5.4742 | 3.4273 | 13.18 | 0 | 1.5241e-05
6479 | 4.5303e-05 | 9.1416e-05 | 3.5351 | 3.5253 | 3.4273 | 5.7734 | 5.7457 | 5.4742 | 3.4273 | 12.88 | 0 | 1.5477e-05
6480 | 8.8042e-05 | 0.00010117 | 3.3912 | 3.5254 | 3.4273 | 5.3769 | 5.7458 | 5.4742 | 3.4273 | 10.88 | 0 | 2.168e-05
6481 | 0.0001077 | 0.00010596 | 3.3288 | 3.5254 | 3.4273 | 5.2122 | 5.746 | 5.4742 | 3.4273 | 9.96 | 0 | 2.0971e-05
6482 | 0.00013292 | 0.00011387 | 3.2521 | 3.5254 | 3.4273 | 5.0152 | 5.746 | 5.4742 | 3.4273 | 8.78 | 0 | 2.3334e-05
6483 | 0.00012882 | 0.00011225 | 3.2644 | 3.5255 | 3.4273 | 5.0462 | 5.7461 | 5.4742 | 3.4273 | 8.9715 | 0 | 1.9317e-05
6484 | 0.0001607 | 0.00012068 | 3.1716 | 3.5255 | 3.4273 | 4.8147 | 5.7461 | 5.4742 | 3.4273 | 7.48 | 0 | 1.9554e-05
6485 | 0.00013591 | 0.00011425 | 3.2433 | 3.5254 | 3.4273 | 4.9928 | 5.746 | 5.4742 | 3.4273 | 8.64 | 0 | 1.4946e-05
6486 | 0.00018164 | 0.00012787 | 3.1136 | 3.5254 | 3.4273 | 4.6739 | 5.7459 | 5.4742 | 3.4273 | 6.5 | 0.017778 | 2.4161e-05
6487 | 0.0001342 | 0.00011248 | 3.2483 | 3.5254 | 3.4273 | 5.0056 | 5.7458 | 5.4742 | 3.4273 | 8.72 | 0.085 | 0.00046161
6488 | 0.0001077 | 0.00010468 | 3.3288 | 3.5252 | 3.4273 | 5.2122 | 5.7454 | 5.4742 | 3.4273 | 9.96 | 0.20722 | 0.00044938
6489 | 8.4195e-05 | 9.8545e-05 | 3.4037 | 3.5251 | 3.4273 | 5.4103 | 5.7451 | 5.4742 | 3.4273 | 11.06 | 0.16611 | 0.00013428
6490 | 4.5303e-05 | 8.682e-05 | 3.5351 | 3.525 | 3.4273 | 5.7734 | 5.7447 | 5.4742 | 3.4273 | 12.88 | 0.37944 | 9.3928e-05
6491 | 0 | 7.3358e-05 | 3.7619 | 3.5249 | 3.4273 | 6.4487 | 5.7445 | 5.4742 | 3.4273 | 15.72 | 0.54556 | 8.0695e-05
6492 | 0 | 7.3506e-05 | 3.9699 | 3.5247 | 3.4273 | 7.13 | 5.7439 | 5.4742 | 3.4273 | 18.04 | 0.53389 | 7.8982e-05
6493 | 0 | 7.3586e-05 | 4.0648 | 3.5245 | 3.4273 | 7.4631 | 5.7434 | 5.4742 | 3.4273 | 19.02 | 0.48778 | 8.2822e-05
6494 | 0 | 7.3241e-05 | 4.1293 | 3.5244 | 3.4273 | 7.6979 | 5.7431 | 5.4742 | 3.4273 | 19.66 | 0.36611 | 6.9176e-05
6495 | 0 | 7.1394e-05 | 4.0648 | 3.5245 | 3.4273 | 7.4631 | 5.7434 | 5.4742 | 3.4273 | 19.02 | 0.10333 | 0.00024793
6496 | 0 | 6.7526e-05 | 4.1293 | 3.5244 | 3.4273 | 7.6979 | 5.7431 | 5.4742 | 3.4273 | 19.66 | 0.079444 | 0.00024415
6497 | 0 | 7.2363e-05 | 3.7979 | 3.5241 | 3.4273 | 6.5622 | 5.7421 | 5.4742 | 3.4273 | 16.14 | 0.025556 | 3.8812e-05
6498 | 0 | 7.5099e-05 | 3.7619 | 3.5236 | 3.4273 | 6.4487 | 5.7408 | 5.4742 | 3.4273 | 15.72 | 0 | 4.1647e-05
6499 | 0 | 8.0501e-05 | 3.7806 | 3.5233 | 3.4273 | 6.5077 | 5.7399 | 5.4742 | 3.4273 | 15.94 | 0 | 4.6964e-05
6500 | 4.3166e-05 | 8.8187e-05 | 3.5426 | 3.5229 | 3.4273 | 5.7948 | 5.7389 | 5.4742 | 3.4273 | 12.98 | 0 | 0.00015259
6501 | 5.8979e-05 | 9.1273e-05 | 3.4878 | 3.5224 | 3.4273 | 5.6403 | 5.7375 | 5.4742 | 3.4273 | 12.24 | 0 | 0.00016984
6502 | 4.3166e-05 | 8.6187e-05 | 3.5426 | 3.5219 | 3.4273 | 5.7948 | 5.7361 | 5.4742 | 3.4273 | 12.98 | 0 | 0.00013428
6503 | 2.6498e-05 | 8.0546e-05 | 3.6024 | 3.5216 | 3.4273 | 5.967 | 5.7352 | 5.4742 | 3.4273 | 13.76 | 0 | 2.3334e-05
6504 | 5.0859e-05 | 8.8357e-05 | 3.5157 | 3.5214 | 3.4273 | 5.7186 | 5.7346 | 5.4742 | 3.4273 | 12.62 | 0 | 2.4043e-05
6505 | 5.8979e-05 | 9.0218e-05 | 3.4878 | 3.5212 | 3.4273 | 5.6403 | 5.734 | 5.4742 | 3.4273 | 12.24 | 0 | 1.8845e-05
6506 | 8.3768e-05 | 9.6316e-05 | 3.405 | 3.5208 | 3.4273 | 5.4141 | 5.733 | 5.4742 | 3.4273 | 11.08 | 0 | 1.9554e-05
6507 | 0.00010599 | 0.00010437 | 3.3342 | 3.5205 | 3.4273 | 5.2261 | 5.732 | 5.4742 | 3.4273 | 10.04 | 0 | 1.5655e-05
6508 | 0.0001342 | 0.00010848 | 3.2483 | 3.5202 | 3.4273 | 5.0056 | 5.7312 | 5.4742 | 3.4273 | 8.72 | 0 | 2.0735e-05
6509 | 0.00014317 | 0.00011512 | 3.222 | 3.52 | 3.4273 | 4.9393 | 5.7306 | 5.4742 | 3.4273 | 8.3 | 0 | 2.741e-05
6510 | 0.00013591 | 0.00011342 | 3.2433 | 3.5198 | 3.4273 | 4.9928 | 5.7301 | 5.4742 | 3.4273 | 8.64 | 0.029444 | 2.7706e-05
6511 | 0.00011924 | 0.00010729 | 3.2933 | 3.5197 | 3.4273 | 5.1202 | 5.7297 | 5.4742 | 3.4273 | 9.42 | 0.14889 | 0.00045463
6512 | 7.693e-05 | 9.505e-05 | 3.4275 | 3.5195 | 3.4273 | 5.4747 | 5.7293 | 5.4742 | 3.4273 | 11.4 | 0.28556 | 0.00045139
6513 | 2.6071e-05 | 7.9607e-05 | 3.604 | 3.5194 | 3.4273 | 5.9716 | 5.7288 | 5.4742 | 3.4273 | 13.78 | 0.41333 | 0.000124
6514 | 0 | 7.1686e-05 | 3.7534 | 3.5192 | 3.4273 | 6.4223 | 5.7283 | 5.4742 | 3.4273 | 15.62 | 0.50611 | 0.00013002
6515 | 0 | 7.1389e-05 | 3.8793 | 3.5189 | 3.4273 | 6.8254 | 5.7276 | 5.4742 | 3.4273 | 17.06 | 0.56 | 7.9041e-05
6516 | 0 | 7.1462e-05 | 4.0004 | 3.5186 | 3.4273 | 7.2354 | 5.7268 | 5.4742 | 3.4273 | 18.36 | 0.55611 | 6.6458e-05
6517 | 0 | 6.9579e-05 | 3.9793 | 3.5184 | 3.4273 | 7.1626 | 5.726 | 5.4742 | 3.4273 | 18.14 | 0.50611 | 7.6087e-05
6518 | 0 | 6.9819e-05 | 4.0333 | 3.5181 | 3.4273 | 7.3509 | 5.7253 | 5.4742 | 3.4273 | 18.7 | 0.41556 | 7.7092e-05
6519 | 0 | 7.0273e-05 | 3.9342 | 3.5178 | 3.4273 | 7.0087 | 5.7243 | 5.4742 | 3.4273 | 17.66 | 0.28556 | 0.00023748
6520 | 0 | 7.1232e-05 | 3.8793 | 3.5174 | 3.4273 | 6.8254 | 5.7234 | 5.4742 | 3.4273 | 17.06 | 0.14278 | 0.00023777
6521 | 1.8805e-05 | 8.1002e-05 | 3.6307 | 3.5171 | 3.4273 | 6.05 | 5.7225 | 5.4742 | 3.4273 | 14.12 | 0.022778 | 3.9993e-05
6522 | 3.4191e-05 | 8.7558e-05 | 3.5746 | 3.5167 | 3.4273 | 5.8863 | 5.7215 | 5.4742 | 3.4273 | 13.4 | 0 | 3.4204e-05
6523 | 6.1116e-05 | 9.6349e-05 | 3.4805 | 3.5164 | 3.4273 | 5.6201 | 5.7204 | 5.4742 | 3.4273 | 12.14 | 0 | 3.6921e-05
6524 | 6.9664e-05 | 9.9826e-05 | 3.4516 | 3.516 | 3.4273 | 5.5405 | 5.7194 | 5.4742 | 3.4273 | 11.74 | 0 | 0.0001338
6525 | 5.8979e-05 | 9.1684e-05 | 3.4878 | 3.5158 | 3.4273 | 5.6403 | 5.7187 | 5.4742 | 3.4273 | 12.24 | 0 | 0.00013528
6526 | 7.9067e-05 | 9.7335e-05 | 3.4204 | 3.5156 | 3.4273 | 5.4556 | 5.7181 | 5.4742 | 3.4273 | 11.3 | 0 | 0.00015607
6527 | 6.1116e-05 | 9.1772e-05 | 3.4805 | 3.5153 | 3.4273 | 5.6201 | 5.7173 | 5.4742 | 3.4273 | 12.14 | 0 | 1.4532e-05
6528 | 5.5988e-05 | 9.0163e-05 | 3.498 | 3.5151 | 3.4273 | 5.6689 | 5.7169 | 5.4742 | 3.4273 | 12.38 | 0 | 5.7893e-06
6529 | 6.6672e-05 | 9.31e-05 | 3.4617 | 3.515 | 3.4273 | 5.5681 | 5.7166 | 5.4742 | 3.4273 | 11.88 | 0 | 1.1638e-05
6530 | 9.0606e-05 | 9.9895e-05 | 3.3829 | 3.5149 | 3.4273 | 5.3548 | 5.7162 | 5.4742 | 3.4273 | 10.76 | 0 | 1.2878e-05
6531 | 0.0001077 | 0.00010492 | 3.3288 | 3.5148 | 3.4273 | 5.2122 | 5.7159 | 5.4742 | 3.4273 | 9.96 | 0 | 7.8569e-06
6532 | 0.00014531 | 0.00011605 | 3.2157 | 3.5146 | 3.4273 | 4.9237 | 5.7154 | 5.4742 | 3.4273 | 8.2 | 0 | 1.2937e-05
6533 | 0.00018677 | 0.00012609 | 3.0996 | 3.5143 | 3.4273 | 4.6406 | 5.7146 | 5.4742 | 3.4273 | 6.26 | 0 | 1.1106e-05
6534 | 0.00019532 | 0.00013096 | 3.0767 | 3.5139 | 3.4273 | 4.5863 | 5.7135 | 5.4742 | 3.4273 | 5.86 | 0.014444 | 8.9202e-06
6535 | 0.00015044 | 0.00011699 | 3.2009 | 3.5134 | 3.4273 | 4.8869 | 5.7122 | 5.4742 | 3.4273 | 7.96 | 0.061111 | 0.00045859
6536 | 0.00012095 | 0.00010834 | 3.2881 | 3.5131 | 3.4273 | 5.1068 | 5.7111 | 5.4742 | 3.4273 | 9.34 | 0.10889 | 0.00010734
6537 | 6.3681e-05 | 9.0749e-05 | 3.4718 | 3.5127 | 3.4273 | 5.596 | 5.7101 | 5.4742 | 3.4273 | 12.02 | 0.32198 | 7.2484e-05
6538 | 6.6672e-05 | 9.1121e-05 | 3.4617 | 3.5123 | 3.4273 | 5.5681 | 5.7089 | 5.4742 | 3.4273 | 11.88 | 0.5 | 0.00010545
6539 | 1.5386e-05 | 7.611e-05 | 3.6434 | 3.5118 | 3.4273 | 6.0877 | 5.7075 | 5.4742 | 3.4273 | 14.28 | 0.595 | 0.00012748
6540 | 0 | 7.1377e-05 | 3.7979 | 3.5113 | 3.4273 | 6.5622 | 5.7062 | 5.4742 | 3.4273 | 16.14 | 0.56778 | 0.00020723
6541 | 0 | 7.0477e-05 | 3.8648 | 3.5108 | 3.4273 | 6.7781 | 5.7048 | 5.4742 | 3.4273 | 16.9 | 0.26611 | 0.00012264
6542 | 0 | 7.1501e-05 | 3.8346 | 3.5102 | 3.4273 | 6.6798 | 5.7031 | 5.4742 | 3.4273 | 16.56 | 0.21556 | 9.8477e-05
6543 | 0 | 7.1196e-05 | 3.8258 | 3.5097 | 3.4273 | 6.6514 | 5.7017 | 5.4742 | 3.4273 | 16.46 | 0.12889 | 9.8063e-05
6544 | 0 | 7.1069e-05 | 3.7806 | 3.5092 | 3.4273 | 6.5077 | 5.7001 | 5.4742 | 3.4273 | 15.94 | 0.14889 | 6.6104e-05
6545 | 7.4793e-05 | 9.6795e-05 | 3.4345 | 3.5086 | 3.4273 | 5.4939 | 5.6987 | 5.4742 | 3.4273 | 11.5 | 0.02 | 7.6147e-05
6546 | 8.5905e-05 | 0.00010154 | 3.3981 | 3.5082 | 3.4273 | 5.3954 | 5.6974 | 5.4742 | 3.4273 | 10.98 | 0 | 0.00020717
6547 | 0.00012351 | 0.00011867 | 3.2803 | 3.508 | 3.4273 | 5.0869 | 5.6969 | 5.4742 | 3.4273 | 9.22 | 0 | 0.00020233
6548 | 0.0001124 | 0.00010923 | 3.3143 | 3.5076 | 3.4273 | 5.1743 | 5.6959 | 5.4742 | 3.4273 | 9.74 | 0 | 0.0002223
6549 | 0.00015258 | 0.00011963 | 3.1948 | 3.5073 | 3.4273 | 4.8717 | 5.695 | 5.4742 | 3.4273 | 7.86 | 0 | 0.00021716
6550 | 0.00017608 | 0.00012629 | 3.1288 | 3.507 | 3.4273 | 4.7104 | 5.6941 | 5.4742 | 3.4273 | 6.76 | 0 | 1.087e-05
6551 | 0.00018976 | 0.0001304 | 3.0916 | 3.5067 | 3.4273 | 4.6215 | 5.6932 | 5.4742 | 3.4273 | 6.12 | 0 | 8.3294e-06
6552 | 0.00020985 | 0.00013604 | 3.0386 | 3.5064 | 3.4273 | 4.4967 | 5.6923 | 5.4742 | 3.4273 | 5.18 | 0 | 1.0574e-05
6553 | 0.00022053 | 0.00013933 | 2.4089 | 3.506 | 3.4273 | 3.5464 | 5.6911 | 5.4742 | 3.4273 | 4.68 | 0 | 9.6882e-06
6554 | 0.00023421 | 0.00014346 | 2.3813 | 3.5055 | 3.4273 | 3.4833 | 5.69 | 5.4742 | 3.4273 | 4.04 | 0 | 1.0751e-05
6555 | 0.00024489 | 0.00014647 | 2.3603 | 3.5051 | 3.4273 | 3.4355 | 5.6889 | 5.4742 | 3.4273 | 3.54 | 0 | 1.8726e-05
6556 | 0.00024917 | 0.0001476 | 2.3519 | 3.5047 | 3.4273 | 3.4168 | 5.6878 | 5.4742 | 3.4273 | 3.34 | 0 | 1.1224e-05
6557 | 0.00025729 | 0.00014953 | 2.3363 | 3.5044 | 3.4273 | 3.3817 | 5.6867 | 5.4742 | 3.4273 | 2.96 | 0 | 9.2746e-06
6558 | 0.00027737 | 0.00015526 | 2.2984 | 3.504 | 3.4273 | 3.2981 | 5.6858 | 5.4742 | 3.4273 | 2.02 | 0.014444 | 1.3764e-05
6559 | 0.00022737 | 0.00014007 | 2.395 | 3.5038 | 3.4273 | 3.5146 | 5.6851 | 5.4742 | 3.4273 | 4.36 | 0.10611 | 0.00051849
6560 | 0.00018463 | 0.00012718 | 3.1054 | 3.5035 | 3.4273 | 4.6544 | 5.6843 | 5.4742 | 3.4273 | 6.36 | 0.23833 | 0.00010013
6561 | 0.0001342 | 0.00011242 | 3.2483 | 3.5032 | 3.4273 | 5.0056 | 5.6835 | 5.4742 | 3.4273 | 8.72 | 0.335 | 6.764e-05
6562 | 0.00010984 | 0.00010384 | 3.3222 | 3.503 | 3.4273 | 5.1949 | 5.6827 | 5.4742 | 3.4273 | 9.86 | 0.27667 | 0.00010084
6563 | 8.8042e-05 | 9.6819e-05 | 3.3912 | 3.5027 | 3.4273 | 5.3769 | 5.6819 | 5.4742 | 3.4273 | 10.88 | 0.25944 | 0.00011023
6564 | 5.0859e-05 | 8.6844e-05 | 3.5157 | 3.5024 | 3.4273 | 5.7186 | 5.6811 | 5.4742 | 3.4273 | 12.62 | 0.40444 | 0.00020457
6565 | 4.5303e-05 | 8.5314e-05 | 3.5351 | 3.5021 | 3.4273 | 5.7734 | 5.6803 | 5.4742 | 3.4273 | 12.88 | 0.37944 | 0.00010633
6566 | 3.2054e-05 | 8.3031e-05 | 3.5823 | 3.5019 | 3.4273 | 5.9085 | 5.6798 | 5.4742 | 3.4273 | 13.5 | 0.13556 | 0.00010828
6567 | 2.6071e-05 | 7.9459e-05 | 3.604 | 3.5018 | 3.4273 | 5.9716 | 5.6794 | 5.4742 | 3.4273 | 13.78 | 0.10611 | 0.00011035
6568 | 4.3166e-05 | 8.3998e-05 | 3.5426 | 3.5019 | 3.4273 | 5.7948 | 5.6798 | 5.4742 | 3.4273 | 12.98 | 0.043333 | 6.9767e-05
6569 | 6.1116e-05 | 9.2307e-05 | 3.4805 | 3.5018 | 3.4273 | 5.6201 | 5.6796 | 5.4742 | 3.4273 | 12.14 | 0.0072222 | 7.2838e-05
6570 | 8.3768e-05 | 0.00010069 | 3.405 | 3.5017 | 3.4273 | 5.4141 | 5.6793 | 5.4742 | 3.4273 | 11.08 | 0 | 0.00019483
6571 | 8.3768e-05 | 0.00010621 | 3.405 | 3.5016 | 3.4273 | 5.4141 | 5.6791 | 5.4742 | 3.4273 | 11.08 | 0 | 0.00019967
6572 | 0.00010984 | 0.00010825 | 3.3222 | 3.5015 | 3.4273 | 5.1949 | 5.6786 | 5.4742 | 3.4273 | 9.86 | 0 | 0.000221
6573 | 9.317e-05 | 0.0001011 | 3.3747 | 3.5014 | 3.4273 | 5.3329 | 5.6783 | 5.4742 | 3.4273 | 10.64 | 0 | 0.00019489
6574 | 0.00011924 | 0.00010961 | 3.2933 | 3.5012 | 3.4273 | 5.1202 | 5.6779 | 5.4742 | 3.4273 | 9.42 | 0 | 7.7978e-06
6575 | 0.00016754 | 0.00012437 | 3.1524 | 3.5011 | 3.4273 | 4.7678 | 5.6774 | 5.4742 | 3.4273 | 7.16 | 0 | 8.802e-06
6576 | 0.00016967 | 0.0001249 | 3.1465 | 3.5009 | 3.4273 | 4.7533 | 5.677 | 5.4742 | 3.4273 | 7.06 | 0 | 1.1047e-05
6577 | 0.00019959 | 0.00013397 | 3.0654 | 3.5008 | 3.4273 | 4.5596 | 5.6767 | 5.4742 | 3.4273 | 5.66 | 0 | 9.1565e-06
6578 | 0.0002154 | 0.00013848 | 2.4194 | 3.5006 | 3.4273 | 3.5707 | 5.6763 | 5.4742 | 3.4273 | 4.92 | 0 | 1.0161e-05
6579 | 0.0002231 | 0.00014061 | 2.4037 | 3.5005 | 3.4273 | 3.5344 | 5.6759 | 5.4742 | 3.4273 | 4.56 | 0 | 1.211e-05
6580 | 0.00023677 | 0.00014155 | 2.3762 | 3.5004 | 3.4273 | 3.4717 | 5.6755 | 5.4742 | 3.4273 | 3.92 | 0 | 8.0341e-06
6581 | 0.00024746 | 0.00014792 | 2.3552 | 3.5002 | 3.4273 | 3.4243 | 5.6752 | 5.4742 | 3.4273 | 3.42 | 0 | 1.4237e-05
6582 | 0.0002419 | 0.00014355 | 2.3661 | 3.5001 | 3.4273 | 3.4488 | 5.6747 | 5.4742 | 3.4273 | 3.68 | 0.017778 | 1.2583e-05
6583 | 0.00020215 | 0.00013341 | 3.0587 | 3.4999 | 3.4273 | 4.5437 | 5.6741 | 5.4742 | 3.4273 | 5.54 | 0.091111 | 0.00048624
6584 | 0.00014531 | 0.00011671 | 3.2157 | 3.4996 | 3.4273 | 4.9237 | 5.6735 | 5.4742 | 3.4273 | 8.2 | 0.21556 | 0.00012039
6585 | 0.00010172 | 0.00010343 | 3.3476 | 3.4994 | 3.4273 | 5.2613 | 5.6728 | 5.4742 | 3.4273 | 10.24 | 0.36278 | 6.7699e-05
6586 | 6.3681e-05 | 9.2042e-05 | 3.4718 | 3.4992 | 3.4273 | 5.596 | 5.6722 | 5.4742 | 3.4273 | 12.02 | 0.48333 | 0.00011425
6587 | 3.4191e-05 | 8.3446e-05 | 3.5746 | 3.4988 | 3.4273 | 5.8863 | 5.6712 | 5.4742 | 3.4273 | 13.4 | 0.51389 | 0.00010716
6588 | 8.5477e-06 | 7.5196e-05 | 3.6691 | 3.4985 | 3.4273 | 6.1644 | 5.6703 | 5.4742 | 3.4273 | 14.6 | 0.37722 | 0.000235
6589 | 0 | 7.1752e-05 | 3.7116 | 3.4981 | 3.4273 | 6.2932 | 5.6692 | 5.4742 | 3.4273 | 15.12 | 0.43667 | 0.00010799
6590 | 0 | 7.2366e-05 | 3.7199 | 3.4978 | 3.4273 | 6.3186 | 5.6683 | 5.4742 | 3.4273 | 15.22 | 0.34667 | 0.00010988
6591 | 0 | 7.1594e-05 | 3.7116 | 3.4975 | 3.4273 | 6.2932 | 5.6674 | 5.4742 | 3.4273 | 15.12 | 0.26667 | 0.00011395
6592 | 1.5386e-05 | 7.5775e-05 | 3.6434 | 3.4972 | 3.4273 | 6.0877 | 5.6665 | 5.4742 | 3.4273 | 14.28 | 0.11556 | 8.1227e-05
6593 | 4.5303e-05 | 8.8119e-05 | 3.5351 | 3.4968 | 3.4273 | 5.7734 | 5.6656 | 5.4742 | 3.4273 | 12.88 | 0.017778 | 6.5041e-05
6594 | 0.00010172 | 0.00010669 | 3.3476 | 3.4964 | 3.4273 | 5.2613 | 5.6644 | 5.4742 | 3.4273 | 10.24 | 0 | 0.0002197
6595 | 0.00013805 | 0.00012283 | 3.237 | 3.4959 | 3.4273 | 4.977 | 5.6631 | 5.4742 | 3.4273 | 8.54 | 0 | 0.00022832
6596 | 0.00016283 | 0.00012479 | 3.1656 | 3.4955 | 3.4273 | 4.8 | 5.6619 | 5.4742 | 3.4273 | 7.38 | 0 | 0.00022856
6597 | 0.00016754 | 0.0001241 | 3.1524 | 3.4952 | 3.4273 | 4.7678 | 5.6609 | 5.4742 | 3.4273 | 7.16 | 0 | 0.00022956
6598 | 0.00017138 | 0.00012548 | 3.1417 | 3.4948 | 3.4273 | 4.7418 | 5.6601 | 5.4742 | 3.4273 | 6.98 | 0 | 1.1638e-05
6599 | 0.00019532 | 0.00013276 | 3.0767 | 3.4945 | 3.4273 | 4.5863 | 5.659 | 5.4742 | 3.4273 | 5.86 | 0 | 9.2156e-06
6600 | 0.00021711 | 0.00013947 | 2.4159 | 3.4941 | 3.4273 | 3.5626 | 5.6579 | 5.4742 | 3.4273 | 4.84 | 0 | 2.1208e-05
6601 | 0.00019361 | 0.00013228 | 3.0813 | 3.4936 | 3.4273 | 4.597 | 5.6566 | 5.4742 | 3.4273 | 5.94 | 0 | 2.9714e-05
6602 | 0.00021369 | 0.00013829 | 3.0286 | 3.493 | 3.4273 | 4.4736 | 5.6549 | 5.4742 | 3.4273 | 5 | 0 | 1.9494e-05
6603 | 0.00020429 | 0.00013536 | 3.0531 | 3.4923 | 3.4273 | 4.5305 | 5.6531 | 5.4742 | 3.4273 | 5.44 | 0 | 1.5005e-05
6604 | 0.00022523 | 0.00014098 | 2.3994 | 3.4917 | 3.4273 | 3.5245 | 5.6512 | 5.4742 | 3.4273 | 4.46 | 0 | 1.8372e-05
6605 | 0.00023677 | 0.00014445 | 2.3762 | 3.4908 | 3.4273 | 3.4717 | 5.6489 | 5.4742 | 3.4273 | 3.92 | 0 | 1.9908e-05
6606 | 0.00024105 | 0.00014609 | 2.3678 | 3.49 | 3.4273 | 3.4526 | 5.6465 | 5.4742 | 3.4273 | 3.72 | 0.022778 | 2.1857e-05
6607 | 0.00017779 | 0.00012643 | 3.1241 | 3.489 | 3.4273 | 4.6991 | 5.6437 | 5.4742 | 3.4273 | 6.68 | 0.13556 | 0.00045121
6608 | 0.00011753 | 0.00010844 | 3.2985 | 3.488 | 3.4273 | 5.1336 | 5.6409 | 5.4742 | 3.4273 | 9.5 | 0.27944 | 0.00045942
6609 | 7.693e-05 | 9.6313e-05 | 3.4275 | 3.4871 | 3.4273 | 5.4747 | 5.6385 | 5.4742 | 3.4273 | 11.4 | 0.40444 | 0.00013239
6610 | 2.9917e-05 | 8.1656e-05 | 3.59 | 3.4864 | 3.4273 | 5.9309 | 5.6365 | 5.4742 | 3.4273 | 13.6 | 0.48389 | 0.00012453
6611 | 4.2739e-07 | 7.3601e-05 | 3.7 | 3.4857 | 3.4273 | 6.258 | 5.6346 | 5.4742 | 3.4273 | 14.98 | 0.51444 | 7.3016e-05
6612 | 0 | 7.3401e-05 | 3.7892 | 3.485 | 3.4273 | 6.5348 | 5.6327 | 5.4742 | 3.4273 | 16.04 | 0.52944 | 8.1404e-05
6613 | 0 | 7.2651e-05 | 3.7534 | 3.4843 | 3.4273 | 6.4223 | 5.6308 | 5.4742 | 3.4273 | 15.62 | 0.48778 | 7.5792e-05
6614 | 0 | 7.3404e-05 | 3.7315 | 3.4837 | 3.4273 | 6.3545 | 5.629 | 5.4742 | 3.4273 | 15.36 | 0.28611 | 7.6028e-05
6615 | 0 | 7.1821e-05 | 3.7534 | 3.483 | 3.4273 | 6.4223 | 5.6272 | 5.4742 | 3.4273 | 15.62 | 0.13722 | 0.00025272
6616 | 6.8382e-06 | 7.3773e-05 | 3.6755 | 3.4824 | 3.4273 | 6.1838 | 5.6253 | 5.4742 | 3.4273 | 14.68 | 0.088333 | 0.00025591
6617 | 2.1369e-05 | 8.1806e-05 | 3.6212 | 3.4816 | 3.4273 | 6.0221 | 5.6233 | 5.4742 | 3.4273 | 14 | 0.0094444 | 4.5664e-05
6618 | 4.2739e-05 | 8.9919e-05 | 3.5441 | 3.4808 | 3.4273 | 5.7991 | 5.6209 | 5.4742 | 3.4273 | 13 | 0 | 3.1782e-05
6619 | 5.3851e-05 | 9.5836e-05 | 3.5054 | 3.4799 | 3.4273 | 5.6895 | 5.6184 | 5.4742 | 3.4273 | 12.48 | 0 | 3.3554e-05
6620 | 5.8979e-05 | 9.5357e-05 | 3.4878 | 3.4789 | 3.4273 | 5.6403 | 5.6156 | 5.4742 | 3.4273 | 12.24 | 0 | 0.00014975
6621 | 4.1029e-05 | 8.7277e-05 | 3.5502 | 3.4779 | 3.4273 | 5.8163 | 5.613 | 5.4742 | 3.4273 | 13.08 | 0 | 0.0001556
6622 | 5.0859e-05 | 8.9319e-05 | 3.5157 | 3.477 | 3.4273 | 5.7186 | 5.6104 | 5.4742 | 3.4273 | 12.62 | 0 | 0.0001517
6623 | 7.9067e-05 | 9.8196e-05 | 3.4204 | 3.476 | 3.4273 | 5.4556 | 5.6078 | 5.4742 | 3.4273 | 11.3 | 0 | 1.8195e-05
6624 | 9.7017e-05 | 0.00010376 | 3.3624 | 3.475 | 3.4273 | 5.3004 | 5.6049 | 5.4742 | 3.4273 | 10.46 | 0 | 1.0929e-05
6625 | 0.00010941 | 0.00010702 | 3.3235 | 3.474 | 3.4273 | 5.1984 | 5.6021 | 5.4742 | 3.4273 | 9.88 | 0 | 1.146e-05
6626 | 0.00012052 | 0.00010863 | 3.2894 | 3.473 | 3.4273 | 5.1102 | 5.5993 | 5.4742 | 3.4273 | 9.36 | 0 | 1.5655e-05
6627 | 0.00012565 | 0.00011183 | 3.2739 | 3.472 | 3.4273 | 5.0704 | 5.5965 | 5.4742 | 3.4273 | 9.12 | 0 | 9.5109e-06
6628 | 0.00012052 | 0.00011027 | 3.2894 | 3.471 | 3.4273 | 5.1102 | 5.5938 | 5.4742 | 3.4273 | 9.36 | 0 | 1.0692e-05
6629 | 0.00011924 | 0.00010973 | 3.2933 | 3.47 | 3.4273 | 5.1202 | 5.5911 | 5.4742 | 3.4273 | 9.42 | 0 | 7.6206e-06
6630 | 9.317e-05 | 0.00010213 | 3.3747 | 3.469 | 3.4273 | 5.3329 | 5.5885 | 5.4742 | 3.4273 | 10.64 | 0.0027778 | 9.0974e-06
6631 | 7.4793e-05 | 9.5278e-05 | 3.4345 | 3.4681 | 3.4273 | 5.4939 | 5.5858 | 5.4742 | 3.4273 | 11.5 | 0.0072222 | 0.00048831
6632 | 4.5303e-05 | 8.6581e-05 | 3.5351 | 3.4671 | 3.4273 | 5.7734 | 5.583 | 5.4742 | 3.4273 | 12.88 | 0.022778 | 0.00010751
6633 | 5.0859e-05 | 8.9217e-05 | 3.5157 | 3.4661 | 3.4273 | 5.7186 | 5.5803 | 5.4742 | 3.4273 | 12.62 | 0.061667 | 6.1378e-05
6634 | 5.8552e-05 | 9.1374e-05 | 3.4892 | 3.4652 | 3.4273 | 5.6444 | 5.5778 | 5.4742 | 3.4273 | 12.26 | 0.068889 | 0.00011868
6635 | 5.3851e-05 | 9.0368e-05 | 3.5054 | 3.4643 | 3.4273 | 5.6895 | 5.5755 | 5.4742 | 3.4273 | 12.48 | 0.088333 | 0.00011661
6636 | 5.0859e-05 | 8.9052e-05 | 3.5157 | 3.4635 | 3.4273 | 5.7186 | 5.5733 | 5.4742 | 3.4273 | 12.62 | 0.11833 | 0.00020345
6637 | 4.2739e-05 | 8.6981e-05 | 3.5441 | 3.4626 | 3.4273 | 5.7991 | 5.5708 | 5.4742 | 3.4273 | 13 | 0.13722 | 0.00010669
6638 | 4.5303e-05 | 8.7594e-05 | 3.5351 | 3.4617 | 3.4273 | 5.7734 | 5.5682 | 5.4742 | 3.4273 | 12.88 | 0.076667 | 0.00011449
6639 | 0.000156 | 0.00011969 | 3.185 | 3.4607 | 3.4273 | 4.8475 | 5.5654 | 5.4742 | 3.4273 | 7.7 | 0.16944 | 0.00011454
6640 | 0.00010172 | 0.00010286 | 3.3476 | 3.4597 | 3.4273 | 5.2613 | 5.5626 | 5.4742 | 3.4273 | 10.24 | 0.097778 | 7.6501e-05
6641 | 0.00010941 | 0.00010614 | 3.3235 | 3.4587 | 3.4273 | 5.1984 | 5.5598 | 5.4742 | 3.4273 | 9.88 | 0.005 | 6.4568e-05
6642 | 0.0001124 | 0.0001085 | 3.3143 | 3.4576 | 3.4273 | 5.1743 | 5.557 | 5.4742 | 3.4273 | 9.74 | 0 | 0.00020286
6643 | 0.00010386 | 0.00010593 | 3.3409 | 3.4567 | 3.4273 | 5.2436 | 5.5543 | 5.4742 | 3.4273 | 10.14 | 0 | 0.00021491
6644 | 0.00010599 | 0.00010528 | 3.3342 | 3.4557 | 3.4273 | 5.2261 | 5.5517 | 5.4742 | 3.4273 | 10.04 | 0 | 0.00019453
6645 | 0.00011753 | 0.00010771 | 3.2985 | 3.4548 | 3.4273 | 5.1336 | 5.5491 | 5.4742 | 3.4273 | 9.5 | 0 | 0.0002044
6646 | 0.00012309 | 0.00011107 | 3.2816 | 3.454 | 3.4273 | 5.0902 | 5.5469 | 5.4742 | 3.4273 | 9.24 | 0 | 1.276e-05
6647 | 0.00011198 | 0.00010751 | 3.3156 | 3.4532 | 3.4273 | 5.1777 | 5.5449 | 5.4742 | 3.4273 | 9.76 | 0 | 8.3294e-06
6648 | 0.00010599 | 0.00010596 | 3.3342 | 3.4523 | 3.4273 | 5.2261 | 5.5424 | 5.4742 | 3.4273 | 10.04 | 0 | 1.9435e-05
6649 | 0.00010599 | 0.00010591 | 3.3342 | 3.4512 | 3.4273 | 5.2261 | 5.5395 | 5.4742 | 3.4273 | 10.04 | 0 | 2.298e-05
6650 | 0.00010599 | 0.00010561 | 3.3342 | 3.4502 | 3.4273 | 5.2261 | 5.5367 | 5.4742 | 3.4273 | 10.04 | 0 | 2.5402e-05
6651 | 0.00010599 | 0.0001054 | 3.3342 | 3.4493 | 3.4273 | 5.2261 | 5.5342 | 5.4742 | 3.4273 | 10.04 | 0 | 2.3393e-05
6652 | 0.00010172 | 0.00010397 | 3.3476 | 3.4485 | 3.4273 | 5.2613 | 5.5319 | 5.4742 | 3.4273 | 10.24 | 0 | 1.3055e-05
6653 | 9.9154e-05 | 0.00010303 | 3.3557 | 3.4477 | 3.4273 | 5.2826 | 5.5298 | 5.4742 | 3.4273 | 10.36 | 0 | 1.9849e-05
6654 | 9.7017e-05 | 0.00010226 | 3.3624 | 3.447 | 3.4273 | 5.3004 | 5.5279 | 5.4742 | 3.4273 | 10.46 | 0.014444 | 2.4516e-05
6655 | 9.317e-05 | 9.9682e-05 | 3.3747 | 3.4463 | 3.4273 | 5.3329 | 5.5261 | 5.4742 | 3.4273 | 10.64 | 0.15611 | 0.00046822
6656 | 9.317e-05 | 9.9851e-05 | 3.3747 | 3.4456 | 3.4273 | 5.3329 | 5.5242 | 5.4742 | 3.4273 | 10.64 | 0.14944 | 0.00042835
6657 | 7.693e-05 | 9.544e-05 | 3.4275 | 3.4449 | 3.4273 | 5.4747 | 5.522 | 5.4742 | 3.4273 | 11.4 | 0.24611 | 0.00012713
6658 | 6.1116e-05 | 9.0696e-05 | 3.4805 | 3.444 | 3.4273 | 5.6201 | 5.5196 | 5.4742 | 3.4273 | 12.14 | 0.32278 | 0.00012612
6659 | 5.3851e-05 | 8.8594e-05 | 3.5054 | 3.4431 | 3.4273 | 5.6895 | 5.5171 | 5.4742 | 3.4273 | 12.48 | 0.27667 | 8.1995e-05
6660 | 5.5988e-05 | 8.902e-05 | 3.498 | 3.4422 | 3.4273 | 5.6689 | 5.5146 | 5.4742 | 3.4273 | 12.38 | 0.30333 | 8.229e-05
6661 | 5.3423e-05 | 8.835e-05 | 3.5068 | 3.4413 | 3.4273 | 5.6936 | 5.5123 | 5.4742 | 3.4273 | 12.5 | 0.17056 | 8.1168e-05
6662 | 5.2996e-05 | 8.9017e-05 | 3.5083 | 3.4405 | 3.4273 | 5.6978 | 5.5101 | 5.4742 | 3.4273 | 12.52 | 0.10333 | 7.2957e-05
6663 | 5.5988e-05 | 8.9516e-05 | 3.498 | 3.4396 | 3.4273 | 5.6689 | 5.5077 | 5.4742 | 3.4273 | 12.38 | 0.056111 | 0.00025431
6664 | 7.693e-05 | 9.5145e-05 | 3.4275 | 3.4388 | 3.4273 | 5.4747 | 5.5054 | 5.4742 | 3.4273 | 11.4 | 0.027778 | 0.0002451
6665 | 9.317e-05 | 9.7926e-05 | 3.3747 | 3.4378 | 3.4273 | 5.3329 | 5.5029 | 5.4742 | 3.4273 | 10.64 | 0.0027778 | 3.5917e-05
6666 | 9.5307e-05 | 0.00010018 | 3.3679 | 3.4369 | 3.4273 | 5.3148 | 5.5003 | 5.4742 | 3.4273 | 10.54 | 0 | 3.9875e-05
6667 | 9.9154e-05 | 0.00010379 | 3.3557 | 3.4361 | 3.4273 | 5.2826 | 5.4982 | 5.4742 | 3.4273 | 10.36 | 0 | 4.4542e-05
6668 | 9.7017e-05 | 0.00010254 | 3.3624 | 3.4355 | 3.4273 | 5.3004 | 5.4964 | 5.4742 | 3.4273 | 10.46 | 0 | 0.00014089
6669 | 9.0606e-05 | 0.00010053 | 3.3829 | 3.4349 | 3.4273 | 5.3548 | 5.4948 | 5.4742 | 3.4273 | 10.76 | 0 | 0.00013339
6670 | 9.317e-05 | 0.00010093 | 3.3747 | 3.4342 | 3.4273 | 5.3329 | 5.493 | 5.4742 | 3.4273 | 10.64 | 0 | 0.00016263
6671 | 0.00010172 | 0.00010342 | 3.3476 | 3.4336 | 3.4273 | 5.2613 | 5.4913 | 5.4742 | 3.4273 | 10.24 | 0 | 1.1165e-05
6672 | 0.00010172 | 0.00010374 | 3.3476 | 3.4329 | 3.4273 | 5.2613 | 5.4893 | 5.4742 | 3.4273 | 10.24 | 0 | 2.2094e-05
6673 | 9.2743e-05 | 0.00010072 | 3.3761 | 3.4322 | 3.4273 | 5.3366 | 5.4875 | 5.4742 | 3.4273 | 10.66 | 0 | 2.2035e-05
6674 | 8.8042e-05 | 9.9645e-05 | 3.3912 | 3.4315 | 3.4273 | 5.3769 | 5.4857 | 5.4742 | 3.4273 | 10.88 | 0 | 2.0971e-05
6675 | 9.5307e-05 | 0.00010197 | 3.3679 | 3.4309 | 3.4273 | 5.3148 | 5.4839 | 5.4742 | 3.4273 | 10.54 | 0 | 2.2803e-05
6676 | 9.7017e-05 | 0.00010225 | 3.3624 | 3.4302 | 3.4273 | 5.3004 | 5.4821 | 5.4742 | 3.4273 | 10.46 | 0 | 2.103e-05
6677 | 9.9154e-05 | 0.00010288 | 3.3557 | 3.4296 | 3.4273 | 5.2826 | 5.4804 | 5.4742 | 3.4273 | 10.36 | 0 | 2.5047e-05
6678 | 9.5307e-05 | 9.9921e-05 | 3.3679 | 3.429 | 3.4273 | 5.3148 | 5.4789 | 5.4742 | 3.4273 | 10.54 | 0.0094444 | 1.9258e-05
6679 | 9.7017e-05 | 0.00010148 | 3.3624 | 3.4285 | 3.4273 | 5.3004 | 5.4774 | 5.4742 | 3.4273 | 10.46 | 0.028333 | 0.00045245
6680 | 9.0606e-05 | 9.9683e-05 | 3.3829 | 3.428 | 3.4273 | 5.3548 | 5.476 | 5.4742 | 3.4273 | 10.76 | 0.056528 | 0.00046096
6681 | 6.6672e-05 | 9.2551e-05 | 3.4617 | 3.4276 | 3.4273 | 5.5681 | 5.4751 | 5.4742 | 3.4273 | 11.88 | 0.0925 | 0.00013303
6682 | 4.5303e-05 | 8.5974e-05 | 3.5351 | 3.4274 | 3.4273 | 5.7734 | 5.4744 | 5.4742 | 3.4273 | 12.88 | 0.12903 | 0.0001325
6683 | 2.6071e-05 | 8.0284e-05 | 3.604 | 3.4271 | 3.4273 | 5.9716 | 5.4736 | 5.4742 | 3.4273 | 13.78 | 0.16389 | 7.721e-05
6684 | 3.5901e-05 | 8.3554e-05 | 3.5684 | 3.4269 | 3.4273 | 5.8686 | 5.473 | 5.4742 | 3.4273 | 13.32 | 0.14278 | 7.8155e-05
6685 | 5.8552e-05 | 9.0385e-05 | 3.4892 | 3.4266 | 3.4273 | 5.6444 | 5.4723 | 5.4742 | 3.4273 | 12.26 | 0.066667 | 7.9277e-05
6686 | 5.0859e-05 | 8.8105e-05 | 3.5157 | 3.4264 | 3.4273 | 5.7186 | 5.4718 | 5.4742 | 3.4273 | 12.62 | 0.051111 | 8.4771e-05
6687 | 3.4191e-05 | 8.293e-05 | 3.5746 | 3.4262 | 3.4273 | 5.8863 | 5.4713 | 5.4742 | 3.4273 | 13.4 | 0.022778 | 0.00024279
6688 | 3.4191e-05 | 8.2702e-05 | 3.5746 | 3.4261 | 3.4273 | 5.8863 | 5.4709 | 5.4742 | 3.4273 | 13.4 | 0.022778 | 0.00023842
6689 | 3.2054e-05 | 8.2066e-05 | 3.5823 | 3.426 | 3.4273 | 5.9085 | 5.4707 | 5.4742 | 3.4273 | 13.5 | 0.005 | 4.4306e-05
6690 | 3.8892e-05 | 8.3419e-05 | 3.5578 | 3.4259 | 3.4273 | 5.838 | 5.4705 | 5.4742 | 3.4273 | 13.18 | 0 | 4.2179e-05
6691 | 4.1029e-05 | 8.4197e-05 | 3.5502 | 3.4259 | 3.4273 | 5.8163 | 5.4704 | 5.4742 | 3.4273 | 13.08 | 0 | 4.0702e-05
6692 | 4.2739e-05 | 8.5408e-05 | 3.5441 | 3.4259 | 3.4273 | 5.7991 | 5.4703 | 5.4742 | 3.4273 | 13 | 0 | 0.00015046
6693 | 4.5303e-05 | 8.6754e-05 | 3.5351 | 3.4259 | 3.4273 | 5.7734 | 5.4705 | 5.4742 | 3.4273 | 12.88 | 0 | 0.0001445
6694 | 4.2739e-05 | 8.6256e-05 | 3.5441 | 3.426 | 3.4273 | 5.7991 | 5.4707 | 5.4742 | 3.4273 | 13 | 0 | 0.00015737
6695 | 4.5303e-05 | 8.6881e-05 | 3.5351 | 3.4261 | 3.4273 | 5.7734 | 5.4709 | 5.4742 | 3.4273 | 12.88 | 0 | 2.2389e-05
6696 | 5.0859e-05 | 8.7085e-05 | 3.5157 | 3.4262 | 3.4273 | 5.7186 | 5.4712 | 5.4742 | 3.4273 | 12.62 | 0 | 8.2704e-06
6697 | 4.8722e-05 | 8.7571e-05 | 3.5232 | 3.4263 | 3.4273 | 5.7396 | 5.4716 | 5.4742 | 3.4273 | 12.72 | 0 | 1.087e-05
6698 | 4.8722e-05 | 8.8095e-05 | 3.5232 | 3.4265 | 3.4273 | 5.7396 | 5.4719 | 5.4742 | 3.4273 | 12.72 | 0 | 1.4591e-05
6699 | 4.8722e-05 | 8.7961e-05 | 3.5232 | 3.4267 | 3.4273 | 5.7396 | 5.4726 | 5.4742 | 3.4273 | 12.72 | 0 | 1.4119e-05
6700 | 5.0859e-05 | 8.875e-05 | 3.5157 | 3.427 | 3.4273 | 5.7186 | 5.4733 | 5.4742 | 3.4273 | 12.62 | 0 | 1.3292e-05
6701 | 5.2996e-05 | 8.9442e-05 | 3.5083 | 3.4273 | 3.4273 | 5.6978 | 5.4741 | 5.4742 | 3.4273 | 12.52 | 0 | 1.1342e-05
6702 | 5.2996e-05 | 8.8465e-05 | 3.5083 | 3.4276 | 3.4273 | 5.6978 | 5.475 | 5.4742 | 3.4273 | 12.52 | 0.047111 | 8.9202e-06
6703 | 4.5303e-05 | 8.5933e-05 | 3.5351 | 3.4279 | 3.4273 | 5.7734 | 5.4757 | 5.4742 | 3.4273 | 12.88 | 0.10089 | 0.00048482
6704 | 3.5901e-05 | 8.3173e-05 | 3.5684 | 3.4281 | 3.4273 | 5.8686 | 5.4763 | 5.4742 | 3.4273 | 13.32 | 0.15729 | 0.00010415
6705 | 2.778e-05 | 8.1228e-05 | 3.5977 | 3.4282 | 3.4273 | 5.9534 | 5.4768 | 5.4742 | 3.4273 | 13.7 | 0.21344 | 7.3902e-05
6706 | 4.7013e-06 | 7.4215e-05 | 3.6837 | 3.4283 | 3.4273 | 6.2084 | 5.477 | 5.4742 | 3.4273 | 14.78 | 0.26389 | 0.00011124
6707 | 8.1204e-06 | 7.5272e-05 | 3.6707 | 3.4283 | 3.4273 | 6.1692 | 5.4769 | 5.4742 | 3.4273 | 14.62 | 0.21333 | 0.00010438
6708 | 4.7013e-06 | 7.4185e-05 | 3.6837 | 3.4284 | 3.4273 | 6.2084 | 5.477 | 5.4742 | 3.4273 | 14.78 | 0.16222 | 0.00022442
6709 | 0 | 7.2306e-05 | 3.7892 | 3.4284 | 3.4273 | 6.5348 | 5.4771 | 5.4742 | 3.4273 | 16.04 | 0.076667 | 0.00010687
6710 | 0 | 7.3078e-05 | 3.8559 | 3.4283 | 3.4273 | 6.7489 | 5.477 | 5.4742 | 3.4273 | 16.8 | 0.12389 | 0.00011431
6711 | 0 | 7.052e-05 | 3.8258 | 3.4283 | 3.4273 | 6.6514 | 5.4768 | 5.4742 | 3.4273 | 16.46 | 0.053333 | 0.00012246
6712 | 0 | 6.8434e-05 | 3.7704 | 3.4282 | 3.4273 | 6.4754 | 5.4767 | 5.4742 | 3.4273 | 15.82 | 0.017778 | 6.7994e-05
6713 | 0 | 6.837e-05 | 3.7116 | 3.4282 | 3.4273 | 6.2932 | 5.4766 | 5.4742 | 3.4273 | 15.12 | 0.0027778 | 6.8939e-05
6714 | 4.2739e-07 | 7.5474e-05 | 3.7 | 3.4282 | 3.4273 | 6.258 | 5.4765 | 5.4742 | 3.4273 | 14.98 | 0 | 0.00020132
6715 | 0 | 7.3219e-05 | 3.7116 | 3.4282 | 3.4273 | 6.2932 | 5.4768 | 5.4742 | 3.4273 | 15.12 | 0 | 0.00021349
6716 | 0 | 7.265e-05 | 3.7315 | 3.4285 | 3.4273 | 6.3545 | 5.4774 | 5.4742 | 3.4273 | 15.36 | 0 | 0.00021497
6717 | 0 | 7.3108e-05 | 3.7116 | 3.4287 | 3.4273 | 6.2932 | 5.4779 | 5.4742 | 3.4273 | 15.12 | 0 | 0.00022413
6718 | 2.5643e-06 | 7.4275e-05 | 3.6918 | 3.4289 | 3.4273 | 6.2331 | 5.4786 | 5.4742 | 3.4273 | 14.88 | 0 | 8.8611e-06
6719 | 0 | 7.2195e-05 | 3.7116 | 3.4292 | 3.4273 | 6.2932 | 5.4795 | 5.4742 | 3.4273 | 15.12 | 0 | 1.4946e-05
6720 | 7.693e-06 | 7.5642e-05 | 3.6723 | 3.4296 | 3.4273 | 6.1741 | 5.4803 | 5.4742 | 3.4273 | 14.64 | 0 | 5.3167e-06
6721 | 1.2822e-05 | 7.6769e-05 | 3.653 | 3.4298 | 3.4273 | 6.1162 | 5.4811 | 5.4742 | 3.4273 | 14.4 | 0 | 1.595e-05
6722 | 1.795e-05 | 7.8882e-05 | 3.6338 | 3.4303 | 3.4273 | 6.0594 | 5.4822 | 5.4742 | 3.4273 | 14.16 | 0 | 7.2661e-06
6723 | 2.1369e-05 | 7.9936e-05 | 3.6212 | 3.4306 | 3.4273 | 6.0221 | 5.4832 | 5.4742 | 3.4273 | 14 | 0 | 8.6248e-06
6724 | 2.3934e-05 | 8.0703e-05 | 3.6118 | 3.431 | 3.4273 | 5.9944 | 5.4843 | 5.4742 | 3.4273 | 13.88 | 0 | 8.6248e-06
6725 | 2.778e-05 | 8.1439e-05 | 3.5977 | 3.4315 | 3.4273 | 5.9534 | 5.4856 | 5.4742 | 3.4273 | 13.7 | 0 | 9.6291e-06
6726 | 2.9917e-05 | 8.2514e-05 | 3.59 | 3.432 | 3.4273 | 5.9309 | 5.4869 | 5.4742 | 3.4273 | 13.6 | 0.0027778 | 8.4476e-06
6727 | 3.2054e-05 | 8.189e-05 | 3.5823 | 3.4324 | 3.4273 | 5.9085 | 5.4881 | 5.4742 | 3.4273 | 13.5 | 0.035 | 0.00048021
6728 | 2.6071e-05 | 8.0446e-05 | 3.604 | 3.4327 | 3.4273 | 5.9716 | 5.4889 | 5.4742 | 3.4273 | 13.78 | 0.043333 | 0.00012234
6729 | 1.2822e-05 | 7.6532e-05 | 3.653 | 3.433 | 3.4273 | 6.1162 | 5.4896 | 5.4742 | 3.4273 | 14.4 | 0.051111 | 7.7446e-05
6730 | 6.8382e-06 | 7.4955e-05 | 3.6755 | 3.4331 | 3.4273 | 6.1838 | 5.4899 | 5.4742 | 3.4273 | 14.68 | 0.061667 | 0.00010645
6731 | 1.795e-05 | 7.8391e-05 | 3.6338 | 3.4332 | 3.4273 | 6.0594 | 5.4903 | 5.4742 | 3.4273 | 14.16 | 0.15889 | 0.00010196
6732 | 4.2739e-07 | 7.2341e-05 | 3.7 | 3.4333 | 3.4273 | 6.258 | 5.4904 | 5.4742 | 3.4273 | 14.98 | 0.071667 | 0.0002311
6733 | 0 | 7.2984e-05 | 3.7116 | 3.4333 | 3.4273 | 6.2932 | 5.4905 | 5.4742 | 3.4273 | 15.12 | 0.063889 | 0.0001019
6734 | 0 | 7.2679e-05 | 3.7116 | 3.4333 | 3.4273 | 6.2932 | 5.4906 | 5.4742 | 3.4273 | 15.12 | 0.043333 | 0.00012169
6735 | 4.2739e-07 | 7.1722e-05 | 3.7 | 3.4333 | 3.4273 | 6.258 | 5.4905 | 5.4742 | 3.4273 | 14.98 | 0.063889 | 0.00010291
6736 | 4.2739e-07 | 7.1864e-05 | 3.7 | 3.4333 | 3.4273 | 6.258 | 5.4906 | 5.4742 | 3.4273 | 14.98 | 0.037222 | 7.2425e-05
6737 | 1.0685e-05 | 7.4406e-05 | 3.661 | 3.4332 | 3.4273 | 6.1402 | 5.4903 | 5.4742 | 3.4273 | 14.5 | 0.0027778 | 7.1952e-05
6738 | 2.9917e-05 | 8.2429e-05 | 3.59 | 3.4333 | 3.4273 | 5.9309 | 5.4904 | 5.4742 | 3.4273 | 13.6 | 0 | 0.00023748
6739 | 4.2739e-05 | 8.515e-05 | 3.5441 | 3.4333 | 3.4273 | 5.7991 | 5.4905 | 5.4742 | 3.4273 | 13 | 0 | 0.00021101
6740 | 4.0602e-05 | 8.5303e-05 | 3.5517 | 3.4334 | 3.4273 | 5.8206 | 5.4909 | 5.4742 | 3.4273 | 13.1 | 0 | 0.00021934
6741 | 3.8465e-05 | 8.4338e-05 | 3.5593 | 3.4335 | 3.4273 | 5.8424 | 5.4912 | 5.4742 | 3.4273 | 13.2 | 0 | 0.00020658
6742 | 4.2739e-05 | 8.6244e-05 | 3.5441 | 3.4337 | 3.4273 | 5.7991 | 5.4916 | 5.4742 | 3.4273 | 13 | 0 | 1.2524e-05
6743 | 6.1116e-05 | 9.1826e-05 | 3.4805 | 3.434 | 3.4273 | 5.6201 | 5.4924 | 5.4742 | 3.4273 | 12.14 | 0 | 1.1047e-05
6744 | 8.5905e-05 | 9.9311e-05 | 3.3981 | 3.4343 | 3.4273 | 5.3954 | 5.4932 | 5.4742 | 3.4273 | 10.98 | 0 | 1.1874e-05
6745 | 0.00010386 | 0.00010337 | 3.3409 | 3.4345 | 3.4273 | 5.2436 | 5.4939 | 5.4742 | 3.4273 | 10.14 | 0 | 5.9665e-06
6746 | 7.9067e-05 | 9.7195e-05 | 3.4204 | 3.4348 | 3.4273 | 5.4556 | 5.4945 | 5.4742 | 3.4273 | 11.3 | 0 | 1.0161e-05
6747 | 8.1204e-05 | 9.7455e-05 | 3.4134 | 3.435 | 3.4273 | 5.4366 | 5.4952 | 5.4742 | 3.4273 | 11.2 | 0 | 1.3528e-05
6748 | 8.8042e-05 | 9.9444e-05 | 3.3912 | 3.4353 | 3.4273 | 5.3769 | 5.4959 | 5.4742 | 3.4273 | 10.88 | 0 | 1.4237e-05
6749 | 9.0606e-05 | 9.9989e-05 | 3.3829 | 3.4355 | 3.4273 | 5.3548 | 5.4966 | 5.4742 | 3.4273 | 10.76 | 0 | 1.0929e-05
6750 | 9.7017e-05 | 0.00010244 | 3.3624 | 3.4358 | 3.4273 | 5.3004 | 5.4973 | 5.4742 | 3.4273 | 10.46 | 0.005 | 7.7978e-06
6751 | 7.4793e-05 | 9.4393e-05 | 3.4345 | 3.4361 | 3.4273 | 5.4939 | 5.498 | 5.4742 | 3.4273 | 11.5 | 0.056111 | 0.00045593
6752 | 5.8552e-05 | 9.0199e-05 | 3.4892 | 3.4362 | 3.4273 | 5.6444 | 5.4983 | 5.4742 | 3.4273 | 12.26 | 0.11167 | 0.00011844
6753 | 4.2739e-05 | 8.5711e-05 | 3.5441 | 3.4361 | 3.4273 | 5.7991 | 5.4982 | 5.4742 | 3.4273 | 13 | 0.23556 | 7.2838e-05
6754 | 1.4959e-05 | 7.7041e-05 | 3.645 | 3.4359 | 3.4273 | 6.0924 | 5.4977 | 5.4742 | 3.4273 | 14.3 | 0.17056 | 0.0001146
6755 | 1.4959e-05 | 7.7451e-05 | 3.645 | 3.4357 | 3.4273 | 6.0924 | 5.4971 | 5.4742 | 3.4273 | 14.3 | 0.26167 | 0.00011325
6756 | 1.8805e-05 | 7.7921e-05 | 3.6307 | 3.4354 | 3.4273 | 6.05 | 5.4963 | 5.4742 | 3.4273 | 14.12 | 0.23611 | 0.00021119
6757 | 1.4959e-05 | 7.7684e-05 | 3.645 | 3.4351 | 3.4273 | 6.0924 | 5.4953 | 5.4742 | 3.4273 | 14.3 | 0.095 | 0.00010054
6758 | 1.2822e-05 | 7.6945e-05 | 3.653 | 3.4347 | 3.4273 | 6.1162 | 5.4942 | 5.4742 | 3.4273 | 14.4 | 0.079444 | 0.00011655
6759 | 2.3934e-05 | 7.9788e-05 | 3.6118 | 3.4343 | 3.4273 | 5.9944 | 5.4932 | 5.4742 | 3.4273 | 13.88 | 0.037222 | 0.00011555
6760 | 2.9917e-05 | 8.0996e-05 | 3.59 | 3.4339 | 3.4273 | 5.9309 | 5.4921 | 5.4742 | 3.4273 | 13.6 | 0.023333 | 6.6163e-05
6761 | 3.4191e-05 | 8.2381e-05 | 3.5746 | 3.4335 | 3.4273 | 5.8863 | 5.4911 | 5.4742 | 3.4273 | 13.4 | 0.0027778 | 6.6281e-05
6762 | 3.8465e-05 | 8.4255e-05 | 3.5593 | 3.4332 | 3.4273 | 5.8424 | 5.4902 | 5.4742 | 3.4273 | 13.2 | 0 | 0.00024782
6763 | 4.2739e-05 | 8.6182e-05 | 3.5441 | 3.433 | 3.4273 | 5.7991 | 5.4897 | 5.4742 | 3.4273 | 13 | 0 | 0.00021095
6764 | 4.2739e-05 | 8.6027e-05 | 3.5441 | 3.4329 | 3.4273 | 5.7991 | 5.4894 | 5.4742 | 3.4273 | 13 | 0 | 0.00022076
6765 | 4.2739e-05 | 8.5733e-05 | 3.5441 | 3.4328 | 3.4273 | 5.7991 | 5.489 | 5.4742 | 3.4273 | 13 | 0 | 0.00022655
6766 | 4.4876e-05 | 8.5051e-05 | 3.5366 | 3.4326 | 3.4273 | 5.7777 | 5.4887 | 5.4742 | 3.4273 | 12.9 | 0 | 1.3469e-05
6767 | 4.8722e-05 | 8.8127e-05 | 3.5232 | 3.4326 | 3.4273 | 5.7396 | 5.4886 | 5.4742 | 3.4273 | 12.72 | 0 | 1.0102e-05
6768 | 6.6672e-05 | 9.3705e-05 | 3.4617 | 3.4325 | 3.4273 | 5.5681 | 5.4884 | 5.4742 | 3.4273 | 11.88 | 0 | 9.8063e-06
6769 | 6.1116e-05 | 9.1728e-05 | 3.4805 | 3.4325 | 3.4273 | 5.6201 | 5.4884 | 5.4742 | 3.4273 | 12.14 | 0 | 1.146e-05
6770 | 5.2996e-05 | 8.7816e-05 | 3.5083 | 3.4325 | 3.4273 | 5.6978 | 5.4885 | 5.4742 | 3.4273 | 12.52 | 0 | 1.1106e-05
6771 | 5.0859e-05 | 8.8888e-05 | 3.5157 | 3.4326 | 3.4273 | 5.7186 | 5.4885 | 5.4742 | 3.4273 | 12.62 | 0 | 1.5714e-05
6772 | 4.8295e-05 | 8.7617e-05 | 3.5247 | 3.4326 | 3.4273 | 5.7438 | 5.4885 | 5.4742 | 3.4273 | 12.74 | 0 | 8.8611e-06
6773 | 5.0859e-05 | 8.9069e-05 | 3.5157 | 3.4326 | 3.4273 | 5.7186 | 5.4886 | 5.4742 | 3.4273 | 12.62 | 0 | 1.1165e-05
6774 | 7.2228e-05 | 9.5366e-05 | 3.4431 | 3.4326 | 3.4273 | 5.5171 | 5.4887 | 5.4742 | 3.4273 | 11.62 | 0.005 | 1.4001e-05
6775 | 6.3681e-05 | 9.1426e-05 | 3.4718 | 3.4327 | 3.4273 | 5.596 | 5.4888 | 5.4742 | 3.4273 | 12.02 | 0.053333 | 0.00046166
6776 | 4.7867e-05 | 8.6971e-05 | 3.5261 | 3.4327 | 3.4273 | 5.748 | 5.4889 | 5.4742 | 3.4273 | 12.76 | 0.053333 | 0.0001188
6777 | 2.3506e-05 | 8.0111e-05 | 3.6133 | 3.4327 | 3.4273 | 5.999 | 5.4888 | 5.4742 | 3.4273 | 13.9 | 0.08 | 5.6947e-05
6778 | 1.0685e-05 | 7.6346e-05 | 3.661 | 3.4326 | 3.4273 | 6.1402 | 5.4887 | 5.4742 | 3.4273 | 14.5 | 0.11167 | 0.00010651
6779 | 4.2739e-07 | 7.3565e-05 | 3.7 | 3.4325 | 3.4273 | 6.258 | 5.4883 | 5.4742 | 3.4273 | 14.98 | 0.13722 | 0.00010728
6780 | 0 | 7.3529e-05 | 3.7199 | 3.4323 | 3.4273 | 6.3186 | 5.4878 | 5.4742 | 3.4273 | 15.22 | 0.15167 | 0.00021343
6781 | 0 | 7.3364e-05 | 3.7315 | 3.4321 | 3.4273 | 6.3545 | 5.4871 | 5.4742 | 3.4273 | 15.36 | 0.13167 | 0.00010746
6782 | 0 | 7.299e-05 | 3.7433 | 3.4317 | 3.4273 | 6.3908 | 5.4862 | 5.4742 | 3.4273 | 15.5 | 0.12111 | 0.00011644
6783 | 0 | 7.2591e-05 | 3.7433 | 3.4314 | 3.4273 | 6.3908 | 5.4855 | 5.4742 | 3.4273 | 15.5 | 0.053333 | 9.7709e-05
6784 | 0 | 7.2139e-05 | 3.7619 | 3.4311 | 3.4273 | 6.4487 | 5.4846 | 5.4742 | 3.4273 | 15.72 | 0.029444 | 7.9986e-05
6785 | 1.4959e-05 | 7.6804e-05 | 3.645 | 3.4309 | 3.4273 | 6.0924 | 5.484 | 5.4742 | 3.4273 | 14.3 | 0.005 | 7.975e-05
6786 | 2.778e-05 | 8.2076e-05 | 3.5977 | 3.4307 | 3.4273 | 5.9534 | 5.4833 | 5.4742 | 3.4273 | 13.7 | 0 | 0.00020942
6787 | 2.9917e-05 | 8.1568e-05 | 3.59 | 3.4304 | 3.4273 | 5.9309 | 5.4826 | 5.4742 | 3.4273 | 13.6 | 0 | 0.00021273
6788 | 1.4959e-05 | 7.8512e-05 | 3.645 | 3.4301 | 3.4273 | 6.0924 | 5.4819 | 5.4742 | 3.4273 | 14.3 | 0 | 0.0002103
6789 | 1.795e-05 | 7.6423e-05 | 3.6338 | 3.4299 | 3.4273 | 6.0594 | 5.4811 | 5.4742 | 3.4273 | 14.16 | 0 | 0.00022425
6790 | 1.795e-05 | 7.9152e-05 | 3.6338 | 3.4296 | 3.4273 | 6.0594 | 5.4804 | 5.4742 | 3.4273 | 14.16 | 0 | 1.4178e-05
6791 | 2.0942e-05 | 7.9873e-05 | 3.6228 | 3.4293 | 3.4273 | 6.0268 | 5.4797 | 5.4742 | 3.4273 | 14.02 | 0 | 6.2619e-06
6792 | 2.5643e-05 | 8.1333e-05 | 3.6055 | 3.429 | 3.4273 | 5.9761 | 5.4789 | 5.4742 | 3.4273 | 13.8 | 0 | 9.0383e-06
6793 | 3.5901e-05 | 8.4611e-05 | 3.5684 | 3.4288 | 3.4273 | 5.8686 | 5.4781 | 5.4742 | 3.4273 | 13.32 | 0 | 7.6796e-06
6794 | 4.4876e-05 | 8.7437e-05 | 3.5366 | 3.4285 | 3.4273 | 5.7777 | 5.4774 | 5.4742 | 3.4273 | 12.9 | 0 | 9.57e-06
6795 | 4.7867e-05 | 8.7646e-05 | 3.5261 | 3.4282 | 3.4273 | 5.748 | 5.4767 | 5.4742 | 3.4273 | 12.76 | 0 | 7.9159e-06
6796 | 4.744e-05 | 8.79e-05 | 3.5276 | 3.428 | 3.4273 | 5.7522 | 5.476 | 5.4742 | 3.4273 | 12.78 | 0 | 1.2996e-05
6797 | 5.0859e-05 | 8.8015e-05 | 3.5157 | 3.4277 | 3.4273 | 5.7186 | 5.4753 | 5.4742 | 3.4273 | 12.62 | 0 | 1.0456e-05
6798 | 4.744e-05 | 8.3999e-05 | 3.5276 | 3.4274 | 3.4273 | 5.7522 | 5.4745 | 5.4742 | 3.4273 | 12.78 | 0.0027778 | 9.2156e-06
6799 | 4.4876e-05 | 8.7039e-05 | 3.5366 | 3.4271 | 3.4273 | 5.7777 | 5.4738 | 5.4742 | 3.4273 | 12.9 | 0.017778 | 0.00050237
6800 | 3.4191e-05 | 8.3825e-05 | 3.5746 | 3.4268 | 3.4273 | 5.8863 | 5.4728 | 5.4742 | 3.4273 | 13.4 | 0.039444 | 0.00012181
6801 | 2.778e-05 | 8.1973e-05 | 3.5977 | 3.4263 | 3.4273 | 5.9534 | 5.4714 | 5.4742 | 3.4273 | 13.7 | 0.088333 | 8.613e-05
6802 | 1.2822e-05 | 7.6765e-05 | 3.653 | 3.4258 | 3.4273 | 6.1162 | 5.4702 | 5.4742 | 3.4273 | 14.4 | 0.13167 | 0.0001123
6803 | 7.693e-06 | 7.5576e-05 | 3.6723 | 3.4254 | 3.4273 | 6.1741 | 5.4692 | 5.4742 | 3.4273 | 14.64 | 0.15889 | 0.00010657
6804 | 0 | 7.331e-05 | 3.7116 | 3.4251 | 3.4273 | 6.2932 | 5.4682 | 5.4742 | 3.4273 | 15.12 | 0.11167 | 0.00021722
6805 | 6.5533e-06 | 7.4963e-05 | 3.6766 | 3.4248 | 3.4273 | 6.1871 | 5.4673 | 5.4742 | 3.4273 | 14.6933 | 0.063889 | 0.00010793
6806 | 4.2739e-07 | 7.2896e-05 | 3.7 | 3.4244 | 3.4273 | 6.258 | 5.4664 | 5.4742 | 3.4273 | 14.98 | 0.076667 | 0.00011407
6807 | 4.7013e-06 | 7.3926e-05 | 3.6837 | 3.4241 | 3.4273 | 6.2084 | 5.4654 | 5.4742 | 3.4273 | 14.78 | 0.058889 | 0.00010757
6808 | 1.0685e-05 | 7.4576e-05 | 3.661 | 3.4237 | 3.4273 | 6.1402 | 5.4644 | 5.4742 | 3.4273 | 14.5 | 0.014444 | 6.3209e-05
6809 | 1.795e-05 | 7.7636e-05 | 3.6338 | 3.4233 | 3.4273 | 6.0594 | 5.4634 | 5.4742 | 3.4273 | 14.16 | 0.0027778 | 7.3784e-05
6810 | 2.0942e-05 | 7.8912e-05 | 3.6228 | 3.423 | 3.4273 | 6.0268 | 5.4625 | 5.4742 | 3.4273 | 14.02 | 0 | 0.00023122
6811 | 2.3506e-05 | 7.9954e-05 | 3.6133 | 3.4227 | 3.4273 | 5.999 | 5.4617 | 5.4742 | 3.4273 | 13.9 | 0 | 0.00020853
6812 | 3.2054e-05 | 8.3069e-05 | 3.5823 | 3.4225 | 3.4273 | 5.9085 | 5.4612 | 5.4742 | 3.4273 | 13.5 | 0 | 0.00020682
6813 | 3.2054e-05 | 8.3155e-05 | 3.5823 | 3.4223 | 3.4273 | 5.9085 | 5.4608 | 5.4742 | 3.4273 | 13.5 | 0 | 0.00021296
6814 | 3.5901e-05 | 8.4563e-05 | 3.5684 | 3.4221 | 3.4273 | 5.8686 | 5.4602 | 5.4742 | 3.4273 | 13.32 | 0 | 1.0811e-05
6815 | 4.0602e-05 | 8.5972e-05 | 3.5517 | 3.4219 | 3.4273 | 5.8206 | 5.4597 | 5.4742 | 3.4273 | 13.1 | 0 | 9.4519e-06
6816 | 4.2739e-05 | 8.6592e-05 | 3.5441 | 3.4217 | 3.4273 | 5.7991 | 5.4591 | 5.4742 | 3.4273 | 13 | 0 | 1.8667e-05
6817 | 5.0432e-05 | 8.8979e-05 | 3.5172 | 3.4214 | 3.4273 | 5.7228 | 5.4583 | 5.4742 | 3.4273 | 12.64 | 0 | 2.044e-05
6818 | 6.3681e-05 | 9.3056e-05 | 3.4718 | 3.4212 | 3.4273 | 5.596 | 5.4576 | 5.4742 | 3.4273 | 12.02 | 0 | 1.9435e-05
6819 | 7.4793e-05 | 9.4865e-05 | 3.4345 | 3.4209 | 3.4273 | 5.4939 | 5.4569 | 5.4742 | 3.4273 | 11.5 | 0 | 2.2862e-05
6820 | 9.5307e-05 | 0.00010237 | 3.3679 | 3.4207 | 3.4273 | 5.3148 | 5.4564 | 5.4742 | 3.4273 | 10.54 | 0 | 1.7309e-05
6821 | 6.9664e-05 | 9.4485e-05 | 3.4516 | 3.4205 | 3.4273 | 5.5405 | 5.4557 | 5.4742 | 3.4273 | 11.74 | 0 | 1.595e-05
6822 | 6.6672e-05 | 9.3701e-05 | 3.4617 | 3.4202 | 3.4273 | 5.5681 | 5.4551 | 5.4742 | 3.4273 | 11.88 | 0.0027778 | 2.0971e-05
6823 | 5.8125e-05 | 9.0014e-05 | 3.4907 | 3.42 | 3.4273 | 5.6484 | 5.4544 | 5.4742 | 3.4273 | 12.28 | 0.017778 | 0.00043343
6824 | 4.744e-05 | 8.723e-05 | 3.5276 | 3.4198 | 3.4273 | 5.7522 | 5.4538 | 5.4742 | 3.4273 | 12.78 | 0.063889 | 0.00047177
6825 | 3.4191e-05 | 8.3601e-05 | 3.5746 | 3.4195 | 3.4273 | 5.8863 | 5.4532 | 5.4742 | 3.4273 | 13.4 | 0.15444 | 0.0001263
6826 | 1.795e-05 | 7.8611e-05 | 3.6338 | 3.4193 | 3.4273 | 6.0594 | 5.4525 | 5.4742 | 3.4273 | 14.16 | 0.15889 | 0.00011118
6827 | 1.795e-05 | 7.8794e-05 | 3.6338 | 3.419 | 3.4273 | 6.0594 | 5.4518 | 5.4742 | 3.4273 | 14.16 | 0.19889 | 7.2425e-05
6828 | 7.693e-06 | 7.5841e-05 | 3.6723 | 3.4187 | 3.4273 | 6.1741 | 5.4509 | 5.4742 | 3.4273 | 14.64 | 0.11833 | 7.2661e-05
6829 | 1.7523e-05 | 7.8986e-05 | 3.6354 | 3.4183 | 3.4273 | 6.0641 | 5.4499 | 5.4742 | 3.4273 | 14.18 | 0.095 | 7.6855e-05
6830 | 2.3506e-05 | 8.0614e-05 | 3.6133 | 3.418 | 3.4273 | 5.999 | 5.449 | 5.4742 | 3.4273 | 13.9 | 0.056111 | 7.337e-05
6831 | 2.5643e-05 | 8.074e-05 | 3.6055 | 3.4176 | 3.4273 | 5.9761 | 5.4479 | 5.4742 | 3.4273 | 13.8 | 0.039444 | 0.0002741
6832 | 2.778e-05 | 8.1241e-05 | 3.5977 | 3.4171 | 3.4273 | 5.9534 | 5.4467 | 5.4742 | 3.4273 | 13.7 | 0.017778 | 0.00026365
6833 | 3.2054e-05 | 8.2728e-05 | 3.5823 | 3.4167 | 3.4273 | 5.9085 | 5.4454 | 5.4742 | 3.4273 | 13.5 | 0.0027778 | 3.7335e-05
6834 | 3.2054e-05 | 8.2869e-05 | 3.5823 | 3.4162 | 3.4273 | 5.9085 | 5.444 | 5.4742 | 3.4273 | 13.5 | 0 | 5.1867e-05
6835 | 3.2054e-05 | 7.8916e-05 | 3.5823 | 3.4157 | 3.4273 | 5.9085 | 5.4429 | 5.4742 | 3.4273 | 13.5 | 0 | 4.1588e-05
6836 | 2.9917e-05 | 8.2705e-05 | 3.59 | 3.4153 | 3.4273 | 5.9309 | 5.4418 | 5.4742 | 3.4273 | 13.6 | 0 | 0.00014355
6837 | 2.9917e-05 | 8.2893e-05 | 3.59 | 3.415 | 3.4273 | 5.9309 | 5.4408 | 5.4742 | 3.4273 | 13.6 | 0 | 0.00013859
6838 | 3.4191e-05 | 8.424e-05 | 3.5746 | 3.4146 | 3.4273 | 5.8863 | 5.4399 | 5.4742 | 3.4273 | 13.4 | 0 | 0.00015253
6839 | 5.2996e-05 | 8.9744e-05 | 3.5083 | 3.4143 | 3.4273 | 5.6978 | 5.4389 | 5.4742 | 3.4273 | 12.52 | 0 | 1.5773e-05
6840 | 5.8125e-05 | 9.1434e-05 | 3.4907 | 3.4139 | 3.4273 | 5.6484 | 5.438 | 5.4742 | 3.4273 | 12.28 | 0 | 2.0262e-05
6841 | 6.3681e-05 | 9.3208e-05 | 3.4718 | 3.4137 | 3.4273 | 5.596 | 5.4374 | 5.4742 | 3.4273 | 12.02 | 0 | 2.1326e-05
6842 | 6.5818e-05 | 9.2839e-05 | 3.4645 | 3.4135 | 3.4273 | 5.576 | 5.4369 | 5.4742 | 3.4273 | 11.92 | 0 | 2.1385e-05
6843 | 6.9237e-05 | 9.4051e-05 | 3.453 | 3.4134 | 3.4273 | 5.5444 | 5.4366 | 5.4742 | 3.4273 | 11.76 | 0 | 2.1267e-05
6844 | 7.4793e-05 | 9.6533e-05 | 3.4345 | 3.4133 | 3.4273 | 5.4939 | 5.4363 | 5.4742 | 3.4273 | 11.5 | 0 | 2.3157e-05
6845 | 7.4365e-05 | 9.6461e-05 | 3.436 | 3.4133 | 3.4273 | 5.4977 | 5.4363 | 5.4742 | 3.4273 | 11.52 | 0 | 2.2153e-05
6846 | 7.4365e-05 | 9.5166e-05 | 3.436 | 3.4132 | 3.4273 | 5.4977 | 5.4361 | 5.4742 | 3.4273 | 11.52 | 0.0027778 | 2.1089e-05
6847 | 6.9237e-05 | 9.3884e-05 | 3.453 | 3.4133 | 3.4273 | 5.5444 | 5.4362 | 5.4742 | 3.4273 | 11.76 | 0.017778 | 0.00044353
6848 | 5.556e-05 | 8.997e-05 | 3.4995 | 3.4132 | 3.4273 | 5.673 | 5.4361 | 5.4742 | 3.4273 | 12.4 | 0.041667 | 0.00044831
6849 | 4.2311e-05 | 8.6279e-05 | 3.5457 | 3.4131 | 3.4273 | 5.8034 | 5.4358 | 5.4742 | 3.4273 | 13.02 | 0.10611 | 0.00012855
6850 | 2.5643e-06 | 7.3692e-05 | 3.6918 | 3.413 | 3.4273 | 6.2331 | 5.4354 | 5.4742 | 3.4273 | 14.88 | 0.13167 | 0.00010828
6851 | 0 | 7.2721e-05 | 3.7017 | 3.4128 | 3.4273 | 6.263 | 5.4349 | 5.4742 | 3.4273 | 15 | 0.18167 | 7.1184e-05
6852 | 0 | 7.0497e-05 | 3.7433 | 3.4125 | 3.4273 | 6.3908 | 5.434 | 5.4742 | 3.4273 | 15.5 | 0.49556 | 7.1539e-05
6853 | 0 | 7.1316e-05 | 3.8702 | 3.412 | 3.4273 | 6.7958 | 5.4329 | 5.4742 | 3.4273 | 16.96 | 0.42778 | 7.6087e-05
6854 | 0 | 7.2166e-05 | 3.8153 | 3.4116 | 3.4273 | 6.6177 | 5.4316 | 5.4742 | 3.4273 | 16.34 | 0.325 | 8.3767e-05
6855 | 0 | 7.0922e-05 | 3.8364 | 3.4111 | 3.4273 | 6.6855 | 5.4303 | 5.4742 | 3.4273 | 16.58 | 0.22 | 0.00027026
6856 | 6.5533e-06 | 7.2474e-05 | 3.6766 | 3.4106 | 3.4273 | 6.1871 | 5.429 | 5.4742 | 3.4273 | 14.6933 | 0.08 | 0.00024628
6857 | 4.744e-05 | 8.8907e-05 | 3.5276 | 3.41 | 3.4273 | 5.7522 | 5.4274 | 5.4742 | 3.4273 | 12.78 | 0.005 | 3.9698e-05
6858 | 6.1116e-05 | 9.4972e-05 | 3.4805 | 3.4096 | 3.4273 | 5.6201 | 5.4264 | 5.4742 | 3.4273 | 12.14 | 0 | 3.4027e-05
6859 | 8.3341e-05 | 0.00010681 | 3.4064 | 3.4093 | 3.4273 | 5.4178 | 5.4255 | 5.4742 | 3.4273 | 11.1 | 0 | 3.7867e-05
6860 | 0.00011198 | 0.00011049 | 3.3156 | 3.4089 | 3.4273 | 5.1777 | 5.4244 | 5.4742 | 3.4273 | 9.76 | 0 | 0.00016877
6861 | 0.00011881 | 0.00010996 | 3.2946 | 3.4087 | 3.4273 | 5.1235 | 5.4239 | 5.4742 | 3.4273 | 9.44 | 0 | 0.00015347
6862 | 0.0001342 | 0.00011519 | 3.2483 | 3.4085 | 3.4273 | 5.0056 | 5.4234 | 5.4742 | 3.4273 | 8.72 | 0 | 0.00015938
6863 | 0.00012052 | 0.00011117 | 3.2894 | 3.4083 | 3.4273 | 5.1102 | 5.4227 | 5.4742 | 3.4273 | 9.36 | 0 | 1.7486e-05
6864 | 0.00013591 | 0.00011557 | 3.2433 | 3.408 | 3.4273 | 4.9928 | 5.422 | 5.4742 | 3.4273 | 8.64 | 0 | 9.0974e-06
6865 | 0.00014317 | 0.00011585 | 3.222 | 3.4078 | 3.4273 | 4.9393 | 5.4215 | 5.4742 | 3.4273 | 8.3 | 0 | 1.2465e-05
6866 | 0.00014745 | 0.00011584 | 3.2095 | 3.4076 | 3.4273 | 4.9083 | 5.421 | 5.4742 | 3.4273 | 8.1 | 0 | 1.1579e-05
6867 | 0.00014745 | 0.0001184 | 3.2095 | 3.4075 | 3.4273 | 4.9083 | 5.4206 | 5.4742 | 3.4273 | 8.1 | 0 | 1.211e-05
6868 | 0.00013292 | 0.00011386 | 3.2521 | 3.4074 | 3.4273 | 5.0152 | 5.4204 | 5.4742 | 3.4273 | 8.78 | 0 | 1.1519e-05
6869 | 0.00012565 | 0.00011193 | 3.2739 | 3.4074 | 3.4273 | 5.0704 | 5.4204 | 5.4742 | 3.4273 | 9.12 | 0 | 1.0338e-05
6870 | 0.00011753 | 0.00010888 | 3.2985 | 3.4074 | 3.4273 | 5.1336 | 5.4205 | 5.4742 | 3.4273 | 9.5 | 0.0027778 | 7.2661e-06
6871 | 0.00010556 | 0.00010459 | 3.3355 | 3.4075 | 3.4273 | 5.2296 | 5.4206 | 5.4742 | 3.4273 | 10.06 | 0.029444 | 0.00047791
6872 | 9.2743e-05 | 0.00010111 | 3.3761 | 3.4074 | 3.4273 | 5.3366 | 5.4205 | 5.4742 | 3.4273 | 10.66 | 0.058889 | 0.00012683
6873 | 7.2228e-05 | 9.5272e-05 | 3.4431 | 3.4074 | 3.4273 | 5.5171 | 5.4203 | 5.4742 | 3.4273 | 11.62 | 0.095 | 7.3961e-05
6874 | 6.1116e-05 | 9.1246e-05 | 3.4805 | 3.4072 | 3.4273 | 5.6201 | 5.4199 | 5.4742 | 3.4273 | 12.14 | 0.11833 | 9.1329e-05
6875 | 4.744e-05 | 8.7787e-05 | 3.5276 | 3.407 | 3.4273 | 5.7522 | 5.4194 | 5.4742 | 3.4273 | 12.78 | 0.14944 | 0.00010834
6876 | 2.9917e-05 | 8.276e-05 | 3.59 | 3.4068 | 3.4273 | 5.9309 | 5.4187 | 5.4742 | 3.4273 | 13.6 | 0.10611 | 0.00021905
6877 | 3.5901e-05 | 8.4619e-05 | 3.5684 | 3.4065 | 3.4273 | 5.8686 | 5.418 | 5.4742 | 3.4273 | 13.32 | 0.11167 | 0.00011454
6878 | 2.0942e-05 | 7.996e-05 | 3.6228 | 3.4062 | 3.4273 | 6.0268 | 5.4172 | 5.4742 | 3.4273 | 14.02 | 0.10667 | 0.00010421
6879 | 1.7523e-05 | 7.8369e-05 | 3.6354 | 3.4059 | 3.4273 | 6.0641 | 5.4164 | 5.4742 | 3.4273 | 14.18 | 0.063889 | 0.00011691
6880 | 2.778e-05 | 8.0611e-05 | 3.5977 | 3.4056 | 3.4273 | 5.9534 | 5.4156 | 5.4742 | 3.4273 | 13.7 | 0.017778 | 6.9826e-05
6881 | 5.8125e-05 | 9.0378e-05 | 3.4907 | 3.4053 | 3.4273 | 5.6484 | 5.4148 | 5.4742 | 3.4273 | 12.28 | 0 | 6.0669e-05
6882 | 0.0001077 | 0.00010529 | 3.3288 | 3.4052 | 3.4273 | 5.2122 | 5.4144 | 5.4742 | 3.4273 | 9.96 | 0 | 0.00024675
6883 | 0.00010386 | 0.00010533 | 3.3409 | 3.405 | 3.4273 | 5.2436 | 5.414 | 5.4742 | 3.4273 | 10.14 | 0 | 0.00022501
6884 | 8.8042e-05 | 9.8578e-05 | 3.3912 | 3.405 | 3.4273 | 5.3769 | 5.4139 | 5.4742 | 3.4273 | 10.88 | 0 | 0.00021633
6885 | 8.3341e-05 | 9.3655e-05 | 3.4064 | 3.4049 | 3.4273 | 5.4178 | 5.4136 | 5.4742 | 3.4273 | 11.1 | 0 | 0.00021154
6886 | 8.8042e-05 | 0.0001003 | 3.3912 | 3.4048 | 3.4273 | 5.3769 | 5.4134 | 5.4742 | 3.4273 | 10.88 | 0 | 1.1638e-05
6887 | 8.1204e-05 | 9.8551e-05 | 3.4134 | 3.4048 | 3.4273 | 5.4366 | 5.4134 | 5.4742 | 3.4273 | 11.2 | 0 | 1.2287e-05
6888 | 8.3341e-05 | 9.8057e-05 | 3.4064 | 3.4047 | 3.4273 | 5.4178 | 5.4132 | 5.4742 | 3.4273 | 11.1 | 0 | 7.207e-06
6889 | 8.5905e-05 | 9.7882e-05 | 3.3981 | 3.4047 | 3.4273 | 5.3954 | 5.4131 | 5.4742 | 3.4273 | 10.98 | 0 | 1.1697e-05
6890 | 8.5905e-05 | 9.9754e-05 | 3.3981 | 3.4047 | 3.4273 | 5.3954 | 5.4131 | 5.4742 | 3.4273 | 10.98 | 0 | 7.6206e-06
6891 | 9.0179e-05 | 9.9976e-05 | 3.3843 | 3.4047 | 3.4273 | 5.3585 | 5.4132 | 5.4742 | 3.4273 | 10.78 | 0 | 1.1933e-05
6892 | 9.2743e-05 | 0.0001021 | 3.3761 | 3.4048 | 3.4273 | 5.3366 | 5.4133 | 5.4742 | 3.4273 | 10.66 | 0 | 1.1342e-05
6893 | 9.7017e-05 | 0.00010332 | 3.3624 | 3.4049 | 3.4273 | 5.3004 | 5.4138 | 5.4742 | 3.4273 | 10.46 | 0 | 9.0383e-06
6894 | 9.7017e-05 | 0.00010232 | 3.3624 | 3.4052 | 3.4273 | 5.3004 | 5.4145 | 5.4742 | 3.4273 | 10.46 | 0.0027778 | 1.1697e-05
6895 | 9.2743e-05 | 0.00010081 | 3.3761 | 3.4055 | 3.4273 | 5.3366 | 5.4152 | 5.4742 | 3.4273 | 10.66 | 0.012222 | 0.00048476
6896 | 7.693e-05 | 9.6344e-05 | 3.4275 | 3.4055 | 3.4273 | 5.4747 | 5.4154 | 5.4742 | 3.4273 | 11.4 | 0.061667 | 0.00012488
6897 | 6.3681e-05 | 9.2816e-05 | 3.4718 | 3.4055 | 3.4273 | 5.596 | 5.4153 | 5.4742 | 3.4273 | 12.02 | 0.091111 | 7.3843e-05
6898 | 5.8125e-05 | 9.0861e-05 | 3.4907 | 3.4054 | 3.4273 | 5.6484 | 5.415 | 5.4742 | 3.4273 | 12.28 | 0.08 | 0.00010521
6899 | 5.556e-05 | 9.0369e-05 | 3.4995 | 3.4053 | 3.4273 | 5.673 | 5.4147 | 5.4742 | 3.4273 | 12.4 | 0.15167 | 0.00011644
6900 | 5.8125e-05 | 9.1216e-05 | 3.4907 | 3.4051 | 3.4273 | 5.6484 | 5.4142 | 5.4742 | 3.4273 | 12.28 | 0.14944 | 0.00021692
6901 | 6.1116e-05 | 9.2431e-05 | 3.4805 | 3.4048 | 3.4273 | 5.6201 | 5.4135 | 5.4742 | 3.4273 | 12.14 | 0.088333 | 0.00011809
6902 | 5.2996e-05 | 8.9526e-05 | 3.5083 | 3.4045 | 3.4273 | 5.6978 | 5.4127 | 5.4742 | 3.4273 | 12.52 | 0.053333 | 0.00010639
6903 | 5.8125e-05 | 9.1092e-05 | 3.4907 | 3.4042 | 3.4273 | 5.6484 | 5.4119 | 5.4742 | 3.4273 | 12.28 | 0.02 | 0.00011614
6904 | 6.1116e-05 | 9.1623e-05 | 3.4805 | 3.4039 | 3.4273 | 5.6201 | 5.411 | 5.4742 | 3.4273 | 12.14 | 0.012222 | 8.1818e-05
6905 | 6.3681e-05 | 9.2732e-05 | 3.4718 | 3.4036 | 3.4273 | 5.596 | 5.4101 | 5.4742 | 3.4273 | 12.02 | 0.0027778 | 7.9159e-05
6906 | 6.9237e-05 | 9.443e-05 | 3.453 | 3.4035 | 3.4273 | 5.5444 | 5.4098 | 5.4742 | 3.4273 | 11.76 | 0 | 0.00020688
6907 | 7.9067e-05 | 9.8104e-05 | 3.4204 | 3.4034 | 3.4273 | 5.4556 | 5.4097 | 5.4742 | 3.4273 | 11.3 | 0 | 0.00020487
6908 | 7.9067e-05 | 9.48e-05 | 3.4204 | 3.4034 | 3.4273 | 5.4556 | 5.4097 | 5.4742 | 3.4273 | 11.3 | 0 | 0.00022076
6909 | 9.0179e-05 | 0.00010141 | 3.3843 | 3.4034 | 3.4273 | 5.3585 | 5.4096 | 5.4742 | 3.4273 | 10.78 | 0 | 0.00023139
6910 | 9.7017e-05 | 0.00010335 | 3.3624 | 3.4034 | 3.4273 | 5.3004 | 5.4097 | 5.4742 | 3.4273 | 10.46 | 0 | 8.6248e-06
6911 | 9.7017e-05 | 0.00010323 | 3.3624 | 3.4035 | 3.4273 | 5.3004 | 5.4099 | 5.4742 | 3.4273 | 10.46 | 0 | 1.1047e-05
6912 | 0.00011753 | 0.0001085 | 3.2985 | 3.4036 | 3.4273 | 5.1336 | 5.4101 | 5.4742 | 3.4273 | 9.5 | 0 | 1.2642e-05
6913 | 0.00011881 | 0.00010989 | 3.2946 | 3.4037 | 3.4273 | 5.1235 | 5.4105 | 5.4742 | 3.4273 | 9.44 | 0 | 9.8654e-06
6914 | 0.00011753 | 0.00010981 | 3.2985 | 3.4038 | 3.4273 | 5.1336 | 5.4108 | 5.4742 | 3.4273 | 9.5 | 0 | 1.3882e-05
6915 | 0.00011753 | 0.00010968 | 3.2985 | 3.404 | 3.4273 | 5.1336 | 5.4112 | 5.4742 | 3.4273 | 9.5 | 0 | 8.802e-06
6916 | 0.00011411 | 0.0001072 | 3.309 | 3.4042 | 3.4273 | 5.1607 | 5.4117 | 5.4742 | 3.4273 | 9.66 | 0 | 8.802e-06
6917 | 0.0001077 | 0.00010656 | 3.3288 | 3.4043 | 3.4273 | 5.2122 | 5.4122 | 5.4742 | 3.4273 | 9.96 | 0 | 1.0929e-05
6918 | 0.0001077 | 0.00010675 | 3.3288 | 3.4046 | 3.4273 | 5.2122 | 5.4128 | 5.4742 | 3.4273 | 9.96 | 0 | 1.3233e-05
6919 | 0.00010556 | 0.00010516 | 3.3355 | 3.4048 | 3.4273 | 5.2296 | 5.4135 | 5.4742 | 3.4273 | 10.06 | 0.015 | 0.00047336
6920 | 9.5307e-05 | 0.0001024 | 3.3679 | 3.405 | 3.4273 | 5.3148 | 5.4139 | 5.4742 | 3.4273 | 10.54 | 0.061667 | 0.00010958
6921 | 6.9237e-05 | 9.475e-05 | 3.453 | 3.4051 | 3.4273 | 5.5444 | 5.4141 | 5.4742 | 3.4273 | 11.76 | 0.066667 | 7.2779e-05
6922 | 6.1116e-05 | 9.206e-05 | 3.4805 | 3.405 | 3.4273 | 5.6201 | 5.414 | 5.4742 | 3.4273 | 12.14 | 0.12889 | 0.00010444
6923 | 5.8125e-05 | 9.162e-05 | 3.4907 | 3.405 | 3.4273 | 5.6484 | 5.4139 | 5.4742 | 3.4273 | 12.28 | 0.14556 | 0.00012122
6924 | 3.5901e-05 | 8.4969e-05 | 3.5684 | 3.405 | 3.4273 | 5.8686 | 5.4139 | 5.4742 | 3.4273 | 13.32 | 0.16648 | 0.00020469
6925 | 2.3506e-05 | 8.1346e-05 | 3.6133 | 3.405 | 3.4273 | 5.999 | 5.4138 | 5.4742 | 3.4273 | 13.9 | 0.088333 | 0.00011011
6926 | 2.0942e-05 | 7.9246e-05 | 3.6228 | 3.4049 | 3.4273 | 6.0268 | 5.4137 | 5.4742 | 3.4273 | 14.02 | 0.15444 | 0.00011602
6927 | 2.5643e-05 | 8.1695e-05 | 3.6055 | 3.4048 | 3.4273 | 5.9761 | 5.4134 | 5.4742 | 3.4273 | 13.8 | 0.13556 | 0.00011325
6928 | 5.556e-05 | 9.0296e-05 | 3.4995 | 3.4047 | 3.4273 | 5.673 | 5.413 | 5.4742 | 3.4273 | 12.4 | 0.041667 | 6.7581e-05
6929 | 7.693e-05 | 9.7032e-05 | 3.4275 | 3.4045 | 3.4273 | 5.4747 | 5.4126 | 5.4742 | 3.4273 | 11.4 | 0 | 8.0518e-05
6930 | 7.4365e-05 | 9.5974e-05 | 3.436 | 3.4044 | 3.4273 | 5.4977 | 5.4124 | 5.4742 | 3.4273 | 11.52 | 0 | 0.00020446
6931 | 8.1204e-05 | 9.5689e-05 | 3.4134 | 3.4044 | 3.4273 | 5.4366 | 5.4122 | 5.4742 | 3.4273 | 11.2 | 0 | 0.00023441
6932 | 8.3341e-05 | 9.9648e-05 | 3.4064 | 3.4043 | 3.4273 | 5.4178 | 5.412 | 5.4742 | 3.4273 | 11.1 | 0 | 0.00020062
6933 | 8.8042e-05 | 0.00010071 | 3.3912 | 3.4043 | 3.4273 | 5.3769 | 5.4121 | 5.4742 | 3.4273 | 10.88 | 0 | 0.00021716
6934 | 9.7017e-05 | 0.00010161 | 3.3624 | 3.4043 | 3.4273 | 5.3004 | 5.412 | 5.4742 | 3.4273 | 10.46 | 0 | 1.0929e-05
6935 | 9.7017e-05 | 0.00010362 | 3.3624 | 3.4043 | 3.4273 | 5.3004 | 5.4122 | 5.4742 | 3.4273 | 10.46 | 0 | 1.1106e-05
6936 | 9.659e-05 | 0.00010348 | 3.3638 | 3.4045 | 3.4273 | 5.304 | 5.4127 | 5.4742 | 3.4273 | 10.48 | 0 | 1.1106e-05
6937 | 0.00010386 | 0.00010579 | 3.3409 | 3.4047 | 3.4273 | 5.2436 | 5.4132 | 5.4742 | 3.4273 | 10.14 | 0 | 1.2228e-05
6938 | 0.00010386 | 0.00010442 | 3.3409 | 3.405 | 3.4273 | 5.2436 | 5.4139 | 5.4742 | 3.4273 | 10.14 | 0 | 1.2465e-05
6939 | 0.00010556 | 0.0001063 | 3.3355 | 3.4053 | 3.4273 | 5.2296 | 5.4146 | 5.4742 | 3.4273 | 10.06 | 0 | 1.3941e-05
6940 | 0.0001077 | 0.00010686 | 3.3288 | 3.4056 | 3.4273 | 5.2122 | 5.4154 | 5.4742 | 3.4273 | 9.96 | 0 | 9.8654e-06
6941 | 0.00011155 | 0.00010823 | 3.3169 | 3.4059 | 3.4273 | 5.1812 | 5.4163 | 5.4742 | 3.4273 | 9.78 | 0 | 1.4414e-05
6942 | 0.00011411 | 0.00010701 | 3.309 | 3.4063 | 3.4273 | 5.1607 | 5.4175 | 5.4742 | 3.4273 | 9.66 | 0.0027778 | 1.3646e-05
6943 | 0.00011155 | 0.00010731 | 3.3169 | 3.4067 | 3.4273 | 5.1812 | 5.4185 | 5.4742 | 3.4273 | 9.78 | 0.029444 | 0.00047945
6944 | 9.9154e-05 | 0.00010356 | 3.3557 | 3.407 | 3.4273 | 5.2826 | 5.4194 | 5.4742 | 3.4273 | 10.36 | 0.085 | 0.00011567
6945 | 7.9067e-05 | 9.7959e-05 | 3.4204 | 3.4072 | 3.4273 | 5.4556 | 5.42 | 5.4742 | 3.4273 | 11.3 | 0.12111 | 7.2838e-05
6946 | 8.5905e-05 | 9.9158e-05 | 3.3981 | 3.4074 | 3.4273 | 5.3954 | 5.4203 | 5.4742 | 3.4273 | 10.98 | 0.10889 | 0.00011915
6947 | 7.2228e-05 | 9.561e-05 | 3.4431 | 3.4074 | 3.4273 | 5.5171 | 5.4205 | 5.4742 | 3.4273 | 11.62 | 0.13778 | 0.000112
6948 | 8.1204e-05 | 9.818e-05 | 3.4134 | 3.4074 | 3.4273 | 5.4366 | 5.4205 | 5.4742 | 3.4273 | 11.2 | 0.23111 | 0.00022814
6949 | 6.0689e-05 | 9.0661e-05 | 3.4819 | 3.4074 | 3.4273 | 5.6241 | 5.4205 | 5.4742 | 3.4273 | 12.16 | 0.20722 | 9.9835e-05
6950 | 5.8125e-05 | 8.9927e-05 | 3.4907 | 3.4075 | 3.4273 | 5.6484 | 5.4207 | 5.4742 | 3.4273 | 12.28 | 0.24167 | 0.00010669
6951 | 7.2228e-05 | 9.1225e-05 | 3.4431 | 3.4075 | 3.4273 | 5.5171 | 5.4206 | 5.4742 | 3.4273 | 11.62 | 0.069444 | 0.00010001
6952 | 7.9067e-05 | 9.3351e-05 | 3.4204 | 3.4074 | 3.4273 | 5.4556 | 5.4204 | 5.4742 | 3.4273 | 11.3 | 0.039444 | 7.5438e-05
6953 | 0.00011539 | 0.00010746 | 3.3051 | 3.4074 | 3.4273 | 5.1505 | 5.4204 | 5.4742 | 3.4273 | 9.6 | 0.0027778 | 6.3682e-05
6954 | 0.00012309 | 0.0001118 | 3.2816 | 3.4074 | 3.4273 | 5.0902 | 5.4204 | 5.4742 | 3.4273 | 9.24 | 0 | 0.0002285
6955 | 0.00012052 | 0.00011261 | 3.2894 | 3.4076 | 3.4273 | 5.1102 | 5.4208 | 5.4742 | 3.4273 | 9.36 | 0 | 0.00020989
6956 | 0.00012565 | 0.00011195 | 3.2739 | 3.4078 | 3.4273 | 5.0704 | 5.4214 | 5.4742 | 3.4273 | 9.12 | 0 | 0.00020268
6957 | 0.00012864 | 0.00011289 | 3.2649 | 3.408 | 3.4273 | 5.0475 | 5.4221 | 5.4742 | 3.4273 | 8.98 | 0 | 0.00020321
6958 | 0.0001342 | 0.00011471 | 3.2483 | 3.4083 | 3.4273 | 5.0056 | 5.4228 | 5.4742 | 3.4273 | 8.72 | 0 | 1.0574e-05
6959 | 0.00014104 | 0.00011675 | 3.2282 | 3.4086 | 3.4273 | 4.9549 | 5.4237 | 5.4742 | 3.4273 | 8.4 | 0 | 1.0574e-05
6960 | 0.00016967 | 0.00012256 | 3.1465 | 3.409 | 3.4273 | 4.7533 | 5.4247 | 5.4742 | 3.4273 | 7.06 | 0 | 8.9793e-06
6961 | 0.00019916 | 0.00013321 | 3.0666 | 3.4094 | 3.4273 | 4.5622 | 5.4259 | 5.4742 | 3.4273 | 5.68 | 0 | 1.2287e-05
6962 | 0.0002154 | 0.00013895 | 2.4194 | 3.4098 | 3.4273 | 3.5707 | 5.4267 | 5.4742 | 3.4273 | 4.92 | 0 | 9.6882e-06
6963 | 0.00022523 | 0.00014213 | 2.3994 | 3.4101 | 3.4273 | 3.5245 | 5.4278 | 5.4742 | 3.4273 | 4.46 | 0 | 1.0811e-05
6964 | 0.0002543 | 0.00015037 | 2.342 | 3.4104 | 3.4273 | 3.3946 | 5.4285 | 5.4742 | 3.4273 | 3.1 | 0 | 1.2996e-05
6965 | 0.00026113 | 0.00015288 | 2.3289 | 3.4107 | 3.4273 | 3.3654 | 5.4293 | 5.4742 | 3.4273 | 2.78 | 0 | 1.0988e-05
6966 | 0.00028977 | 0.00016166 | 2.2756 | 3.411 | 3.4273 | 3.2484 | 5.4302 | 5.4742 | 3.4273 | 1.44 | 0.0027778 | 9.2746e-06
6967 | 0.00028763 | 0.00015975 | 2.2795 | 3.4113 | 3.4273 | 3.2569 | 5.431 | 5.4742 | 3.4273 | 1.54 | 0.067222 | 0.00044359
6968 | 0.00022523 | 0.000141 | 2.3994 | 3.4115 | 3.4273 | 3.5245 | 5.4315 | 5.4742 | 3.4273 | 4.46 | 0.20722 | 0.0001045
6969 | 0.00016497 | 0.00012352 | 3.1596 | 3.4116 | 3.4273 | 4.7853 | 5.4316 | 5.4742 | 3.4273 | 7.28 | 0.32278 | 6.7935e-05
6970 | 0.00013976 | 0.00011556 | 3.232 | 3.4115 | 3.4273 | 4.9643 | 5.4315 | 5.4742 | 3.4273 | 8.46 | 0.41 | 0.00011242
6971 | 0.00012693 | 0.00011193 | 3.27 | 3.4114 | 3.4273 | 5.0606 | 5.4312 | 5.4742 | 3.4273 | 9.06 | 0.43444 | 0.00011171
6972 | 0.00013035 | 0.00011261 | 3.2598 | 3.4112 | 3.4273 | 5.0346 | 5.4307 | 5.4742 | 3.4273 | 8.9 | 0.52667 | 0.00021597
6973 | 0.00010556 | 0.00010427 | 3.3355 | 3.411 | 3.4273 | 5.2296 | 5.4302 | 5.4742 | 3.4273 | 10.06 | 0.31333 | 0.00011023
6974 | 0.00010386 | 0.0001068 | 3.3409 | 3.4109 | 3.4273 | 5.2436 | 5.4298 | 5.4742 | 3.4273 | 10.14 | 0.33778 | 0.00011519
6975 | 0.00011155 | 0.00010378 | 3.3169 | 3.4107 | 3.4273 | 5.1812 | 5.4294 | 5.4742 | 3.4273 | 9.78 | 0.205 | 0.00010019
6976 | 0.00013805 | 0.00011386 | 3.237 | 3.4106 | 3.4273 | 4.977 | 5.4289 | 5.4742 | 3.4273 | 8.54 | 0.051111 | 7.6737e-05
6977 | 0.00018976 | 0.00013257 | 3.0916 | 3.4104 | 3.4273 | 4.6215 | 5.4284 | 5.4742 | 3.4273 | 6.12 | 0.0027778 | 7.4906e-05
6978 | 0.00020472 | 0.00013789 | 3.0519 | 3.4102 | 3.4273 | 4.5279 | 5.4279 | 5.4742 | 3.4273 | 5.42 | 0 | 0.00022194
6979 | 0.00022523 | 0.00014776 | 2.3994 | 3.41 | 3.4273 | 3.5245 | 5.4274 | 5.4742 | 3.4273 | 4.46 | 0 | 0.00022194
6980 | 0.00020728 | 0.00013801 | 3.0452 | 3.4098 | 3.4273 | 4.5122 | 5.4269 | 5.4742 | 3.4273 | 5.3 | 0 | 0.00021869
6981 | 0.0002154 | 0.00014042 | 2.4194 | 3.4097 | 3.4273 | 3.5707 | 5.4265 | 5.4742 | 3.4273 | 4.92 | 0 | 0.00020906
6982 | 0.0002201 | 0.000142 | 2.4098 | 3.4095 | 3.4273 | 3.5484 | 5.426 | 5.4742 | 3.4273 | 4.7 | 0 | 9.8063e-06
6983 | 0.00024746 | 0.00014855 | 2.3552 | 3.4093 | 3.4273 | 3.4243 | 5.4255 | 5.4742 | 3.4273 | 3.42 | 0 | 1.4828e-05
6984 | 0.00024489 | 0.00014933 | 2.3603 | 3.4092 | 3.4273 | 3.4355 | 5.4252 | 5.4742 | 3.4273 | 3.54 | 0 | 2.0558e-05
6985 | 0.00025301 | 0.00015139 | 2.3445 | 3.4091 | 3.4273 | 3.4001 | 5.4251 | 5.4742 | 3.4273 | 3.16 | 0 | 1.8549e-05
6986 | 0.00025942 | 0.00015342 | 2.3322 | 3.4091 | 3.4273 | 3.3726 | 5.425 | 5.4742 | 3.4273 | 2.86 | 0 | 2.3157e-05
6987 | 0.00026327 | 0.00015396 | 2.3248 | 3.4091 | 3.4273 | 3.3564 | 5.425 | 5.4742 | 3.4273 | 2.68 | 0 | 1.8431e-05
6988 | 0.00026242 | 0.00015431 | 2.3265 | 3.4091 | 3.4273 | 3.36 | 5.4251 | 5.4742 | 3.4273 | 2.72 | 0 | 2.1089e-05
6989 | 0.0002513 | 0.00015101 | 2.3478 | 3.4091 | 3.4273 | 3.4075 | 5.425 | 5.4742 | 3.4273 | 3.24 | 0 | 1.9081e-05
6990 | 0.00025643 | 0.00015254 | 2.3379 | 3.409 | 3.4273 | 3.3854 | 5.4247 | 5.4742 | 3.4273 | 3 | 0.0027778 | 1.9081e-05
6991 | 0.00026541 | 0.00015398 | 2.3208 | 3.4088 | 3.4273 | 3.3474 | 5.4242 | 5.4742 | 3.4273 | 2.58 | 0.035 | 0.00044306
6992 | 0.00022737 | 0.00014233 | 2.395 | 3.4085 | 3.4273 | 3.5146 | 5.4234 | 5.4742 | 3.4273 | 4.36 | 0.091667 | 0.00047992
6993 | 0.00018677 | 0.0001315 | 3.0996 | 3.4082 | 3.4273 | 4.6406 | 5.4226 | 5.4742 | 3.4273 | 6.26 | 0.24889 | 0.000124
6994 | 0.00014916 | 0.00011971 | 3.2046 | 3.408 | 3.4273 | 4.896 | 5.422 | 5.4742 | 3.4273 | 8.02 | 0.29889 | 0.00011974
6995 | 0.00010386 | 0.00010542 | 3.3409 | 3.4078 | 3.4273 | 5.2436 | 5.4216 | 5.4742 | 3.4273 | 10.14 | 0.205 | 7.402e-05
6996 | 0.00011155 | 0.00010848 | 3.3169 | 3.4077 | 3.4273 | 5.1812 | 5.4212 | 5.4742 | 3.4273 | 9.78 | 0.24611 | 7.9277e-05
6997 | 8.8042e-05 | 0.00010133 | 3.3912 | 3.4076 | 3.4273 | 5.3769 | 5.4211 | 5.4742 | 3.4273 | 10.88 | 0.30333 | 7.7151e-05
6998 | 0.00010556 | 0.00010617 | 3.3355 | 3.4076 | 3.4273 | 5.2296 | 5.4209 | 5.4742 | 3.4273 | 10.06 | 0.24389 | 7.7033e-05
6999 | 9.659e-05 | 0.0001033 | 3.3638 | 3.4075 | 3.4273 | 5.304 | 5.4207 | 5.4742 | 3.4273 | 10.48 | 0.19889 | 0.00024598
7000 | 0.00011539 | 0.00010816 | 3.3051 | 3.4078 | 3.4273 | 5.1505 | 5.4214 | 5.4742 | 3.4273 | 9.6 | 0.041667 | 0.00026182
7001 | 0.00013591 | 0.0001149 | 3.2433 | 3.4079 | 3.4273 | 4.9928 | 5.4217 | 5.4742 | 3.4273 | 8.64 | 0 | 4.3951e-05
7002 | 0.000156 | 0.00012115 | 3.185 | 3.408 | 3.4273 | 4.8475 | 5.422 | 5.4742 | 3.4273 | 7.7 | 0 | 3.379e-05
7003 | 0.00017309 | 0.0001263 | 3.137 | 3.4082 | 3.4273 | 4.7304 | 5.4225 | 5.4742 | 3.4273 | 6.9 | 0 | 3.8812e-05
7004 | 0.00018378 | 0.00012921 | 3.1077 | 3.4083 | 3.4273 | 4.66 | 5.4227 | 5.4742 | 3.4273 | 6.4 | 0 | 0.00015253
7005 | 0.00019916 | 0.0001345 | 3.0666 | 3.4084 | 3.4273 | 4.5622 | 5.423 | 5.4742 | 3.4273 | 5.68 | 0 | 0.00014709
7006 | 0.00020472 | 0.0001359 | 3.0519 | 3.4085 | 3.4273 | 4.5279 | 5.4234 | 5.4742 | 3.4273 | 5.42 | 0 | 0.00016683
7007 | 0.00022737 | 0.00014206 | 2.395 | 3.4086 | 3.4273 | 3.5146 | 5.4238 | 5.4742 | 3.4273 | 4.36 | 0 | 1.8195e-05
7008 | 0.00023079 | 0.0001438 | 2.3882 | 3.4088 | 3.4273 | 3.4989 | 5.4241 | 5.4742 | 3.4273 | 4.2 | 0 | 2.1621e-05
7009 | 0.0002201 | 0.00014057 | 2.4098 | 3.4088 | 3.4273 | 3.5484 | 5.4243 | 5.4742 | 3.4273 | 4.7 | 0 | 2.4516e-05
7010 | 0.00020728 | 0.0001371 | 3.0452 | 3.4089 | 3.4273 | 4.5122 | 5.4245 | 5.4742 | 3.4273 | 5.3 | 0 | 2.9064e-05
7011 | 0.00017993 | 0.00012889 | 3.1182 | 3.409 | 3.4273 | 4.6851 | 5.4247 | 5.4742 | 3.4273 | 6.58 | 0 | 1.8431e-05
7012 | 0.00017138 | 0.00012628 | 3.1417 | 3.4091 | 3.4273 | 4.7418 | 5.425 | 5.4742 | 3.4273 | 6.98 | 0 | 2.103e-05
7013 | 0.00015258 | 0.00012065 | 3.1948 | 3.4092 | 3.4273 | 4.8717 | 5.4251 | 5.4742 | 3.4273 | 7.86 | 0 | 2.682e-05
7014 | 0.00014531 | 0.00011855 | 3.2157 | 3.4092 | 3.4273 | 4.9237 | 5.4254 | 5.4742 | 3.4273 | 8.2 | 0.0027778 | 2.3689e-05
7015 | 0.00013591 | 0.00011444 | 3.2433 | 3.4093 | 3.4273 | 4.9928 | 5.4256 | 5.4742 | 3.4273 | 8.64 | 0.012222 | 0.00044111
7016 | 0.00010941 | 0.00010662 | 3.3235 | 3.4094 | 3.4273 | 5.1984 | 5.4258 | 5.4742 | 3.4273 | 9.88 | 0.043889 | 0.00045333
7017 | 8.8042e-05 | 0.00010053 | 3.3912 | 3.4095 | 3.4273 | 5.3769 | 5.4262 | 5.4742 | 3.4273 | 10.88 | 0.039444 | 0.00013256
7018 | 7.4365e-05 | 9.67e-05 | 3.436 | 3.4097 | 3.4273 | 5.4977 | 5.4265 | 5.4742 | 3.4273 | 11.52 | 0.051111 | 0.00013534
7019 | 4.4876e-05 | 8.818e-05 | 3.5366 | 3.4098 | 3.4273 | 5.7777 | 5.4268 | 5.4742 | 3.4273 | 12.9 | 0.056111 | 8.9084e-05
7020 | 1.8805e-05 | 7.972e-05 | 3.6307 | 3.4099 | 3.4273 | 6.05 | 5.4272 | 5.4742 | 3.4273 | 14.12 | 0.11556 | 7.2425e-05
7021 | 6.5533e-06 | 7.6236e-05 | 3.6766 | 3.4101 | 3.4273 | 6.1871 | 5.4276 | 5.4742 | 3.4273 | 14.6933 | 0.076667 | 8.3708e-05
7022 | 3.4191e-05 | 8.4678e-05 | 3.5746 | 3.4103 | 3.4273 | 5.8863 | 5.4281 | 5.4742 | 3.4273 | 13.4 | 0.061667 | 8.4181e-05
7023 | 2.778e-05 | 8.2302e-05 | 3.5977 | 3.4105 | 3.4273 | 5.9534 | 5.4286 | 5.4742 | 3.4273 | 13.7 | 0.025556 | 0.0002464
7024 | 6.9237e-05 | 9.4304e-05 | 3.453 | 3.4106 | 3.4273 | 5.5444 | 5.429 | 5.4742 | 3.4273 | 11.76 | 0.005 | 0.00026276
7025 | 7.4365e-05 | 9.6271e-05 | 3.436 | 3.4107 | 3.4273 | 5.4977 | 5.4293 | 5.4742 | 3.4273 | 11.52 | 0 | 2.9832e-05
7026 | 7.4365e-05 | 9.5991e-05 | 3.436 | 3.4108 | 3.4273 | 5.4977 | 5.4297 | 5.4742 | 3.4273 | 11.52 | 0 | 3.06e-05
7027 | 7.4365e-05 | 9.6022e-05 | 3.436 | 3.411 | 3.4273 | 5.4977 | 5.4301 | 5.4742 | 3.4273 | 11.52 | 0 | 4.0111e-05
7028 | 7.693e-05 | 9.7815e-05 | 3.4275 | 3.4111 | 3.4273 | 5.4747 | 5.4304 | 5.4742 | 3.4273 | 11.4 | 0 | 0.00015324
7029 | 6.9237e-05 | 9.5655e-05 | 3.453 | 3.4112 | 3.4273 | 5.5444 | 5.4307 | 5.4742 | 3.4273 | 11.76 | 0 | 0.00015088
7030 | 5.556e-05 | 9.1578e-05 | 3.4995 | 3.4113 | 3.4273 | 5.673 | 5.4309 | 5.4742 | 3.4273 | 12.4 | 0 | 0.00015466
7031 | 6.3253e-05 | 9.3802e-05 | 3.4732 | 3.4114 | 3.4273 | 5.6 | 5.4311 | 5.4742 | 3.4273 | 12.04 | 0 | 1.6659e-05
7032 | 5.0432e-05 | 8.9855e-05 | 3.5172 | 3.4114 | 3.4273 | 5.7228 | 5.4313 | 5.4742 | 3.4273 | 12.64 | 0 | 1.3233e-05
7033 | 5.556e-05 | 9.1693e-05 | 3.4995 | 3.4115 | 3.4273 | 5.673 | 5.4314 | 5.4742 | 3.4273 | 12.4 | 0 | 1.276e-05
7034 | 5.2996e-05 | 8.718e-05 | 3.5083 | 3.4115 | 3.4273 | 5.6978 | 5.4314 | 5.4742 | 3.4273 | 12.52 | 0 | 1.1401e-05
7035 | 5.0432e-05 | 8.9809e-05 | 3.5172 | 3.4114 | 3.4273 | 5.7228 | 5.4312 | 5.4742 | 3.4273 | 12.64 | 0 | 1.1992e-05
7036 | 6.3253e-05 | 9.2836e-05 | 3.4732 | 3.4114 | 3.4273 | 5.6 | 5.4311 | 5.4742 | 3.4273 | 12.04 | 0 | 7.2661e-06
7037 | 6.0262e-05 | 9.1312e-05 | 3.4834 | 3.4113 | 3.4273 | 5.6281 | 5.4309 | 5.4742 | 3.4273 | 12.18 | 0 | 1.1342e-05
7038 | 5.556e-05 | 9.1731e-05 | 3.4995 | 3.4112 | 3.4273 | 5.673 | 5.4307 | 5.4742 | 3.4273 | 12.4 | 0.0027778 | 8.2704e-06
7039 | 5.2996e-05 | 8.9588e-05 | 3.5083 | 3.4111 | 3.4273 | 5.6978 | 5.4305 | 5.4742 | 3.4273 | 12.52 | 0.035 | 0.00048547
7040 | 2.0942e-05 | 8.0302e-05 | 3.6228 | 3.4111 | 3.4273 | 6.0268 | 5.4303 | 5.4742 | 3.4273 | 14.02 | 0.11833 | 0.00011756
7041 | 6.5533e-06 | 7.6206e-05 | 3.6766 | 3.4111 | 3.4273 | 6.1871 | 5.4303 | 5.4742 | 3.4273 | 14.6933 | 0.22667 | 7.1893e-05
7042 | 2.778e-05 | 8.2742e-05 | 3.5977 | 3.4112 | 3.4273 | 5.9534 | 5.4306 | 5.4742 | 3.4273 | 13.7 | 0.26167 | 0.00012311
7043 | 1.4959e-05 | 7.866e-05 | 3.645 | 3.4113 | 3.4273 | 6.0924 | 5.4309 | 5.4742 | 3.4273 | 14.3 | 0.18167 | 0.00011271
7044 | 0 | 7.4664e-05 | 3.7017 | 3.4115 | 3.4273 | 6.263 | 5.4313 | 5.4742 | 3.4273 | 15 | 0.22 | 0.00023511
7045 | 4.7013e-06 | 7.5926e-05 | 3.6837 | 3.4117 | 3.4273 | 6.2084 | 5.4319 | 5.4742 | 3.4273 | 14.78 | 0.16667 | 0.00010415
7046 | 6.5533e-06 | 7.6681e-05 | 3.6766 | 3.412 | 3.4273 | 6.1871 | 5.4328 | 5.4742 | 3.4273 | 14.6933 | 0.16222 | 9.8949e-05
7047 | 0 | 7.429e-05 | 3.7315 | 3.4123 | 3.4273 | 6.3545 | 5.4335 | 5.4742 | 3.4273 | 15.36 | 0.043889 | 0.00010899
7048 | 2.0942e-05 | 8.0167e-05 | 3.6228 | 3.4125 | 3.4273 | 6.0268 | 5.434 | 5.4742 | 3.4273 | 14.02 | 0.015 | 7.7151e-05
7049 | 3.5901e-05 | 8.4785e-05 | 3.5684 | 3.4125 | 3.4273 | 5.8686 | 5.4343 | 5.4742 | 3.4273 | 13.32 | 0 | 7.4552e-05
7050 | 4.0602e-05 | 8.6132e-05 | 3.5517 | 3.4126 | 3.4273 | 5.8206 | 5.4344 | 5.4742 | 3.4273 | 13.1 | 0 | 0.00021657
7051 | 4.0602e-05 | 8.4196e-05 | 3.5517 | 3.4126 | 3.4273 | 5.8206 | 5.4344 | 5.4742 | 3.4273 | 13.1 | 0 | 0.000208
7052 | 4.4876e-05 | 8.7238e-05 | 3.5366 | 3.4125 | 3.4273 | 5.7777 | 5.4343 | 5.4742 | 3.4273 | 12.9 | 0 | 0.00021042
7053 | 4.4876e-05 | 8.821e-05 | 3.5366 | 3.4124 | 3.4273 | 5.7777 | 5.434 | 5.4742 | 3.4273 | 12.9 | 0 | 0.00022106
7054 | 6.3253e-05 | 9.3839e-05 | 3.4732 | 3.4123 | 3.4273 | 5.6 | 5.4337 | 5.4742 | 3.4273 | 12.04 | 0 | 1.2287e-05
7055 | 5.8125e-05 | 9.1873e-05 | 3.4907 | 3.4122 | 3.4273 | 5.6484 | 5.4332 | 5.4742 | 3.4273 | 12.28 | 0 | 6.7344e-06
7056 | 7.9067e-05 | 9.8913e-05 | 3.4204 | 3.412 | 3.4273 | 5.4556 | 5.4327 | 5.4742 | 3.4273 | 11.3 | 0 | 1.1283e-05
7057 | 8.3341e-05 | 9.98e-05 | 3.4064 | 3.4117 | 3.4273 | 5.4178 | 5.432 | 5.4742 | 3.4273 | 11.1 | 0 | 9.4519e-06
7058 | 7.693e-05 | 9.756e-05 | 3.4275 | 3.4113 | 3.4273 | 5.4747 | 5.431 | 5.4742 | 3.4273 | 11.4 | 0 | 1.1106e-05
7059 | 7.4365e-05 | 9.7119e-05 | 3.436 | 3.4111 | 3.4273 | 5.4977 | 5.4305 | 5.4742 | 3.4273 | 11.52 | 0 | 1.1697e-05
7060 | 6.9237e-05 | 9.5244e-05 | 3.453 | 3.4109 | 3.4273 | 5.5444 | 5.4298 | 5.4742 | 3.4273 | 11.76 | 0 | 1.2701e-05
7061 | 7.2228e-05 | 9.6888e-05 | 3.4431 | 3.4105 | 3.4273 | 5.5171 | 5.4287 | 5.4742 | 3.4273 | 11.62 | 0 | 1.0279e-05
7062 | 7.693e-05 | 9.8349e-05 | 3.4275 | 3.41 | 3.4273 | 5.4747 | 5.4274 | 5.4742 | 3.4273 | 11.4 | 0 | 1.0811e-05
7063 | 6.3253e-05 | 9.2869e-05 | 3.4732 | 3.4095 | 3.4273 | 5.6 | 5.4261 | 5.4742 | 3.4273 | 12.04 | 0.018333 | 0.0004782
7064 | 4.0127e-05 | 8.6462e-05 | 3.5534 | 3.409 | 3.4273 | 5.8254 | 5.4246 | 5.4742 | 3.4273 | 13.1222 | 0.061667 | 0.00012459
7065 | 2.5643e-05 | 8.2502e-05 | 3.6055 | 3.4085 | 3.4273 | 5.9761 | 5.4234 | 5.4742 | 3.4273 | 13.8 | 0.20773 | 8.4181e-05
7066 | 1.7095e-05 | 7.9374e-05 | 3.637 | 3.4082 | 3.4273 | 6.0688 | 5.4226 | 5.4742 | 3.4273 | 14.2 | 0.29222 | 0.00011153
7067 | 0 | 7.4112e-05 | 3.7704 | 3.408 | 3.4273 | 6.4754 | 5.422 | 5.4742 | 3.4273 | 15.82 | 0.18778 | 0.00012146
7068 | 0 | 7.4253e-05 | 3.7534 | 3.4079 | 3.4273 | 6.4223 | 5.4218 | 5.4742 | 3.4273 | 15.62 | 0.23611 | 0.00022998
7069 | 0 | 7.416e-05 | 3.7315 | 3.4079 | 3.4273 | 6.3545 | 5.4217 | 5.4742 | 3.4273 | 15.36 | 0.17333 | 0.00010515
7070 | 0 | 7.44e-05 | 3.7199 | 3.4078 | 3.4273 | 6.3186 | 5.4215 | 5.4742 | 3.4273 | 15.22 | 0.13611 | 9.6704e-05
7071 | 2.5643e-06 | 7.4621e-05 | 3.6918 | 3.4076 | 3.4273 | 6.2331 | 5.4211 | 5.4742 | 3.4273 | 14.88 | 0.061667 | 9.9185e-05
7072 | 2.3506e-05 | 8.0757e-05 | 3.6133 | 3.4073 | 3.4273 | 5.999 | 5.4202 | 5.4742 | 3.4273 | 13.9 | 0.015 | 6.4273e-05
7073 | 5.0432e-05 | 8.9183e-05 | 3.5172 | 3.4069 | 3.4273 | 5.7228 | 5.4192 | 5.4742 | 3.4273 | 12.64 | 0 | 6.7285e-05
7074 | 4.744e-05 | 8.8551e-05 | 3.5276 | 3.4065 | 3.4273 | 5.7522 | 5.418 | 5.4742 | 3.4273 | 12.78 | 0 | 0.00021834
7075 | 5.0432e-05 | 8.9234e-05 | 3.5172 | 3.4061 | 3.4273 | 5.7228 | 5.4169 | 5.4742 | 3.4273 | 12.64 | 0 | 0.00020174
7076 | 6.3253e-05 | 9.3825e-05 | 3.4732 | 3.4055 | 3.4273 | 5.6 | 5.4153 | 5.4742 | 3.4273 | 12.04 | 0 | 0.00020434
7077 | 8.1204e-05 | 9.9598e-05 | 3.4134 | 3.4049 | 3.4273 | 5.4366 | 5.4136 | 5.4742 | 3.4273 | 11.2 | 0 | 0.00024274
7078 | 9.488e-05 | 0.00010369 | 3.3692 | 3.4042 | 3.4273 | 5.3184 | 5.4119 | 5.4742 | 3.4273 | 10.56 | 0 | 1.9258e-05
7079 | 7.4365e-05 | 9.6123e-05 | 3.436 | 3.4036 | 3.4273 | 5.4977 | 5.4102 | 5.4742 | 3.4273 | 11.52 | 0 | 1.276e-05
7080 | 9.9154e-05 | 0.00010513 | 3.3557 | 3.4029 | 3.4273 | 5.2826 | 5.4084 | 5.4742 | 3.4273 | 10.36 | 0 | 1.1815e-05
7081 | 7.9067e-05 | 9.8699e-05 | 3.4204 | 3.4022 | 3.4273 | 5.4556 | 5.4065 | 5.4742 | 3.4273 | 11.3 | 0 | 1.1047e-05
7082 | 8.3341e-05 | 9.9961e-05 | 3.4064 | 3.4015 | 3.4273 | 5.4178 | 5.4046 | 5.4742 | 3.4273 | 11.1 | 0 | 8.1522e-06
7083 | 7.2228e-05 | 9.6935e-05 | 3.4431 | 3.4009 | 3.4273 | 5.5171 | 5.4028 | 5.4742 | 3.4273 | 11.62 | 0 | 1.0397e-05
7084 | 6.5818e-05 | 9.4991e-05 | 3.4645 | 3.4001 | 3.4273 | 5.576 | 5.4009 | 5.4742 | 3.4273 | 11.92 | 0 | 1.2937e-05
7085 | 5.8125e-05 | 9.2716e-05 | 3.4907 | 3.3994 | 3.4273 | 5.6484 | 5.3989 | 5.4742 | 3.4273 | 12.28 | 0 | 7.7387e-06
7086 | 6.5818e-05 | 9.5075e-05 | 3.4645 | 3.3986 | 3.4273 | 5.576 | 5.3969 | 5.4742 | 3.4273 | 11.92 | 0 | 1.2051e-05
7087 | 5.556e-05 | 9.062e-05 | 3.4995 | 3.398 | 3.4273 | 5.673 | 5.395 | 5.4742 | 3.4273 | 12.4 | 0.0072222 | 0.00047448
7088 | 2.9917e-05 | 8.331e-05 | 3.59 | 3.3973 | 3.4273 | 5.9309 | 5.3932 | 5.4742 | 3.4273 | 13.6 | 0.039444 | 0.00011939
7089 | 0 | 7.4479e-05 | 3.7116 | 3.3967 | 3.4273 | 6.2932 | 5.3917 | 5.4742 | 3.4273 | 15.12 | 0.067222 | 7.3016e-05
7090 | 0 | 7.4717e-05 | 3.8048 | 3.3962 | 3.4273 | 6.5843 | 5.3904 | 5.4742 | 3.4273 | 16.22 | 0.053333 | 0.00010255
7091 | 0 | 7.4591e-05 | 3.7892 | 3.3958 | 3.4273 | 6.5348 | 5.3893 | 5.4742 | 3.4273 | 16.04 | 0.056111 | 0.00011644
7092 | 0 | 7.5012e-05 | 3.8452 | 3.3955 | 3.4273 | 6.7142 | 5.3884 | 5.4742 | 3.4273 | 16.68 | 0.14278 | 0.0002236
7093 | 0 | 7.5146e-05 | 3.8883 | 3.3952 | 3.4273 | 6.8553 | 5.3875 | 5.4742 | 3.4273 | 17.16 | 0.12111 | 0.00011141
7094 | 0 | 7.5052e-05 | 3.8153 | 3.3949 | 3.4273 | 6.6177 | 5.3868 | 5.4742 | 3.4273 | 16.34 | 0.26667 | 0.00010037
7095 | 0 | 7.4556e-05 | 3.8048 | 3.3946 | 3.4273 | 6.5843 | 5.386 | 5.4742 | 3.4273 | 16.22 | 0.08 | 9.4814e-05
7096 | 2.5643e-06 | 7.4754e-05 | 3.6918 | 3.3942 | 3.4273 | 6.2331 | 5.3851 | 5.4742 | 3.4273 | 14.88 | 0.062222 | 7.1184e-05
7097 | 2.0515e-05 | 8.0374e-05 | 3.6243 | 3.3939 | 3.4273 | 6.0314 | 5.3841 | 5.4742 | 3.4273 | 14.04 | 0 | 6.4509e-05
7098 | 6.9237e-05 | 9.5144e-05 | 3.453 | 3.3935 | 3.4273 | 5.5444 | 5.3832 | 5.4742 | 3.4273 | 11.76 | 0 | 0.00021527
7099 | 6.3253e-05 | 9.4236e-05 | 3.4732 | 3.3932 | 3.4273 | 5.6 | 5.3823 | 5.4742 | 3.4273 | 12.04 | 0 | 0.00024628
7100 | 8.5905e-05 | 0.00010009 | 3.3981 | 3.3929 | 3.4273 | 5.3954 | 5.3815 | 5.4742 | 3.4273 | 10.98 | 0 | 0.00019435
7101 | 7.9067e-05 | 9.8494e-05 | 3.4204 | 3.3926 | 3.4273 | 5.4556 | 5.3806 | 5.4742 | 3.4273 | 11.3 | 0 | 0.00021515
7102 | 6.5818e-05 | 9.4636e-05 | 3.4645 | 3.3922 | 3.4273 | 5.576 | 5.3795 | 5.4742 | 3.4273 | 11.92 | 0 | 8.6248e-06
7103 | 7.693e-05 | 9.821e-05 | 3.4275 | 3.3918 | 3.4273 | 5.4747 | 5.3785 | 5.4742 | 3.4273 | 11.4 | 0 | 8.9793e-06
7104 | 0.00010129 | 0.00010583 | 3.3489 | 3.3914 | 3.4273 | 5.2648 | 5.3776 | 5.4742 | 3.4273 | 10.26 | 0 | 1.4414e-05
7105 | 0.00010129 | 0.00010571 | 3.3489 | 3.3912 | 3.4273 | 5.2648 | 5.3768 | 5.4742 | 3.4273 | 10.26 | 0 | 1.6068e-05
7106 | 0.00011155 | 0.00010901 | 3.3169 | 3.3909 | 3.4273 | 5.1812 | 5.3762 | 5.4742 | 3.4273 | 9.78 | 0 | 1.2996e-05
7107 | 0.00012052 | 0.00011167 | 3.2894 | 3.3907 | 3.4273 | 5.1102 | 5.3755 | 5.4742 | 3.4273 | 9.36 | 0 | 1.2996e-05
7108 | 0.00012052 | 0.00011142 | 3.2894 | 3.3904 | 3.4273 | 5.1102 | 5.3747 | 5.4742 | 3.4273 | 9.36 | 0 | 9.6291e-06
7109 | 0.00012052 | 0.00011163 | 3.2894 | 3.3901 | 3.4273 | 5.1102 | 5.374 | 5.4742 | 3.4273 | 9.36 | 0 | 8.9202e-06
7110 | 0.00012052 | 0.00011122 | 3.2894 | 3.3898 | 3.4273 | 5.1102 | 5.3733 | 5.4742 | 3.4273 | 9.36 | 0 | 7.0889e-06
7111 | 0.00011881 | 0.00011021 | 3.2946 | 3.3896 | 3.4273 | 5.1235 | 5.3726 | 5.4742 | 3.4273 | 9.44 | 0.0072222 | 0.00050124
7112 | 0.00011881 | 0.00011007 | 3.2946 | 3.3893 | 3.4273 | 5.1235 | 5.3718 | 5.4742 | 3.4273 | 9.44 | 0.043889 | 0.00011325
7113 | 0.00011368 | 0.00010907 | 3.3103 | 3.3889 | 3.4273 | 5.1641 | 5.3709 | 5.4742 | 3.4273 | 9.68 | 0.18222 | 7.7978e-05
7114 | 0.00010514 | 0.00010623 | 3.3368 | 3.3886 | 3.4273 | 5.2331 | 5.3699 | 5.4742 | 3.4273 | 10.08 | 0.22278 | 9.7768e-05
7115 | 0.00010386 | 0.00010627 | 3.3409 | 3.3881 | 3.4273 | 5.2436 | 5.3687 | 5.4742 | 3.4273 | 10.14 | 0.22056 | 0.00012027
7116 | 0.0001077 | 0.00010762 | 3.3288 | 3.3877 | 3.4273 | 5.2122 | 5.3676 | 5.4742 | 3.4273 | 9.96 | 0.21556 | 0.00022602
7117 | 0.00010129 | 0.00010501 | 3.3489 | 3.3873 | 3.4273 | 5.2648 | 5.3666 | 5.4742 | 3.4273 | 10.26 | 0.097778 | 0.00010988
7118 | 9.2743e-05 | 0.00010305 | 3.3761 | 3.387 | 3.4273 | 5.3366 | 5.3656 | 5.4742 | 3.4273 | 10.66 | 0.13167 | 0.00011555
7119 | 9.659e-05 | 0.00010398 | 3.3638 | 3.3866 | 3.4273 | 5.304 | 5.3646 | 5.4742 | 3.4273 | 10.48 | 0.12389 | 0.00011525
7120 | 0.00010129 | 0.00010495 | 3.3489 | 3.3862 | 3.4273 | 5.2648 | 5.3637 | 5.4742 | 3.4273 | 10.26 | 0.029444 | 7.6974e-05
7121 | 0.00011539 | 0.0001096 | 3.3051 | 3.3859 | 3.4273 | 5.1505 | 5.3628 | 5.4742 | 3.4273 | 9.6 | 0 | 6.4627e-05
7122 | 0.00012309 | 0.00011197 | 3.2816 | 3.3856 | 3.4273 | 5.0902 | 5.3619 | 5.4742 | 3.4273 | 9.24 | 0 | 0.00022295
7123 | 0.00012651 | 0.00011089 | 3.2713 | 3.3852 | 3.4273 | 5.0638 | 5.361 | 5.4742 | 3.4273 | 9.0796 | 0 | 0.00022106
7124 | 0.00013805 | 0.00011689 | 3.237 | 3.3849 | 3.4273 | 4.977 | 5.3602 | 5.4742 | 3.4273 | 8.54 | 0 | 0.00021698
7125 | 0.00012565 | 0.00011327 | 3.2739 | 3.3846 | 3.4273 | 5.0704 | 5.3593 | 5.4742 | 3.4273 | 9.12 | 0 | 0.00022554
7126 | 0.00012052 | 0.00011177 | 3.2894 | 3.3843 | 3.4273 | 5.1102 | 5.3585 | 5.4742 | 3.4273 | 9.36 | 0 | 7.5024e-06
7127 | 0.00012309 | 0.00011235 | 3.2816 | 3.384 | 3.4273 | 5.0902 | 5.3577 | 5.4742 | 3.4273 | 9.24 | 0 | 6.9707e-06
7128 | 0.00012522 | 0.00011314 | 3.2752 | 3.3837 | 3.4273 | 5.0737 | 5.357 | 5.4742 | 3.4273 | 9.14 | 0 | 1.3351e-05
7129 | 0.00012309 | 0.00011231 | 3.2816 | 3.3835 | 3.4273 | 5.0902 | 5.3564 | 5.4742 | 3.4273 | 9.24 | 0 | 1.3174e-05
7130 | 0.00012864 | 0.00011387 | 3.2649 | 3.3833 | 3.4273 | 5.0475 | 5.3558 | 5.4742 | 3.4273 | 8.98 | 0 | 1.146e-05
7131 | 0.00012651 | 0.00011365 | 3.2713 | 3.3831 | 3.4273 | 5.0639 | 5.3552 | 5.4742 | 3.4273 | 9.08 | 0 | 1.1224e-05
7132 | 0.00013035 | 0.00011438 | 3.2598 | 3.3828 | 3.4273 | 5.0346 | 5.3546 | 5.4742 | 3.4273 | 8.9 | 0 | 1.2346e-05
7133 | 0.00012651 | 0.00011361 | 3.2713 | 3.3826 | 3.4273 | 5.0639 | 5.3539 | 5.4742 | 3.4273 | 9.08 | 0 | 8.8611e-06
7134 | 0.00012309 | 0.00011267 | 3.2816 | 3.3823 | 3.4273 | 5.0902 | 5.3532 | 5.4742 | 3.4273 | 9.24 | 0 | 1.0161e-05
7135 | 0.00011753 | 0.00011038 | 3.2985 | 3.3821 | 3.4273 | 5.1336 | 5.3527 | 5.4742 | 3.4273 | 9.5 | 0.028333 | 0.00047354
7136 | 0.00011539 | 0.00010952 | 3.3051 | 3.3819 | 3.4273 | 5.1505 | 5.352 | 5.4742 | 3.4273 | 9.6 | 0.085185 | 0.00011537
7137 | 0.00010129 | 0.00010579 | 3.3489 | 3.3816 | 3.4273 | 5.2648 | 5.3512 | 5.4742 | 3.4273 | 10.26 | 0.23167 | 7.8982e-05
7138 | 0.00010514 | 0.00010644 | 3.3368 | 3.3812 | 3.4273 | 5.2331 | 5.3504 | 5.4742 | 3.4273 | 10.08 | 0.185 | 0.00011756
7139 | 0.00010086 | 0.00010582 | 3.3503 | 3.3809 | 3.4273 | 5.2683 | 5.3495 | 5.4742 | 3.4273 | 10.28 | 0.13167 | 0.000112
7140 | 0.00010044 | 0.00010553 | 3.3516 | 3.3806 | 3.4273 | 5.2719 | 5.3486 | 5.4742 | 3.4273 | 10.3 | 0.12611 | 0.00023647
7141 | 0.00011753 | 0.00011061 | 3.2985 | 3.3803 | 3.4273 | 5.1336 | 5.3477 | 5.4742 | 3.4273 | 9.5 | 0.11556 | 0.00010143
7142 | 0.0001077 | 0.00010784 | 3.3288 | 3.38 | 3.4273 | 5.2122 | 5.347 | 5.4742 | 3.4273 | 9.96 | 0.046111 | 0.00011006
7143 | 0.00011368 | 0.00010948 | 3.3103 | 3.3797 | 3.4273 | 5.1641 | 5.3462 | 5.4742 | 3.4273 | 9.68 | 0.035 | 0.00011348
7144 | 0.00010386 | 0.00010639 | 3.3409 | 3.3794 | 3.4273 | 5.2436 | 5.3454 | 5.4742 | 3.4273 | 10.14 | 0.012222 | 7.8805e-05
7145 | 0.00010727 | 0.00010705 | 3.3302 | 3.3791 | 3.4273 | 5.2157 | 5.3445 | 5.4742 | 3.4273 | 9.98 | 0 | 6.2973e-05
7146 | 0.00011753 | 0.00010946 | 3.2985 | 3.3788 | 3.4273 | 5.1336 | 5.3439 | 5.4742 | 3.4273 | 9.5 | 0 | 0.00022171
7147 | 0.00012864 | 0.00011137 | 3.2649 | 3.3786 | 3.4273 | 5.0475 | 5.3433 | 5.4742 | 3.4273 | 8.98 | 0 | 0.00021131
7148 | 0.00013976 | 0.00011713 | 3.232 | 3.3784 | 3.4273 | 4.9643 | 5.3427 | 5.4742 | 3.4273 | 8.46 | 0 | 0.00022513
7149 | 0.00014745 | 0.00011999 | 3.2095 | 3.3781 | 3.4273 | 4.9083 | 5.3421 | 5.4742 | 3.4273 | 8.1 | 0 | 0.00022442
7150 | 0.00015258 | 0.00012143 | 3.1948 | 3.3779 | 3.4273 | 4.8717 | 5.3413 | 5.4742 | 3.4273 | 7.86 | 0 | 9.0974e-06
7151 | 0.00016283 | 0.00012456 | 3.1656 | 3.3776 | 3.4273 | 4.8 | 5.3406 | 5.4742 | 3.4273 | 7.38 | 0 | 1.0397e-05
7152 | 0.00017138 | 0.00012518 | 3.1417 | 3.3773 | 3.4273 | 4.7418 | 5.3398 | 5.4742 | 3.4273 | 6.98 | 0 | 2.3275e-05
7153 | 0.00018164 | 0.0001295 | 3.1136 | 3.3769 | 3.4273 | 4.6739 | 5.3388 | 5.4742 | 3.4273 | 6.5 | 0 | 2.5047e-05
7154 | 0.00017309 | 0.00012699 | 3.137 | 3.3764 | 3.4273 | 4.7304 | 5.3376 | 5.4742 | 3.4273 | 6.9 | 0 | 2.1149e-05
7155 | 0.00018164 | 0.00013024 | 3.1136 | 3.376 | 3.4273 | 4.6739 | 5.3363 | 5.4742 | 3.4273 | 6.5 | 0 | 2.2744e-05
7156 | 0.00017993 | 0.00012784 | 3.1182 | 3.3755 | 3.4273 | 4.6851 | 5.335 | 5.4742 | 3.4273 | 6.58 | 0 | 2.1798e-05
7157 | 0.00018378 | 0.00013085 | 3.1077 | 3.3749 | 3.4273 | 4.66 | 5.3336 | 5.4742 | 3.4273 | 6.4 | 0 | 2.1326e-05
7158 | 0.00017608 | 0.00012688 | 3.1288 | 3.3744 | 3.4273 | 4.7104 | 5.3321 | 5.4742 | 3.4273 | 6.76 | 0 | 2.5343e-05
7159 | 0.00019916 | 0.00013493 | 3.0666 | 3.374 | 3.4273 | 4.5622 | 5.331 | 5.4742 | 3.4273 | 5.68 | 0.032222 | 0.00045528
7160 | 0.00023635 | 0.00014646 | 2.3771 | 3.3736 | 3.4273 | 3.4737 | 5.3299 | 5.4742 | 3.4273 | 3.94 | 0.018333 | 0.00045682
7161 | 0.00021711 | 0.00014041 | 2.4159 | 3.3731 | 3.4273 | 3.5626 | 5.3288 | 5.4742 | 3.4273 | 4.84 | 0.02 | 0.00013073
7162 | 0.00016754 | 0.00012527 | 3.1524 | 3.3727 | 3.4273 | 4.7678 | 5.3277 | 5.4742 | 3.4273 | 7.16 | 0.053333 | 0.00013605
7163 | 0.00013292 | 0.00011469 | 3.2521 | 3.3723 | 3.4273 | 5.0152 | 5.3265 | 5.4742 | 3.4273 | 8.78 | 0.063889 | 9.6704e-05
7164 | 0.00012309 | 0.00011267 | 3.2816 | 3.3719 | 3.4273 | 5.0902 | 5.3256 | 5.4742 | 3.4273 | 9.24 | 0.071667 | 7.8096e-05
7165 | 0.00011368 | 0.0001094 | 3.3103 | 3.3716 | 3.4273 | 5.1641 | 5.3247 | 5.4742 | 3.4273 | 9.68 | 0.10056 | 7.2897e-05
7166 | 0.00010343 | 0.00010663 | 3.3422 | 3.3713 | 3.4273 | 5.2472 | 5.324 | 5.4742 | 3.4273 | 10.16 | 0.035 | 8.1463e-05
7167 | 0.00011155 | 0.00010864 | 3.3169 | 3.371 | 3.4273 | 5.1812 | 5.3232 | 5.4742 | 3.4273 | 9.78 | 0.039444 | 0.0002555
7168 | 0.00012052 | 0.00011117 | 3.2894 | 3.3707 | 3.4273 | 5.1102 | 5.3224 | 5.4742 | 3.4273 | 9.36 | 0.025556 | 0.00027015
7169 | 0.00014104 | 0.00011726 | 3.2282 | 3.3703 | 3.4273 | 4.9549 | 5.3213 | 5.4742 | 3.4273 | 8.4 | 0 | 3.8516e-05
7170 | 0.00015044 | 0.00012046 | 3.2009 | 3.3699 | 3.4273 | 4.8869 | 5.3202 | 5.4742 | 3.4273 | 7.96 | 0 | 4.3124e-05
7171 | 0.00015813 | 0.00012339 | 3.1789 | 3.3695 | 3.4273 | 4.8326 | 5.3191 | 5.4742 | 3.4273 | 7.6 | 0 | 3.8989e-05
7172 | 0.00016283 | 0.00012482 | 3.1656 | 3.369 | 3.4273 | 4.8 | 5.3179 | 5.4742 | 3.4273 | 7.38 | 0 | 0.00014526
7173 | 0.00016754 | 0.00012607 | 3.1524 | 3.3685 | 3.4273 | 4.7678 | 5.3166 | 5.4742 | 3.4273 | 7.16 | 0 | 0.00014184
7174 | 0.00016497 | 0.00012533 | 3.1596 | 3.3681 | 3.4273 | 4.7853 | 5.3155 | 5.4742 | 3.4273 | 7.28 | 0 | 0.00015666
7175 | 0.00016967 | 0.00012676 | 3.1465 | 3.3677 | 3.4273 | 4.7533 | 5.3144 | 5.4742 | 3.4273 | 7.06 | 0 | 1.7899e-05
7176 | 0.00019318 | 0.00013387 | 3.0824 | 3.3673 | 3.4273 | 4.5997 | 5.3133 | 5.4742 | 3.4273 | 5.96 | 0 | 2.3571e-05
7177 | 0.00018378 | 0.000131 | 3.1077 | 3.3669 | 3.4273 | 4.66 | 5.3123 | 5.4742 | 3.4273 | 6.4 | 0 | 2.2744e-05
7178 | 0.00017608 | 0.00012872 | 3.1288 | 3.3666 | 3.4273 | 4.7104 | 5.3115 | 5.4742 | 3.4273 | 6.76 | 0 | 2.7174e-05
7179 | 0.00016497 | 0.00012533 | 3.1596 | 3.3664 | 3.4273 | 4.7853 | 5.3108 | 5.4742 | 3.4273 | 7.28 | 0 | 2.6583e-05
7180 | 0.00017309 | 0.00012781 | 3.137 | 3.3661 | 3.4273 | 4.7304 | 5.3102 | 5.4742 | 3.4273 | 6.9 | 0 | 2.4811e-05
7181 | 0.0001607 | 0.00012411 | 3.1716 | 3.366 | 3.4273 | 4.8147 | 5.3098 | 5.4742 | 3.4273 | 7.48 | 0 | 2.8415e-05
7182 | 0.00015813 | 0.00012325 | 3.1789 | 3.3658 | 3.4273 | 4.8326 | 5.3093 | 5.4742 | 3.4273 | 7.6 | 0 | 2.0617e-05
7183 | 0.00015258 | 0.00012053 | 3.1948 | 3.3656 | 3.4273 | 4.8717 | 5.3087 | 5.4742 | 3.4273 | 7.86 | 0.0094444 | 0.00046822
7184 | 0.00014317 | 0.00011777 | 3.222 | 3.3654 | 3.4273 | 4.9393 | 5.3082 | 5.4742 | 3.4273 | 8.3 | 0.053333 | 0.0004668
7185 | 0.00013292 | 0.0001152 | 3.2521 | 3.3652 | 3.4273 | 5.0152 | 5.3077 | 5.4742 | 3.4273 | 8.78 | 0.17333 | 0.00012211
7186 | 0.00011881 | 0.00011036 | 3.2946 | 3.365 | 3.4273 | 5.1235 | 5.3071 | 5.4742 | 3.4273 | 9.44 | 0.22889 | 0.00012967
7187 | 0.00012309 | 0.00011145 | 3.2816 | 3.3648 | 3.4273 | 5.0902 | 5.3066 | 5.4742 | 3.4273 | 9.24 | 0.34722 | 7.8037e-05
7188 | 0.00011753 | 0.0001085 | 3.2985 | 3.3646 | 3.4273 | 5.1336 | 5.3061 | 5.4742 | 3.4273 | 9.5 | 0.15667 | 8.2408e-05
7189 | 0.00010514 | 0.00010468 | 3.3368 | 3.3644 | 3.4273 | 5.2331 | 5.3056 | 5.4742 | 3.4273 | 10.08 | 0.15444 | 7.5024e-05
7190 | 0.00011155 | 0.00010702 | 3.3169 | 3.3642 | 3.4273 | 5.1812 | 5.3052 | 5.4742 | 3.4273 | 9.78 | 0.15944 | 7.6678e-05
7191 | 0.00014531 | 0.00011554 | 3.2157 | 3.3641 | 3.4273 | 4.9237 | 5.3049 | 5.4742 | 3.4273 | 8.2 | 0.092222 | 0.00027517
7192 | 0.0001607 | 0.00011856 | 3.1716 | 3.3639 | 3.4273 | 4.8147 | 5.3044 | 5.4742 | 3.4273 | 7.48 | 0.005 | 0.00027889
7193 | 0.00017608 | 0.00012787 | 3.1288 | 3.3637 | 3.4273 | 4.7104 | 5.3038 | 5.4742 | 3.4273 | 6.76 | 0 | 4.1765e-05
7194 | 0.0001607 | 0.00012503 | 3.1716 | 3.3634 | 3.4273 | 4.8147 | 5.3029 | 5.4742 | 3.4273 | 7.48 | 0 | 4.1352e-05
7195 | 0.00015429 | 0.00012949 | 3.1899 | 3.3631 | 3.4273 | 4.8596 | 5.3022 | 5.4742 | 3.4273 | 7.78 | 0 | 4.5605e-05
7196 | 0.00015258 | 0.00012393 | 3.1948 | 3.3628 | 3.4273 | 4.8717 | 5.3014 | 5.4742 | 3.4273 | 7.86 | 0 | 0.00015926
7197 | 0.00015813 | 0.00012406 | 3.1789 | 3.3625 | 3.4273 | 4.8326 | 5.3005 | 5.4742 | 3.4273 | 7.6 | 0 | 0.00014568
7198 | 0.0001607 | 0.00012452 | 3.1716 | 3.3621 | 3.4273 | 4.8147 | 5.2996 | 5.4742 | 3.4273 | 7.48 | 0 | 0.00016688
7199 | 0.0001607 | 0.00012465 | 3.1716 | 3.3617 | 3.4273 | 4.8147 | 5.2986 | 5.4742 | 3.4273 | 7.48 | 0 | 1.8726e-05
7200 | 0.0001607 | 0.00012361 | 3.1716 | 3.3615 | 3.4273 | 4.8147 | 5.2978 | 5.4742 | 3.4273 | 7.48 | 0 | 9.3928e-06
7201 | 0.00016754 | 0.00012673 | 3.1524 | 3.3612 | 3.4273 | 4.7678 | 5.2971 | 5.4742 | 3.4273 | 7.16 | 0 | 1.0161e-05
7202 | 0.00016967 | 0.00012709 | 3.1465 | 3.3609 | 3.4273 | 4.7533 | 5.2964 | 5.4742 | 3.4273 | 7.06 | 0 | 1.0929e-05
7203 | 0.00016711 | 0.00012503 | 3.1536 | 3.3607 | 3.4273 | 4.7707 | 5.2958 | 5.4742 | 3.4273 | 7.18 | 0 | 9.3928e-06
7204 | 0.00016711 | 0.00012521 | 3.1536 | 3.3604 | 3.4273 | 4.7707 | 5.2951 | 5.4742 | 3.4273 | 7.18 | 0 | 7.207e-06
7205 | 0.00016497 | 0.00012479 | 3.1596 | 3.3602 | 3.4273 | 4.7853 | 5.2945 | 5.4742 | 3.4273 | 7.28 | 0 | 7.207e-06
7206 | 0.00016027 | 0.00012395 | 3.1729 | 3.36 | 3.4273 | 4.8177 | 5.294 | 5.4742 | 3.4273 | 7.5 | 0 | 1.0279e-05
7207 | 0.00014745 | 0.00011889 | 3.2095 | 3.3598 | 3.4273 | 4.9083 | 5.2934 | 5.4742 | 3.4273 | 8.1 | 0.01 | 0.00046426
7208 | 0.00014745 | 0.0001192 | 3.2095 | 3.3596 | 3.4273 | 4.9083 | 5.2928 | 5.4742 | 3.4273 | 8.1 | 0.018333 | 0.00012128
7209 | 0.00013292 | 0.000115 | 3.2521 | 3.3593 | 3.4273 | 5.0152 | 5.2922 | 5.4742 | 3.4273 | 8.78 | 0.023333 | 6.8112e-05
7210 | 0.00011539 | 0.00010916 | 3.3051 | 3.3591 | 3.4273 | 5.1505 | 5.2917 | 5.4742 | 3.4273 | 9.6 | 0.043889 | 0.00010362
7211 | 8.5905e-05 | 0.00010074 | 3.3981 | 3.3589 | 3.4273 | 5.3954 | 5.291 | 5.4742 | 3.4273 | 10.98 | 0.048889 | 0.00010013
7212 | 7.9067e-05 | 9.8863e-05 | 3.4204 | 3.3587 | 3.4273 | 5.4556 | 5.2906 | 5.4742 | 3.4273 | 11.3 | 0.062222 | 0.00021214
7213 | 7.2228e-05 | 9.6313e-05 | 3.4431 | 3.3585 | 3.4273 | 5.5171 | 5.2901 | 5.4742 | 3.4273 | 11.62 | 0.080556 | 0.00011224
7214 | 7.4365e-05 | 9.7294e-05 | 3.436 | 3.3583 | 3.4273 | 5.4977 | 5.2896 | 5.4742 | 3.4273 | 11.52 | 0.088333 | 0.000111
7215 | 7.693e-05 | 9.6858e-05 | 3.4275 | 3.3582 | 3.4273 | 5.4747 | 5.2892 | 5.4742 | 3.4273 | 11.4 | 0.039444 | 0.00010509
7216 | 9.2743e-05 | 9.9774e-05 | 3.3761 | 3.3579 | 3.4273 | 5.3366 | 5.2886 | 5.4742 | 3.4273 | 10.66 | 0.015 | 6.569e-05
7217 | 0.000103 | 0.00010396 | 3.3435 | 3.3577 | 3.4273 | 5.2507 | 5.288 | 5.4742 | 3.4273 | 10.18 | 0 | 7.4256e-05
7218 | 0.00010257 | 0.00010816 | 3.3449 | 3.3577 | 3.4273 | 5.2542 | 5.2878 | 5.4742 | 3.4273 | 10.2 | 0 | 0.00023133
7219 | 0.00011155 | 0.00010902 | 3.3169 | 3.3576 | 3.4273 | 5.1812 | 5.2876 | 5.4742 | 3.4273 | 9.78 | 0 | 0.00022165
7220 | 0.00011539 | 0.00010986 | 3.3051 | 3.3576 | 3.4273 | 5.1505 | 5.2876 | 5.4742 | 3.4273 | 9.6 | 0 | 0.00021403
7221 | 0.00012052 | 0.0001104 | 3.2894 | 3.3576 | 3.4273 | 5.1102 | 5.2877 | 5.4742 | 3.4273 | 9.36 | 0 | 0.00019991
7222 | 0.00012864 | 0.00011349 | 3.2649 | 3.3577 | 3.4273 | 5.0475 | 5.2879 | 5.4742 | 3.4273 | 8.98 | 0 | 1.1815e-05
7223 | 0.00011326 | 0.00011003 | 3.3116 | 3.3578 | 3.4273 | 5.1675 | 5.2882 | 5.4742 | 3.4273 | 9.7 | 0 | 1.2169e-05
7224 | 0.00012052 | 0.00011184 | 3.2894 | 3.3578 | 3.4273 | 5.1102 | 5.2883 | 5.4742 | 3.4273 | 9.36 | 0 | 1.2287e-05
7225 | 0.00011881 | 0.00011146 | 3.2946 | 3.358 | 3.4273 | 5.1235 | 5.2886 | 5.4742 | 3.4273 | 9.44 | 0 | 1.1401e-05
7226 | 0.00013292 | 0.00011594 | 3.2521 | 3.3581 | 3.4273 | 5.0152 | 5.2889 | 5.4742 | 3.4273 | 8.78 | 0 | 1.0043e-05
7227 | 0.00012651 | 0.00011374 | 3.2713 | 3.3582 | 3.4273 | 5.0639 | 5.2893 | 5.4742 | 3.4273 | 9.08 | 0 | 1.1342e-05
7228 | 0.00013292 | 0.00011484 | 3.2521 | 3.3584 | 3.4273 | 5.0152 | 5.2897 | 5.4742 | 3.4273 | 8.78 | 0 | 9.5109e-06
7229 | 0.00013591 | 0.00011558 | 3.2433 | 3.3585 | 3.4273 | 4.9928 | 5.29 | 5.4742 | 3.4273 | 8.64 | 0 | 7.9159e-06
7230 | 0.00012522 | 0.00011352 | 3.2752 | 3.3586 | 3.4273 | 5.0737 | 5.2902 | 5.4742 | 3.4273 | 9.14 | 0 | 1.0279e-05
7231 | 0.00012522 | 0.00011296 | 3.2752 | 3.3586 | 3.4273 | 5.0737 | 5.2903 | 5.4742 | 3.4273 | 9.14 | 0.018333 | 0.00049599
7232 | 0.00010044 | 0.00010584 | 3.3516 | 3.3587 | 3.4273 | 5.2719 | 5.2905 | 5.4742 | 3.4273 | 10.3 | 0.12111 | 0.00013156
7233 | 7.9067e-05 | 9.9572e-05 | 3.4204 | 3.3588 | 3.4273 | 5.4556 | 5.2908 | 5.4742 | 3.4273 | 11.3 | 0.22056 | 8.0872e-05
7234 | 5.8125e-05 | 9.279e-05 | 3.4907 | 3.359 | 3.4273 | 5.6484 | 5.2913 | 5.4742 | 3.4273 | 12.28 | 0.26833 | 0.00011608
7235 | 3.9747e-05 | 8.7534e-05 | 3.5547 | 3.3592 | 3.4273 | 5.8293 | 5.2918 | 5.4742 | 3.4273 | 13.14 | 0.19889 | 0.00010775
7236 | 1.8805e-05 | 8.1319e-05 | 3.6307 | 3.3594 | 3.4273 | 6.05 | 5.2924 | 5.4742 | 3.4273 | 14.12 | 0.24889 | 0.00021485
7237 | 2.9917e-05 | 8.3829e-05 | 3.59 | 3.3596 | 3.4273 | 5.9309 | 5.293 | 5.4742 | 3.4273 | 13.6 | 0.23889 | 0.00011313
7238 | 2.778e-05 | 8.368e-05 | 3.5977 | 3.3599 | 3.4273 | 5.9534 | 5.2936 | 5.4742 | 3.4273 | 13.7 | 0.10889 | 0.000111
7239 | 3.5901e-05 | 8.5787e-05 | 3.5684 | 3.36 | 3.4273 | 5.8686 | 5.2941 | 5.4742 | 3.4273 | 13.32 | 0.039444 | 0.00010545
7240 | 5.556e-05 | 9.0763e-05 | 3.4995 | 3.3602 | 3.4273 | 5.673 | 5.2944 | 5.4742 | 3.4273 | 12.4 | 0.01 | 6.4982e-05
7241 | 7.4365e-05 | 9.6726e-05 | 3.436 | 3.3603 | 3.4273 | 5.4977 | 5.2948 | 5.4742 | 3.4273 | 11.52 | 0 | 7.3252e-05
7242 | 8.1204e-05 | 0.00010008 | 3.4134 | 3.3605 | 3.4273 | 5.4366 | 5.2952 | 5.4742 | 3.4273 | 11.2 | 0 | 0.0002171
7243 | 8.3341e-05 | 0.000101 | 3.4064 | 3.3608 | 3.4273 | 5.4178 | 5.2961 | 5.4742 | 3.4273 | 11.1 | 0 | 0.00022247
7244 | 9.9154e-05 | 0.0001061 | 3.3557 | 3.3611 | 3.4273 | 5.2826 | 5.2969 | 5.4742 | 3.4273 | 10.36 | 0 | 0.00021946
7245 | 9.2743e-05 | 0.00010367 | 3.3761 | 3.3613 | 3.4273 | 5.3366 | 5.2973 | 5.4742 | 3.4273 | 10.66 | 0 | 0.00021562
7246 | 7.693e-05 | 9.8785e-05 | 3.4275 | 3.3614 | 3.4273 | 5.4747 | 5.2977 | 5.4742 | 3.4273 | 11.4 | 0 | 1.087e-05
7247 | 8.3341e-05 | 0.00010125 | 3.4064 | 3.3615 | 3.4273 | 5.4178 | 5.298 | 5.4742 | 3.4273 | 11.1 | 0 | 9.0974e-06
7248 | 6.9237e-05 | 9.7087e-05 | 3.453 | 3.3616 | 3.4273 | 5.5444 | 5.2983 | 5.4742 | 3.4273 | 11.76 | 0 | 1.2228e-05
7249 | 6.0262e-05 | 9.3981e-05 | 3.4834 | 3.3617 | 3.4273 | 5.6281 | 5.2984 | 5.4742 | 3.4273 | 12.18 | 0 | 1.0338e-05
7250 | 8.1204e-05 | 9.8831e-05 | 3.4134 | 3.3617 | 3.4273 | 5.4366 | 5.2985 | 5.4742 | 3.4273 | 11.2 | 0 | 8.8611e-06
7251 | 9.2316e-05 | 0.00010367 | 3.3774 | 3.3617 | 3.4273 | 5.3402 | 5.2985 | 5.4742 | 3.4273 | 10.68 | 0 | 1.022e-05
7252 | 8.8042e-05 | 0.00010258 | 3.3912 | 3.3617 | 3.4273 | 5.3769 | 5.2985 | 5.4742 | 3.4273 | 10.88 | 0 | 1.3351e-05
7253 | 9.659e-05 | 0.00010477 | 3.3638 | 3.3617 | 3.4273 | 5.304 | 5.2984 | 5.4742 | 3.4273 | 10.48 | 0 | 1.1638e-05
7254 | 0.00010727 | 0.00010732 | 3.3302 | 3.3616 | 3.4273 | 5.2157 | 5.2983 | 5.4742 | 3.4273 | 9.98 | 0 | 1.2937e-05
7255 | 0.00013035 | 0.00011488 | 3.2598 | 3.3616 | 3.4273 | 5.0346 | 5.2983 | 5.4742 | 3.4273 | 8.9 | 0.005 | 0.00050113
7256 | 0.00012309 | 0.00011279 | 3.2816 | 3.3616 | 3.4273 | 5.0902 | 5.2982 | 5.4742 | 3.4273 | 9.24 | 0.063889 | 0.00011803
7257 | 0.00011326 | 0.00010982 | 3.3116 | 3.3615 | 3.4273 | 5.1675 | 5.2979 | 5.4742 | 3.4273 | 9.7 | 0.11833 | 6.7994e-05
7258 | 9.2316e-05 | 0.0001032 | 3.3774 | 3.3614 | 3.4273 | 5.3402 | 5.2977 | 5.4742 | 3.4273 | 10.68 | 0.22667 | 0.00010852
7259 | 7.9067e-05 | 9.9626e-05 | 3.4204 | 3.3613 | 3.4273 | 5.4556 | 5.2974 | 5.4742 | 3.4273 | 11.3 | 0.27944 | 0.00010438
7260 | 7.2228e-05 | 9.7664e-05 | 3.4431 | 3.3612 | 3.4273 | 5.5171 | 5.2972 | 5.4742 | 3.4273 | 11.62 | 0.28889 | 0.0002236
7261 | 5.8125e-05 | 9.3295e-05 | 3.4907 | 3.3611 | 3.4273 | 5.6484 | 5.297 | 5.4742 | 3.4273 | 12.28 | 0.29889 | 0.00011549
7262 | 7.2228e-05 | 9.7453e-05 | 3.4431 | 3.3611 | 3.4273 | 5.5171 | 5.2969 | 5.4742 | 3.4273 | 11.62 | 0.19889 | 0.00011549
7263 | 7.693e-05 | 9.8165e-05 | 3.4275 | 3.3609 | 3.4273 | 5.4747 | 5.2964 | 5.4742 | 3.4273 | 11.4 | 0.075 | 0.0001211
7264 | 0.00010044 | 0.00010498 | 3.3516 | 3.3607 | 3.4273 | 5.2719 | 5.2958 | 5.4742 | 3.4273 | 10.3 | 0.015 | 6.5277e-05
7265 | 0.00010514 | 0.00010641 | 3.3368 | 3.3605 | 3.4273 | 5.2331 | 5.2952 | 5.4742 | 3.4273 | 10.08 | 0 | 7.3311e-05
7266 | 0.00010727 | 0.0001079 | 3.3302 | 3.3603 | 3.4273 | 5.2157 | 5.2947 | 5.4742 | 3.4273 | 9.98 | 0 | 0.00022484
7267 | 0.00011881 | 0.00010573 | 3.2946 | 3.36 | 3.4273 | 5.1235 | 5.2941 | 5.4742 | 3.4273 | 9.44 | 0 | 0.00022732
7268 | 0.00012266 | 0.00011253 | 3.2829 | 3.3598 | 3.4273 | 5.0935 | 5.2936 | 5.4742 | 3.4273 | 9.26 | 0 | 0.0002155
7269 | 0.00013933 | 0.00011809 | 3.2332 | 3.3596 | 3.4273 | 4.9675 | 5.293 | 5.4742 | 3.4273 | 8.48 | 0 | 0.00021149
7270 | 0.00015044 | 0.00012149 | 3.2009 | 3.3594 | 3.4273 | 4.8869 | 5.2925 | 5.4742 | 3.4273 | 7.96 | 0 | 1.4355e-05
7271 | 0.00016027 | 0.00012404 | 3.1729 | 3.3592 | 3.4273 | 4.8177 | 5.292 | 5.4742 | 3.4273 | 7.5 | 0 | 9.2156e-06
7272 | 0.00016497 | 0.00012593 | 3.1596 | 3.359 | 3.4273 | 4.7853 | 5.2915 | 5.4742 | 3.4273 | 7.28 | 0 | 8.802e-06
7273 | 0.00018805 | 0.00013251 | 3.0962 | 3.3589 | 3.4273 | 4.6324 | 5.2911 | 5.4742 | 3.4273 | 6.2 | 0 | 1.3292e-05
7274 | 0.00017608 | 0.00012776 | 3.1288 | 3.3587 | 3.4273 | 4.7104 | 5.2907 | 5.4742 | 3.4273 | 6.76 | 0 | 1.0574e-05
7275 | 0.00018378 | 0.00013149 | 3.1077 | 3.3585 | 3.4273 | 4.66 | 5.2901 | 5.4742 | 3.4273 | 6.4 | 0 | 9.2746e-06
7276 | 0.00018976 | 0.00013335 | 3.0916 | 3.3583 | 3.4273 | 4.6215 | 5.2896 | 5.4742 | 3.4273 | 6.12 | 0 | 1.3646e-05
7277 | 0.00017779 | 0.00012978 | 3.1241 | 3.3581 | 3.4273 | 4.6991 | 5.289 | 5.4742 | 3.4273 | 6.68 | 0 | 1.4178e-05
7278 | 0.00018463 | 0.00013189 | 3.1054 | 3.3579 | 3.4273 | 4.6544 | 5.2884 | 5.4742 | 3.4273 | 6.36 | 0 | 1.3646e-05
7279 | 0.00018164 | 0.00013021 | 3.1136 | 3.3576 | 3.4273 | 4.6739 | 5.2878 | 5.4742 | 3.4273 | 6.5 | 0.02 | 0.00046592
7280 | 0.00016027 | 0.00012372 | 3.1729 | 3.3574 | 3.4273 | 4.8177 | 5.2871 | 5.4742 | 3.4273 | 7.5 | 0.053333 | 0.00012098
7281 | 0.00014317 | 0.00011876 | 3.222 | 3.3571 | 3.4273 | 4.9393 | 5.2863 | 5.4742 | 3.4273 | 8.3 | 0.064444 | 8.613e-05
7282 | 0.00012266 | 0.00011284 | 3.2829 | 3.3567 | 3.4273 | 5.0935 | 5.2853 | 5.4742 | 3.4273 | 9.26 | 0.10667 | 0.00011945
7283 | 9.2316e-05 | 0.00010381 | 3.3774 | 3.3563 | 3.4273 | 5.3402 | 5.2844 | 5.4742 | 3.4273 | 10.68 | 0.20222 | 0.00010273
7284 | 5.8125e-05 | 9.3247e-05 | 3.4907 | 3.356 | 3.4273 | 5.6484 | 5.2834 | 5.4742 | 3.4273 | 12.28 | 0.27389 | 0.00022466
7285 | 6.3253e-05 | 9.4472e-05 | 3.4732 | 3.3555 | 3.4273 | 5.6 | 5.2822 | 5.4742 | 3.4273 | 12.04 | 0.27389 | 0.00010344
7286 | 6.5818e-05 | 9.5274e-05 | 3.4645 | 3.3551 | 3.4273 | 5.576 | 5.281 | 5.4742 | 3.4273 | 11.92 | 0.12389 | 9.316e-05
7287 | 7.4365e-05 | 9.6985e-05 | 3.436 | 3.3546 | 3.4273 | 5.4977 | 5.2798 | 5.4742 | 3.4273 | 11.52 | 0.064444 | 0.00010066
7288 | 9.488e-05 | 0.0001035 | 3.3692 | 3.3542 | 3.4273 | 5.3184 | 5.2787 | 5.4742 | 3.4273 | 10.56 | 0.01 | 7.3902e-05
7289 | 9.488e-05 | 0.0001036 | 3.3692 | 3.3539 | 3.4273 | 5.3184 | 5.2778 | 5.4742 | 3.4273 | 10.56 | 0 | 6.8762e-05
7290 | 0.00010257 | 0.00010651 | 3.3449 | 3.3536 | 3.4273 | 5.2542 | 5.2771 | 5.4742 | 3.4273 | 10.2 | 0 | 0.00022584
7291 | 0.00010941 | 0.00010769 | 3.3235 | 3.3533 | 3.4273 | 5.1984 | 5.2763 | 5.4742 | 3.4273 | 9.88 | 0 | 0.00021172
7292 | 0.00010044 | 0.0001069 | 3.3516 | 3.353 | 3.4273 | 5.2719 | 5.2757 | 5.4742 | 3.4273 | 10.3 | 0 | 0.00021869
7293 | 0.00010257 | 0.0001073 | 3.3449 | 3.3528 | 3.4273 | 5.2542 | 5.275 | 5.4742 | 3.4273 | 10.2 | 0 | 0.00021178
7294 | 9.8726e-05 | 0.00010374 | 3.357 | 3.3526 | 3.4273 | 5.2861 | 5.2744 | 5.4742 | 3.4273 | 10.38 | 0 | 8.9202e-06
7295 | 9.659e-05 | 0.00010529 | 3.3638 | 3.3524 | 3.4273 | 5.304 | 5.2739 | 5.4742 | 3.4273 | 10.48 | 0 | 1.3882e-05
7296 | 0.00011155 | 0.00011 | 3.3169 | 3.3522 | 3.4273 | 5.1812 | 5.2733 | 5.4742 | 3.4273 | 9.78 | 0 | 1.1106e-05
7297 | 0.00011539 | 0.00011117 | 3.3051 | 3.352 | 3.4273 | 5.1505 | 5.2728 | 5.4742 | 3.4273 | 9.6 | 0 | 1.4473e-05
7298 | 0.00011753 | 0.00011011 | 3.2985 | 3.3518 | 3.4273 | 5.1336 | 5.2723 | 5.4742 | 3.4273 | 9.5 | 0 | 1.0751e-05
7299 | 0.00012266 | 0.00011167 | 3.2829 | 3.3516 | 3.4273 | 5.0935 | 5.2718 | 5.4742 | 3.4273 | 9.26 | 0 | 8.6839e-06
7300 | 0.00012266 | 0.00011328 | 3.2829 | 3.3514 | 3.4273 | 5.0935 | 5.2714 | 5.4742 | 3.4273 | 9.26 | 0 | 1.211e-05
7301 | 0.00010257 | 0.00010739 | 3.3449 | 3.3512 | 3.4273 | 5.2542 | 5.2709 | 5.4742 | 3.4273 | 10.2 | 0 | 1.2524e-05
7302 | 0.00011326 | 0.00011026 | 3.3116 | 3.3511 | 3.4273 | 5.1675 | 5.2705 | 5.4742 | 3.4273 | 9.7 | 0 | 1.1224e-05
7303 | 9.0179e-05 | 0.0001026 | 3.3843 | 3.3509 | 3.4273 | 5.3585 | 5.27 | 5.4742 | 3.4273 | 10.78 | 0.02 | 0.00049994
7304 | 6.9237e-05 | 9.6658e-05 | 3.453 | 3.3507 | 3.4273 | 5.5444 | 5.2695 | 5.4742 | 3.4273 | 11.76 | 0.076667 | 0.00012264
7305 | 6.0262e-05 | 9.4218e-05 | 3.4834 | 3.3505 | 3.4273 | 5.6281 | 5.2689 | 5.4742 | 3.4273 | 12.18 | 0.12111 | 9.7768e-05
7306 | 4.2311e-05 | 8.8524e-05 | 3.5457 | 3.3502 | 3.4273 | 5.8034 | 5.2681 | 5.4742 | 3.4273 | 13.02 | 0.067222 | 0.00012092
7307 | 2.9917e-05 | 8.4377e-05 | 3.59 | 3.3499 | 3.4273 | 5.9309 | 5.2673 | 5.4742 | 3.4273 | 13.6 | 0.092222 | 0.00011703
7308 | 1.0685e-05 | 7.9416e-05 | 3.661 | 3.3495 | 3.4273 | 6.1402 | 5.2664 | 5.4742 | 3.4273 | 14.5 | 0.075 | 0.00022986
7309 | 0 | 7.6225e-05 | 3.7892 | 3.3492 | 3.4273 | 6.5348 | 5.2656 | 5.4742 | 3.4273 | 16.04 | 0.032222 | 0.00011431
7310 | 4.7013e-06 | 7.7607e-05 | 3.6837 | 3.3488 | 3.4273 | 6.2084 | 5.2646 | 5.4742 | 3.4273 | 14.78 | 0.018333 | 0.0001149
7311 | 2.3506e-05 | 8.2766e-05 | 3.6133 | 3.3484 | 3.4273 | 5.999 | 5.2636 | 5.4742 | 3.4273 | 13.9 | 0.0072222 | 0.00010994
7312 | 1.4531e-05 | 7.9846e-05 | 3.6466 | 3.3481 | 3.4273 | 6.0972 | 5.2626 | 5.4742 | 3.4273 | 14.32 | 0.0027778 | 7.2189e-05
7313 | 3.9747e-05 | 8.7654e-05 | 3.5547 | 3.3477 | 3.4273 | 5.8293 | 5.2617 | 5.4742 | 3.4273 | 13.14 | 0 | 6.9944e-05
7314 | 5.0432e-05 | 9.1135e-05 | 3.5172 | 3.3475 | 3.4273 | 5.7228 | 5.2611 | 5.4742 | 3.4273 | 12.64 | 0 | 0.00023393
7315 | 6.0262e-05 | 9.3481e-05 | 3.4834 | 3.3473 | 3.4273 | 5.6281 | 5.2605 | 5.4742 | 3.4273 | 12.18 | 0 | 0.00023606
7316 | 7.4365e-05 | 9.9132e-05 | 3.436 | 3.3471 | 3.4273 | 5.4977 | 5.2599 | 5.4742 | 3.4273 | 11.52 | 0 | 0.00023086
7317 | 8.3341e-05 | 9.9864e-05 | 3.4064 | 3.3468 | 3.4273 | 5.4178 | 5.2593 | 5.4742 | 3.4273 | 11.1 | 0 | 0.00019459
7318 | 6.3253e-05 | 9.5092e-05 | 3.4732 | 3.3465 | 3.4273 | 5.6 | 5.2584 | 5.4742 | 3.4273 | 12.04 | 0 | 9.57e-06
7319 | 6.5818e-05 | 9.4684e-05 | 3.4645 | 3.3461 | 3.4273 | 5.576 | 5.2575 | 5.4742 | 3.4273 | 11.92 | 0 | 1.3233e-05
7320 | 7.2228e-05 | 9.7258e-05 | 3.4431 | 3.3458 | 3.4273 | 5.5171 | 5.2566 | 5.4742 | 3.4273 | 11.62 | 0 | 1.8136e-05
7321 | 8.1204e-05 | 9.7886e-05 | 3.4134 | 3.3456 | 3.4273 | 5.4366 | 5.2561 | 5.4742 | 3.4273 | 11.2 | 0 | 2.2744e-05
7322 | 8.5905e-05 | 0.00010155 | 3.3981 | 3.3455 | 3.4273 | 5.3954 | 5.2557 | 5.4742 | 3.4273 | 10.98 | 0 | 2.3571e-05
7323 | 0.00010514 | 0.00010785 | 3.3368 | 3.3454 | 3.4273 | 5.2331 | 5.2556 | 5.4742 | 3.4273 | 10.08 | 0 | 1.9672e-05
7324 | 0.00012522 | 0.00011422 | 3.2752 | 3.3454 | 3.4273 | 5.0737 | 5.2555 | 5.4742 | 3.4273 | 9.14 | 0 | 2.4929e-05
7325 | 0.00013035 | 0.00011409 | 3.2598 | 3.3455 | 3.4273 | 5.0346 | 5.2557 | 5.4742 | 3.4273 | 8.9 | 0 | 2.2921e-05
7326 | 0.00013933 | 0.00011822 | 3.2332 | 3.3455 | 3.4273 | 4.9675 | 5.2559 | 5.4742 | 3.4273 | 8.48 | 0 | 1.7309e-05
7327 | 0.00011539 | 0.00011068 | 3.3051 | 3.3457 | 3.4273 | 5.1505 | 5.2564 | 5.4742 | 3.4273 | 9.6 | 0.0072222 | 0.00047673
7328 | 9.8726e-05 | 0.00010543 | 3.357 | 3.3459 | 3.4273 | 5.2861 | 5.2568 | 5.4742 | 3.4273 | 10.38 | 0.037222 | 0.00046172
7329 | 9.488e-05 | 0.00010492 | 3.3692 | 3.3459 | 3.4273 | 5.3184 | 5.2568 | 5.4742 | 3.4273 | 10.56 | 0.069444 | 0.00013605
7330 | 7.2228e-05 | 9.7955e-05 | 3.4431 | 3.3457 | 3.4273 | 5.5171 | 5.2565 | 5.4742 | 3.4273 | 11.62 | 0.088889 | 0.00012896
7331 | 6.3253e-05 | 9.4983e-05 | 3.4732 | 3.3455 | 3.4273 | 5.6 | 5.2559 | 5.4742 | 3.4273 | 12.04 | 0.13833 | 7.3902e-05
7332 | 3.8037e-05 | 8.7537e-05 | 3.5608 | 3.3453 | 3.4273 | 5.8467 | 5.2553 | 5.4742 | 3.4273 | 13.22 | 0.16722 | 8.3294e-05
7333 | 3.8037e-05 | 8.6444e-05 | 3.5608 | 3.3451 | 3.4273 | 5.8467 | 5.2547 | 5.4742 | 3.4273 | 13.22 | 0.12389 | 8.7016e-05
7334 | 3.8037e-05 | 8.7702e-05 | 3.5608 | 3.3448 | 3.4273 | 5.8467 | 5.254 | 5.4742 | 3.4273 | 13.22 | 0.088889 | 7.0357e-05
7335 | 4.744e-05 | 9.0077e-05 | 3.5276 | 3.3445 | 3.4273 | 5.7522 | 5.2532 | 5.4742 | 3.4273 | 12.78 | 0.037222 | 0.0002666
7336 | 7.2228e-05 | 9.7217e-05 | 3.4431 | 3.3443 | 3.4273 | 5.5171 | 5.2526 | 5.4742 | 3.4273 | 11.62 | 0.005 | 0.00027399
7337 | 8.8042e-05 | 0.00010205 | 3.3912 | 3.344 | 3.4273 | 5.3769 | 5.2518 | 5.4742 | 3.4273 | 10.88 | 0 | 3.9698e-05
7338 | 0.00010941 | 0.00010564 | 3.3235 | 3.3437 | 3.4273 | 5.1984 | 5.2512 | 5.4742 | 3.4273 | 9.88 | 0 | 4.0289e-05
7339 | 0.00011539 | 0.00010934 | 3.3051 | 3.3435 | 3.4273 | 5.1505 | 5.2507 | 5.4742 | 3.4273 | 9.6 | 0 | 4.2592e-05
7340 | 0.00010257 | 0.00010671 | 3.3449 | 3.3433 | 3.4273 | 5.2542 | 5.2502 | 5.4742 | 3.4273 | 10.2 | 0 | 0.00015672
7341 | 0.00010941 | 0.00010822 | 3.3235 | 3.3431 | 3.4273 | 5.1984 | 5.2495 | 5.4742 | 3.4273 | 9.88 | 0 | 0.0001758
7342 | 0.00010514 | 0.00010511 | 3.3368 | 3.3429 | 3.4273 | 5.2331 | 5.249 | 5.4742 | 3.4273 | 10.08 | 0 | 0.00015649
7343 | 0.00011881 | 0.00011156 | 3.2946 | 3.3427 | 3.4273 | 5.1235 | 5.2486 | 5.4742 | 3.4273 | 9.44 | 0 | 1.5891e-05
7344 | 0.00011881 | 0.00011206 | 3.2946 | 3.3427 | 3.4273 | 5.1235 | 5.2485 | 5.4742 | 3.4273 | 9.44 | 0 | 2.1621e-05
7345 | 0.00011531 | 0.00011136 | 3.3053 | 3.3427 | 3.4273 | 5.1511 | 5.2484 | 5.4742 | 3.4273 | 9.6038 | 0 | 2.1798e-05
7346 | 0.0001171 | 0.00011191 | 3.2998 | 3.3427 | 3.4273 | 5.137 | 5.2484 | 5.4742 | 3.4273 | 9.52 | 0 | 2.3689e-05
7347 | 0.00011881 | 0.00011254 | 3.2946 | 3.3427 | 3.4273 | 5.1235 | 5.2484 | 5.4742 | 3.4273 | 9.44 | 0 | 2.7765e-05
7348 | 0.00013591 | 0.0001176 | 3.2433 | 3.3427 | 3.4273 | 4.9928 | 5.2485 | 5.4742 | 3.4273 | 8.64 | 0 | 1.6245e-05
7349 | 0.00014745 | 0.00012089 | 3.2095 | 3.3428 | 3.4273 | 4.9083 | 5.2486 | 5.4742 | 3.4273 | 8.1 | 0 | 2.1385e-05
7350 | 0.00016711 | 0.00012582 | 3.1536 | 3.3428 | 3.4273 | 4.7707 | 5.2486 | 5.4742 | 3.4273 | 7.18 | 0 | 2.3334e-05
7351 | 0.00016967 | 0.00012716 | 3.1465 | 3.3428 | 3.4273 | 4.7533 | 5.2487 | 5.4742 | 3.4273 | 7.06 | 0.02 | 0.00049664
7352 | 0.00014745 | 0.000121 | 3.2095 | 3.3428 | 3.4273 | 4.9083 | 5.2488 | 5.4742 | 3.4273 | 8.1 | 0.080556 | 0.00046686
7353 | 0.00012864 | 0.00011533 | 3.2649 | 3.3428 | 3.4273 | 5.0475 | 5.2487 | 5.4742 | 3.4273 | 8.98 | 0.205 | 0.00013138
7354 | 0.00011155 | 0.00010989 | 3.3169 | 3.3427 | 3.4273 | 5.1812 | 5.2485 | 5.4742 | 3.4273 | 9.78 | 0.30333 | 0.00013008
7355 | 9.488e-05 | 0.00010499 | 3.3692 | 3.3425 | 3.4273 | 5.3184 | 5.248 | 5.4742 | 3.4273 | 10.56 | 0.32778 | 0.0001123
7356 | 7.1801e-05 | 9.8086e-05 | 3.4445 | 3.3422 | 3.4273 | 5.521 | 5.2472 | 5.4742 | 3.4273 | 11.64 | 0.31 | 8.2231e-05
7357 | 6.5818e-05 | 9.6097e-05 | 3.4645 | 3.342 | 3.4273 | 5.576 | 5.2466 | 5.4742 | 3.4273 | 11.92 | 0.28667 | 7.5969e-05
7358 | 7.1801e-05 | 9.785e-05 | 3.4445 | 3.3417 | 3.4273 | 5.521 | 5.2458 | 5.4742 | 3.4273 | 11.64 | 0.20222 | 8.6898e-05
7359 | 6.9237e-05 | 9.6526e-05 | 3.453 | 3.3414 | 3.4273 | 5.5444 | 5.245 | 5.4742 | 3.4273 | 11.76 | 0.041667 | 0.00024882
7360 | 6.3253e-05 | 9.453e-05 | 3.4732 | 3.3411 | 3.4273 | 5.6 | 5.2442 | 5.4742 | 3.4273 | 12.04 | 0.012222 | 0.00025059
7361 | 6.3253e-05 | 9.4636e-05 | 3.4732 | 3.3408 | 3.4273 | 5.6 | 5.2434 | 5.4742 | 3.4273 | 12.04 | 0 | 4.72e-05
7362 | 5.727e-05 | 9.354e-05 | 3.4936 | 3.3405 | 3.4273 | 5.6566 | 5.2427 | 5.4742 | 3.4273 | 12.32 | 0 | 4.9918e-05
7363 | 6.9237e-05 | 9.5278e-05 | 3.453 | 3.3403 | 3.4273 | 5.5444 | 5.2422 | 5.4742 | 3.4273 | 11.76 | 0 | 3.8575e-05
7364 | 7.1374e-05 | 9.8466e-05 | 3.4459 | 3.3402 | 3.4273 | 5.5249 | 5.2418 | 5.4742 | 3.4273 | 11.66 | 0 | 0.00016121
7365 | 6.9237e-05 | 9.6934e-05 | 3.453 | 3.34 | 3.4273 | 5.5444 | 5.2415 | 5.4742 | 3.4273 | 11.76 | 0 | 0.00014987
7366 | 7.693e-05 | 9.69e-05 | 3.4275 | 3.3399 | 3.4273 | 5.4747 | 5.2412 | 5.4742 | 3.4273 | 11.4 | 0 | 0.00017078
7367 | 7.4365e-05 | 9.5867e-05 | 3.436 | 3.3398 | 3.4273 | 5.4977 | 5.2408 | 5.4742 | 3.4273 | 11.52 | 0 | 2.9537e-05
7368 | 7.9067e-05 | 9.9168e-05 | 3.4204 | 3.3397 | 3.4273 | 5.4556 | 5.2406 | 5.4742 | 3.4273 | 11.3 | 0 | 1.465e-05
7369 | 7.9067e-05 | 0.00010005 | 3.4204 | 3.3397 | 3.4273 | 5.4556 | 5.2405 | 5.4742 | 3.4273 | 11.3 | 0 | 1.4414e-05
7370 | 7.6502e-05 | 9.9838e-05 | 3.4289 | 3.3396 | 3.4273 | 5.4785 | 5.2404 | 5.4742 | 3.4273 | 11.42 | 0 | 9.0383e-06
7371 | 7.6502e-05 | 9.7223e-05 | 3.4289 | 3.3395 | 3.4273 | 5.4785 | 5.2402 | 5.4742 | 3.4273 | 11.42 | 0 | 1.2819e-05
7372 | 7.9067e-05 | 9.9563e-05 | 3.4204 | 3.3394 | 3.4273 | 5.4556 | 5.2398 | 5.4742 | 3.4273 | 11.3 | 0 | 1.0811e-05
7373 | 6.9237e-05 | 9.7209e-05 | 3.453 | 3.3392 | 3.4273 | 5.5444 | 5.2394 | 5.4742 | 3.4273 | 11.76 | 0 | 1.1401e-05
7374 | 7.4365e-05 | 9.8465e-05 | 3.436 | 3.339 | 3.4273 | 5.4977 | 5.2388 | 5.4742 | 3.4273 | 11.52 | 0 | 1.1697e-05
7375 | 6.3253e-05 | 9.5403e-05 | 3.4732 | 3.3387 | 3.4273 | 5.6 | 5.2381 | 5.4742 | 3.4273 | 12.04 | 0.01 | 0.00048825
7376 | 4.744e-05 | 9.1017e-05 | 3.5276 | 3.3384 | 3.4273 | 5.7522 | 5.2372 | 5.4742 | 3.4273 | 12.78 | 0.053333 | 0.00011714
7377 | 3.4191e-05 | 8.7057e-05 | 3.5746 | 3.3381 | 3.4273 | 5.8863 | 5.2363 | 5.4742 | 3.4273 | 13.4 | 0.095 | 7.5319e-05
7378 | 2.0515e-05 | 8.2897e-05 | 3.6243 | 3.3376 | 3.4273 | 6.0314 | 5.2352 | 5.4742 | 3.4273 | 14.04 | 0.095 | 0.00010941
7379 | 4.7013e-06 | 7.8035e-05 | 3.6837 | 3.3372 | 3.4273 | 6.2084 | 5.2342 | 5.4742 | 3.4273 | 14.78 | 0.10667 | 0.0001273
7380 | 4.7013e-06 | 7.7959e-05 | 3.6837 | 3.3368 | 3.4273 | 6.2084 | 5.2329 | 5.4742 | 3.4273 | 14.78 | 0.11167 | 0.00024699
7381 | 0 | 7.6402e-05 | 3.7199 | 3.3362 | 3.4273 | 6.3186 | 5.2315 | 5.4742 | 3.4273 | 15.22 | 0.10889 | 0.00010173
7382 | 0 | 7.6393e-05 | 3.7721 | 3.3357 | 3.4273 | 6.4808 | 5.23 | 5.4742 | 3.4273 | 15.84 | 0.11222 | 0.00011248
7383 | 1.0685e-05 | 7.8731e-05 | 3.661 | 3.3352 | 3.4273 | 6.1402 | 5.2288 | 5.4742 | 3.4273 | 14.5 | 0.082778 | 0.00010616
7384 | 3.9747e-05 | 8.7154e-05 | 3.5547 | 3.3347 | 3.4273 | 5.8293 | 5.2274 | 5.4742 | 3.4273 | 13.14 | 0.01 | 6.5395e-05
7385 | 4.744e-05 | 9.0032e-05 | 3.5276 | 3.3342 | 3.4273 | 5.7522 | 5.2263 | 5.4742 | 3.4273 | 12.78 | 0 | 6.569e-05
7386 | 4.4876e-05 | 8.8787e-05 | 3.5366 | 3.3338 | 3.4273 | 5.7777 | 5.2252 | 5.4742 | 3.4273 | 12.9 | 0 | 0.00023571
7387 | 5.556e-05 | 9.2343e-05 | 3.4995 | 3.3333 | 3.4273 | 5.673 | 5.2239 | 5.4742 | 3.4273 | 12.4 | 0 | 0.00021857
7388 | 6.5818e-05 | 9.5889e-05 | 3.4645 | 3.3327 | 3.4273 | 5.576 | 5.2224 | 5.4742 | 3.4273 | 11.92 | 0 | 0.00024126
7389 | 6.0262e-05 | 9.4738e-05 | 3.4834 | 3.3322 | 3.4273 | 5.6281 | 5.221 | 5.4742 | 3.4273 | 12.18 | 0 | 0.00023612
7390 | 6.9237e-05 | 9.7008e-05 | 3.453 | 3.3316 | 3.4273 | 5.5444 | 5.2195 | 5.4742 | 3.4273 | 11.76 | 0 | 1.0692e-05
7391 | 8.1204e-05 | 0.00010063 | 3.4134 | 3.331 | 3.4273 | 5.4366 | 5.218 | 5.4742 | 3.4273 | 11.2 | 0 | 1.1815e-05
7392 | 8.3341e-05 | 0.00010101 | 3.4064 | 3.3305 | 3.4273 | 5.4178 | 5.2165 | 5.4742 | 3.4273 | 11.1 | 0 | 1.2465e-05
7393 | 9.0179e-05 | 0.00010333 | 3.3843 | 3.3299 | 3.4273 | 5.3585 | 5.2149 | 5.4742 | 3.4273 | 10.78 | 0 | 8.5657e-06
7394 | 0.00011326 | 0.00010809 | 3.3116 | 3.3293 | 3.4273 | 5.1675 | 5.2133 | 5.4742 | 3.4273 | 9.7 | 0 | 9.9835e-06
7395 | 0.00011155 | 0.00011039 | 3.3169 | 3.3286 | 3.4273 | 5.1812 | 5.2116 | 5.4742 | 3.4273 | 9.78 | 0 | 7.975e-06
7396 | 0.00012266 | 0.00011385 | 3.2829 | 3.3279 | 3.4273 | 5.0935 | 5.2098 | 5.4742 | 3.4273 | 9.26 | 0 | 1.3351e-05
7397 | 0.00012864 | 0.0001157 | 3.2649 | 3.3273 | 3.4273 | 5.0475 | 5.2081 | 5.4742 | 3.4273 | 8.98 | 0 | 1.3351e-05
7398 | 0.00011497 | 0.00011121 | 3.3064 | 3.3266 | 3.4273 | 5.1539 | 5.2064 | 5.4742 | 3.4273 | 9.62 | 0 | 9.3337e-06
7399 | 0.00012651 | 0.00011477 | 3.2713 | 3.326 | 3.4273 | 5.0639 | 5.2048 | 5.4742 | 3.4273 | 9.08 | 0.012222 | 0.00048535
7400 | 8.1204e-05 | 0.00010123 | 3.4134 | 3.3254 | 3.4273 | 5.4366 | 5.2031 | 5.4742 | 3.4273 | 11.2 | 0.088889 | 0.00013552
7401 | 2.9917e-05 | 8.5863e-05 | 3.59 | 3.3246 | 3.4273 | 5.9309 | 5.2013 | 5.4742 | 3.4273 | 13.6 | 0.19889 | 8.1404e-05
7402 | 7.693e-06 | 7.8905e-05 | 3.6723 | 3.3239 | 3.4273 | 6.1741 | 5.1994 | 5.4742 | 3.4273 | 14.64 | 0.25 | 0.00011945
7403 | 0 | 7.6837e-05 | 3.7892 | 3.3233 | 3.4273 | 6.5348 | 5.1977 | 5.4742 | 3.4273 | 16.04 | 0.33944 | 0.00012494
7404 | 0 | 7.6852e-05 | 3.8702 | 3.3226 | 3.4273 | 6.7958 | 5.1959 | 5.4742 | 3.4273 | 16.96 | 0.31944 | 0.00020552
7405 | 0 | 7.6507e-05 | 3.8883 | 3.3219 | 3.4273 | 6.8553 | 5.1942 | 5.4742 | 3.4273 | 17.16 | 0.26722 | 9.8004e-05
7406 | 0 | 7.6691e-05 | 3.8702 | 3.3213 | 3.4273 | 6.7958 | 5.1925 | 5.4742 | 3.4273 | 16.96 | 0.17056 | 0.00011608
7407 | 0 | 7.661e-05 | 3.8364 | 3.3206 | 3.4273 | 6.6855 | 5.1908 | 5.4742 | 3.4273 | 16.58 | 0.058889 | 0.00010208
7408 | 6.5533e-06 | 7.806e-05 | 3.6766 | 3.3199 | 3.4273 | 6.1871 | 5.1889 | 5.4742 | 3.4273 | 14.6933 | 0.015 | 7.2484e-05
7409 | 2.0515e-05 | 8.2226e-05 | 3.6243 | 3.3192 | 3.4273 | 6.0314 | 5.187 | 5.4742 | 3.4273 | 14.04 | 0 | 6.6931e-05
7410 | 3.9747e-05 | 8.8116e-05 | 3.5547 | 3.3184 | 3.4273 | 5.8293 | 5.1852 | 5.4742 | 3.4273 | 13.14 | 0 | 0.00022194
7411 | 5.0432e-05 | 8.3146e-05 | 3.5172 | 3.3176 | 3.4273 | 5.7228 | 5.1831 | 5.4742 | 3.4273 | 12.64 | 0 | 0.00021763
7412 | 7.6502e-05 | 9.9867e-05 | 3.4289 | 3.3168 | 3.4273 | 5.4785 | 5.181 | 5.4742 | 3.4273 | 11.42 | 0 | 0.00021397
7413 | 8.1204e-05 | 9.9424e-05 | 3.4134 | 3.3159 | 3.4273 | 5.4366 | 5.1786 | 5.4742 | 3.4273 | 11.2 | 0 | 0.00021042
7414 | 0.00010727 | 0.00010871 | 3.3302 | 3.315 | 3.4273 | 5.2157 | 5.1762 | 5.4742 | 3.4273 | 9.98 | 0 | 1.0456e-05
7415 | 0.00010514 | 0.00010849 | 3.3368 | 3.3141 | 3.4273 | 5.2331 | 5.1738 | 5.4742 | 3.4273 | 10.08 | 0 | 9.2156e-06
7416 | 0.00014531 | 0.00012086 | 3.2157 | 3.3131 | 3.4273 | 4.9237 | 5.1714 | 5.4742 | 3.4273 | 8.2 | 0 | 7.207e-06
7417 | 0.00017779 | 0.00013063 | 3.1241 | 3.3123 | 3.4273 | 4.6991 | 5.1692 | 5.4742 | 3.4273 | 6.68 | 0 | 9.3337e-06
7418 | 0.00011155 | 0.00011056 | 3.3169 | 3.3114 | 3.4273 | 5.1812 | 5.1669 | 5.4742 | 3.4273 | 9.78 | 0 | 1.3587e-05
7419 | 0.00012864 | 0.00011511 | 3.2649 | 3.3104 | 3.4273 | 5.0475 | 5.1643 | 5.4742 | 3.4273 | 8.98 | 0 | 9.2746e-06
7420 | 0.00019318 | 0.00013522 | 3.0824 | 3.3095 | 3.4273 | 4.5997 | 5.162 | 5.4742 | 3.4273 | 5.96 | 0 | 9.3928e-06
7421 | 0.00020985 | 0.00013982 | 3.0386 | 3.3085 | 3.4273 | 4.4967 | 5.1594 | 5.4742 | 3.4273 | 5.18 | 0 | 1.0811e-05
7422 | 0.00022737 | 0.00014559 | 2.395 | 3.3076 | 3.4273 | 3.5146 | 5.1569 | 5.4742 | 3.4273 | 4.36 | 0 | 1.5123e-05
7423 | 0.00022737 | 0.00014502 | 2.395 | 3.3064 | 3.4273 | 3.5146 | 5.1541 | 5.4742 | 3.4273 | 4.36 | 0.02 | 0.00048659
7424 | 0.0001919 | 0.00013391 | 3.0859 | 3.3054 | 3.4273 | 4.6079 | 5.1514 | 5.4742 | 3.4273 | 6.02 | 0.095556 | 0.00012973
7425 | 0.00013035 | 0.00011601 | 3.2598 | 3.3043 | 3.4273 | 5.0346 | 5.1486 | 5.4742 | 3.4273 | 8.9 | 0.21056 | 7.5379e-05
7426 | 7.9067e-05 | 0.0001006 | 3.4204 | 3.3034 | 3.4273 | 5.4556 | 5.1461 | 5.4742 | 3.4273 | 11.3 | 0.29667 | 0.00010757
7427 | 2.9917e-05 | 8.5947e-05 | 3.59 | 3.3026 | 3.4273 | 5.9309 | 5.144 | 5.4742 | 3.4273 | 13.6 | 0.33333 | 0.00010781
7428 | 1.0685e-05 | 8.0233e-05 | 3.661 | 3.3017 | 3.4273 | 6.1402 | 5.1419 | 5.4742 | 3.4273 | 14.5 | 0.33944 | 0.00023074
7429 | 6.5533e-06 | 7.8557e-05 | 3.6766 | 3.3009 | 3.4273 | 6.1871 | 5.1399 | 5.4742 | 3.4273 | 14.6933 | 0.29722 | 0.00012323
7430 | 1.8805e-05 | 8.2621e-05 | 3.6307 | 3.3002 | 3.4273 | 6.05 | 5.138 | 5.4742 | 3.4273 | 14.12 | 0.19056 | 0.00012069
7431 | 7.6502e-05 | 9.9534e-05 | 3.4289 | 3.2995 | 3.4273 | 5.4785 | 5.136 | 5.4742 | 3.4273 | 11.42 | 0.097778 | 0.00010905
7432 | 0.00011497 | 0.00011093 | 3.3064 | 3.2987 | 3.4273 | 5.1539 | 5.1341 | 5.4742 | 3.4273 | 9.62 | 0.01 | 7.2838e-05
7433 | 0.00014317 | 0.00011964 | 3.222 | 3.2979 | 3.4273 | 4.9393 | 5.132 | 5.4742 | 3.4273 | 8.3 | 0 | 6.9826e-05
7434 | 0.0001389 | 0.00011729 | 3.2345 | 3.2971 | 3.4273 | 4.9706 | 5.13 | 5.4742 | 3.4273 | 8.5 | 0 | 0.00021763
7435 | 0.00019745 | 0.0001296 | 3.0711 | 3.2964 | 3.4273 | 4.5729 | 5.128 | 5.4742 | 3.4273 | 5.76 | 0 | 0.00023571
7436 | 0.00020942 | 0.00013946 | 3.0397 | 3.2955 | 3.4273 | 4.4993 | 5.1258 | 5.4742 | 3.4273 | 5.2 | 0 | 0.00022773
7437 | 0.00021369 | 0.00014051 | 3.0286 | 3.2946 | 3.4273 | 4.4736 | 5.1235 | 5.4742 | 3.4273 | 5 | 0 | 0.00022265
7438 | 0.0002154 | 0.00014109 | 2.4194 | 3.2939 | 3.4273 | 3.5707 | 5.1216 | 5.4742 | 3.4273 | 4.92 | 0 | 8.2113e-06
7439 | 0.00023079 | 0.0001466 | 2.3882 | 3.2932 | 3.4273 | 3.4989 | 5.1199 | 5.4742 | 3.4273 | 4.2 | 0 | 1.1579e-05
7440 | 0.00023891 | 0.00014904 | 2.372 | 3.2923 | 3.4273 | 3.4621 | 5.1177 | 5.4742 | 3.4273 | 3.82 | 0 | 8.9793e-06
7441 | 0.00025643 | 0.00015311 | 2.3379 | 3.2915 | 3.4273 | 3.3854 | 5.1157 | 5.4742 | 3.4273 | 3 | 0 | 1.1401e-05
7442 | 0.00024917 | 0.00015222 | 2.3519 | 3.2907 | 3.4273 | 3.4168 | 5.1135 | 5.4742 | 3.4273 | 3.34 | 0 | 1.1638e-05
7443 | 0.00026498 | 0.00015696 | 2.3216 | 3.2899 | 3.4273 | 3.3492 | 5.1114 | 5.4742 | 3.4273 | 2.6 | 0 | 1.2465e-05
7444 | 0.00027652 | 0.00015931 | 2.3 | 3.289 | 3.4273 | 3.3015 | 5.1091 | 5.4742 | 3.4273 | 2.06 | 0 | 9.8063e-06
7445 | 0.00028763 | 0.00016299 | 2.2795 | 3.2881 | 3.4273 | 3.2569 | 5.1068 | 5.4742 | 3.4273 | 1.54 | 0 | 1.1874e-05
7446 | 0.00026498 | 0.00015676 | 2.3216 | 3.2872 | 3.4273 | 3.3492 | 5.1044 | 5.4742 | 3.4273 | 2.6 | 0 | 7.9159e-06
7447 | 0.00026754 | 0.00015728 | 2.3168 | 3.2863 | 3.4273 | 3.3385 | 5.1021 | 5.4742 | 3.4273 | 2.48 | 0.012222 | 0.0004987
7448 | 0.00021711 | 0.00014189 | 2.4159 | 3.2853 | 3.4273 | 3.5626 | 5.0997 | 5.4742 | 3.4273 | 4.84 | 0.088889 | 0.00010799
7449 | 0.00017566 | 0.00013 | 3.1299 | 3.2845 | 3.4273 | 4.7133 | 5.0975 | 5.4742 | 3.4273 | 6.78 | 0.20889 | 7.7505e-05
7450 | 0.00014531 | 0.0001206 | 3.2157 | 3.2837 | 3.4273 | 4.9237 | 5.0954 | 5.4742 | 3.4273 | 8.2 | 0.28222 | 0.00011041
7451 | 0.00013035 | 0.00011635 | 3.2598 | 3.2829 | 3.4273 | 5.0346 | 5.0934 | 5.4742 | 3.4273 | 8.9 | 0.32333 | 0.0001149
7452 | 0.00011155 | 0.0001108 | 3.3169 | 3.2821 | 3.4273 | 5.1812 | 5.0916 | 5.4742 | 3.4273 | 9.78 | 0.16722 | 0.00021645
7453 | 9.8726e-05 | 0.00010687 | 3.357 | 3.2814 | 3.4273 | 5.2861 | 5.0896 | 5.4742 | 3.4273 | 10.38 | 0.10333 | 0.0001149
7454 | 0.00010044 | 0.00010691 | 3.3516 | 3.2807 | 3.4273 | 5.2719 | 5.0878 | 5.4742 | 3.4273 | 10.3 | 0.069444 | 0.00011691
7455 | 0.00011326 | 0.0001109 | 3.3116 | 3.2799 | 3.4273 | 5.1675 | 5.0859 | 5.4742 | 3.4273 | 9.7 | 0.029444 | 0.00011502
7456 | 0.00012522 | 0.00011411 | 3.2752 | 3.2792 | 3.4273 | 5.0737 | 5.084 | 5.4742 | 3.4273 | 9.14 | 0.0072222 | 6.953e-05
7457 | 0.00012822 | 0.00011547 | 3.2662 | 3.2784 | 3.4273 | 5.0508 | 5.082 | 5.4742 | 3.4273 | 9 | 0 | 8.7548e-05
7458 | 0.0001389 | 0.00011863 | 3.2345 | 3.2777 | 3.4273 | 4.9706 | 5.0801 | 5.4742 | 3.4273 | 8.5 | 0 | 0.00022035
7459 | 0.00014873 | 0.00011954 | 3.2058 | 3.277 | 3.4273 | 4.8991 | 5.0785 | 5.4742 | 3.4273 | 8.04 | 0 | 0.00022986
7460 | 0.00016027 | 0.00012222 | 3.1729 | 3.2764 | 3.4273 | 4.8177 | 5.0768 | 5.4742 | 3.4273 | 7.5 | 0 | 0.00021184
7461 | 0.00017138 | 0.00012623 | 3.1417 | 3.2757 | 3.4273 | 4.7418 | 5.0752 | 5.4742 | 3.4273 | 6.98 | 0 | 0.00021048
7462 | 0.00017566 | 0.00012941 | 3.1299 | 3.2751 | 3.4273 | 4.7133 | 5.0735 | 5.4742 | 3.4273 | 6.78 | 0 | 1.465e-05
7463 | 0.00017779 | 0.00013065 | 3.1241 | 3.2744 | 3.4273 | 4.6991 | 5.0718 | 5.4742 | 3.4273 | 6.68 | 0 | 1.2937e-05
7464 | 0.00017993 | 0.0001312 | 3.1182 | 3.2737 | 3.4273 | 4.6851 | 5.0701 | 5.4742 | 3.4273 | 6.58 | 0 | 1.146e-05
7465 | 0.00017993 | 0.00013121 | 3.1182 | 3.2731 | 3.4273 | 4.6851 | 5.0685 | 5.4742 | 3.4273 | 6.58 | 0 | 9.3928e-06
7466 | 0.00017779 | 0.00013069 | 3.1241 | 3.2725 | 3.4273 | 4.6991 | 5.0668 | 5.4742 | 3.4273 | 6.68 | 0 | 1.1283e-05
7467 | 0.00017779 | 0.00013085 | 3.1241 | 3.2718 | 3.4273 | 4.6991 | 5.0652 | 5.4742 | 3.4273 | 6.68 | 0 | 1.0161e-05
7468 | 0.00017993 | 0.00013063 | 3.1182 | 3.2712 | 3.4273 | 4.6851 | 5.0635 | 5.4742 | 3.4273 | 6.58 | 0 | 1.2051e-05
7469 | 0.00017993 | 0.00013118 | 3.1182 | 3.2705 | 3.4273 | 4.6851 | 5.0618 | 5.4742 | 3.4273 | 6.58 | 0 | 1.1047e-05
7470 | 0.00018164 | 0.00013069 | 3.1136 | 3.2698 | 3.4273 | 4.6739 | 5.0601 | 5.4742 | 3.4273 | 6.5 | 0 | 7.7387e-06
7471 | 0.00018164 | 0.00013128 | 3.1136 | 3.2691 | 3.4273 | 4.6739 | 5.0583 | 5.4742 | 3.4273 | 6.5 | 0.0027778 | 0.00049014
7472 | 0.00017993 | 0.00013093 | 3.1182 | 3.2684 | 3.4273 | 4.6851 | 5.0565 | 5.4742 | 3.4273 | 6.58 | 0.02 | 0.00012098
7473 | 0.00017309 | 0.00012934 | 3.137 | 3.2678 | 3.4273 | 4.7304 | 5.0549 | 5.4742 | 3.4273 | 6.9 | 0.048889 | 8.5008e-05
7474 | 0.00016497 | 0.00012647 | 3.1596 | 3.2672 | 3.4273 | 4.7853 | 5.0535 | 5.4742 | 3.4273 | 7.28 | 0.067222 | 0.00010031
7475 | 0.000156 | 0.00012414 | 3.185 | 3.2667 | 3.4273 | 4.8475 | 5.0521 | 5.4742 | 3.4273 | 7.7 | 0.056111 | 0.00011815
7476 | 0.00015044 | 0.00012254 | 3.2009 | 3.2662 | 3.4273 | 4.8869 | 5.0509 | 5.4742 | 3.4273 | 7.96 | 0.058889 | 0.00022283
7477 | 0.00014104 | 0.00011982 | 3.2282 | 3.2658 | 3.4273 | 4.9549 | 5.0498 | 5.4742 | 3.4273 | 8.4 | 0.043889 | 0.00010054
7478 | 0.0001389 | 0.00011915 | 3.2345 | 3.2653 | 3.4273 | 4.9706 | 5.0487 | 5.4742 | 3.4273 | 8.5 | 0.028333 | 0.00010952
7479 | 0.00014317 | 0.00011976 | 3.222 | 3.2649 | 3.4273 | 4.9393 | 5.0475 | 5.4742 | 3.4273 | 8.3 | 0.018333 | 0.00011537
7480 | 0.00014745 | 0.00012106 | 3.2095 | 3.2644 | 3.4273 | 4.9083 | 5.0463 | 5.4742 | 3.4273 | 8.1 | 0.0027778 | 7.0948e-05
7481 | 0.00014873 | 0.0001219 | 3.2058 | 3.264 | 3.4273 | 4.8991 | 5.0452 | 5.4742 | 3.4273 | 8.04 | 0 | 7.5674e-05
7482 | 0.00015044 | 0.00012253 | 3.2009 | 3.2635 | 3.4273 | 4.8869 | 5.0441 | 5.4742 | 3.4273 | 7.96 | 0 | 0.000223
7483 | 0.00015258 | 0.00012192 | 3.1948 | 3.2632 | 3.4273 | 4.8717 | 5.0431 | 5.4742 | 3.4273 | 7.86 | 0 | 0.00022962
7484 | 0.00015044 | 0.00012221 | 3.2009 | 3.2628 | 3.4273 | 4.8869 | 5.0421 | 5.4742 | 3.4273 | 7.96 | 0 | 0.00023452
7485 | 0.00014873 | 0.00012227 | 3.2058 | 3.2623 | 3.4273 | 4.8991 | 5.0409 | 5.4742 | 3.4273 | 8.04 | 0 | 0.00022909
7486 | 0.00014531 | 0.00012 | 3.2157 | 3.2617 | 3.4273 | 4.9237 | 5.0395 | 5.4742 | 3.4273 | 8.2 | 0 | 1.1165e-05
7487 | 0.00014317 | 0.00011807 | 3.222 | 3.2613 | 3.4273 | 4.9393 | 5.0383 | 5.4742 | 3.4273 | 8.3 | 0 | 1.0988e-05
7488 | 0.00014063 | 0.00011955 | 3.2294 | 3.2608 | 3.4273 | 4.9579 | 5.0372 | 5.4742 | 3.4273 | 8.4192 | 0 | 2.1739e-05
7489 | 0.00013805 | 0.0001187 | 3.237 | 3.2604 | 3.4273 | 4.977 | 5.0362 | 5.4742 | 3.4273 | 8.54 | 0 | 1.9849e-05
7490 | 0.00013035 | 0.00011539 | 3.2598 | 3.26 | 3.4273 | 5.0346 | 5.0351 | 5.4742 | 3.4273 | 8.9 | 0 | 1.9967e-05
7491 | 0.00013035 | 0.00011597 | 3.2598 | 3.2596 | 3.4273 | 5.0346 | 5.0342 | 5.4742 | 3.4273 | 8.9 | 0 | 2.3098e-05
7492 | 0.00013591 | 0.00011662 | 3.2433 | 3.2592 | 3.4273 | 4.9928 | 5.0332 | 5.4742 | 3.4273 | 8.64 | 0 | 2.5106e-05
7493 | 0.00014317 | 0.00011889 | 3.222 | 3.2589 | 3.4273 | 4.9393 | 5.0324 | 5.4742 | 3.4273 | 8.3 | 0 | 2.0499e-05
7494 | 0.00014531 | 0.00011992 | 3.2157 | 3.2586 | 3.4273 | 4.9237 | 5.0316 | 5.4742 | 3.4273 | 8.2 | 0 | 2.0203e-05
7495 | 0.00014745 | 0.00012175 | 3.2095 | 3.2583 | 3.4273 | 4.9083 | 5.0308 | 5.4742 | 3.4273 | 8.1 | 0.0055556 | 0.00049374
7496 | 0.00014873 | 0.00012221 | 3.2058 | 3.2579 | 3.4273 | 4.8991 | 5.0299 | 5.4742 | 3.4273 | 8.04 | 0.028333 | 0.00046196
7497 | 0.00013805 | 0.00011905 | 3.237 | 3.2576 | 3.4273 | 4.977 | 5.029 | 5.4742 | 3.4273 | 8.54 | 0.051111 | 0.00012884
7498 | 0.00012266 | 0.00011442 | 3.2829 | 3.2572 | 3.4273 | 5.0935 | 5.0281 | 5.4742 | 3.4273 | 9.26 | 0.075 | 0.00012778
7499 | 0.00011839 | 0.00011312 | 3.2959 | 3.2569 | 3.4273 | 5.1269 | 5.0273 | 5.4742 | 3.4273 | 9.46 | 0.088889 | 8.9911e-05
7500 | 0.00010514 | 0.00010873 | 3.3368 | 3.2566 | 3.4273 | 5.2331 | 5.0265 | 5.4742 | 3.4273 | 10.08 | 0.067778 | 8.3235e-05
7501 | 8.8042e-05 | 0.00010325 | 3.3912 | 3.2563 | 3.4273 | 5.3769 | 5.0257 | 5.4742 | 3.4273 | 10.88 | 0.032778 | 9.2215e-05
7502 | 8.5905e-05 | 0.0001031 | 3.3981 | 3.256 | 3.4273 | 5.3954 | 5.0251 | 5.4742 | 3.4273 | 10.98 | 0.023333 | 7.526e-05
7503 | 9.659e-05 | 0.00010611 | 3.3638 | 3.2558 | 3.4273 | 5.304 | 5.0244 | 5.4742 | 3.4273 | 10.48 | 0.01 | 0.00026471
7504 | 0.00010044 | 0.00010689 | 3.3516 | 3.2555 | 3.4273 | 5.2719 | 5.0237 | 5.4742 | 3.4273 | 10.3 | 0.0027778 | 0.00027328
7505 | 0.00010044 | 0.00010722 | 3.3516 | 3.2552 | 3.4273 | 5.2719 | 5.0229 | 5.4742 | 3.4273 | 10.3 | 0 | 4.8559e-05
7506 | 0.00010044 | 0.00010632 | 3.3516 | 3.2549 | 3.4273 | 5.2719 | 5.0221 | 5.4742 | 3.4273 | 10.3 | 0 | 4.082e-05
7507 | 0.00010257 | 0.00010734 | 3.3449 | 3.2546 | 3.4273 | 5.2542 | 5.0213 | 5.4742 | 3.4273 | 10.2 | 0 | 3.6212e-05
7508 | 0.00010257 | 0.00010876 | 3.3449 | 3.2543 | 3.4273 | 5.2542 | 5.0206 | 5.4742 | 3.4273 | 10.2 | 0 | 0.00014828
7509 | 0.00011326 | 0.00011137 | 3.3116 | 3.2541 | 3.4273 | 5.1675 | 5.0201 | 5.4742 | 3.4273 | 9.7 | 0 | 0.00015342
7510 | 0.00011497 | 0.00010893 | 3.3064 | 3.2538 | 3.4273 | 5.1539 | 5.0195 | 5.4742 | 3.4273 | 9.62 | 0 | 0.0001504
7511 | 0.00012651 | 0.00011499 | 3.2713 | 3.2536 | 3.4273 | 5.0639 | 5.0189 | 5.4742 | 3.4273 | 9.08 | 0 | 2.1149e-05
7512 | 0.00015044 | 0.00012293 | 3.2009 | 3.2534 | 3.4273 | 4.8869 | 5.0184 | 5.4742 | 3.4273 | 7.96 | 0 | 1.6304e-05
7513 | 0.00019532 | 0.00013652 | 3.0767 | 3.2532 | 3.4273 | 4.5863 | 5.018 | 5.4742 | 3.4273 | 5.86 | 0 | 1.8195e-05
7514 | 0.00020686 | 0.00013968 | 3.0464 | 3.2531 | 3.4273 | 4.5149 | 5.0175 | 5.4742 | 3.4273 | 5.32 | 0 | 2.3748e-05
7515 | 0.00021711 | 0.00014304 | 2.4159 | 3.2529 | 3.4273 | 3.5626 | 5.0171 | 5.4742 | 3.4273 | 4.84 | 0 | 3.0778e-05
7516 | 0.00023592 | 0.00014831 | 2.3779 | 3.2528 | 3.4273 | 3.4756 | 5.0168 | 5.4742 | 3.4273 | 3.96 | 0 | 2.2271e-05
7517 | 0.0002513 | 0.00015316 | 2.3478 | 3.2526 | 3.4273 | 3.4075 | 5.0163 | 5.4742 | 3.4273 | 3.24 | 0 | 2.8356e-05
7518 | 0.00018164 | 0.00013218 | 3.1136 | 3.2524 | 3.4273 | 4.6739 | 5.0159 | 5.4742 | 3.4273 | 6.5 | 0 | 1.8077e-05
7519 | 0.00018677 | 0.00013343 | 3.0996 | 3.2522 | 3.4273 | 4.6406 | 5.0154 | 5.4742 | 3.4273 | 6.26 | 0.0055556 | 0.00046468
7520 | 0.00018805 | 0.00013382 | 3.0962 | 3.2521 | 3.4273 | 4.6324 | 5.0151 | 5.4742 | 3.4273 | 6.2 | 0.053889 | 0.00048382
7521 | 0.00017309 | 0.00012958 | 3.137 | 3.2521 | 3.4273 | 4.7304 | 5.015 | 5.4742 | 3.4273 | 6.9 | 0.16722 | 0.0001364
7522 | 0.00015813 | 0.0001243 | 3.1789 | 3.252 | 3.4273 | 4.8326 | 5.0149 | 5.4742 | 3.4273 | 7.6 | 0.20222 | 0.00013103
7523 | 0.00012651 | 0.0001154 | 3.2713 | 3.2519 | 3.4273 | 5.0639 | 5.0145 | 5.4742 | 3.4273 | 9.08 | 0.11222 | 9.1565e-05
7524 | 0.00011497 | 0.00011022 | 3.3064 | 3.2516 | 3.4273 | 5.1539 | 5.0139 | 5.4742 | 3.4273 | 9.62 | 0.097778 | 7.7033e-05
7525 | 9.8726e-05 | 0.00010697 | 3.357 | 3.2514 | 3.4273 | 5.2861 | 5.0133 | 5.4742 | 3.4273 | 10.38 | 0.16222 | 8.9438e-05
7526 | 0.00010257 | 0.00010828 | 3.3449 | 3.2512 | 3.4273 | 5.2542 | 5.0127 | 5.4742 | 3.4273 | 10.2 | 0.12389 | 8.3294e-05
7527 | 0.00012052 | 0.00011331 | 3.2894 | 3.2509 | 3.4273 | 5.1102 | 5.0121 | 5.4742 | 3.4273 | 9.36 | 0.064444 | 0.00027298
7528 | 0.00014531 | 0.00012057 | 3.2157 | 3.2506 | 3.4273 | 4.9237 | 5.0114 | 5.4742 | 3.4273 | 8.2 | 0.0055556 | 0.00027458
7529 | 0.00016283 | 0.00012608 | 3.1656 | 3.2504 | 3.4273 | 4.8 | 5.0107 | 5.4742 | 3.4273 | 7.38 | 0 | 4.596e-05
7530 | 0.00016967 | 0.00012834 | 3.1465 | 3.2501 | 3.4273 | 4.7533 | 5.0101 | 5.4742 | 3.4273 | 7.06 | 0 | 3.7748e-05
7531 | 0.00017779 | 0.00013088 | 3.1241 | 3.2499 | 3.4273 | 4.6991 | 5.0096 | 5.4742 | 3.4273 | 6.68 | 0 | 4.9918e-05
7532 | 0.00020215 | 0.00013777 | 3.0587 | 3.2497 | 3.4273 | 4.5437 | 5.0091 | 5.4742 | 3.4273 | 5.54 | 0 | 0.00016895
7533 | 0.00018463 | 0.00013325 | 3.1054 | 3.2495 | 3.4273 | 4.6544 | 5.0086 | 5.4742 | 3.4273 | 6.36 | 0 | 0.00015495
7534 | 0.00017993 | 0.00013184 | 3.1182 | 3.2493 | 3.4273 | 4.6851 | 5.0081 | 5.4742 | 3.4273 | 6.58 | 0 | 0.00015855
7535 | 0.00017779 | 0.00013108 | 3.1241 | 3.2491 | 3.4273 | 4.6991 | 5.0076 | 5.4742 | 3.4273 | 6.68 | 0 | 1.9258e-05
7536 | 0.00017566 | 0.00013012 | 3.1299 | 3.2489 | 3.4273 | 4.7133 | 5.0071 | 5.4742 | 3.4273 | 6.78 | 0 | 1.5064e-05
7537 | 0.00015813 | 0.00012487 | 3.1789 | 3.2488 | 3.4273 | 4.8326 | 5.0067 | 5.4742 | 3.4273 | 7.6 | 0 | 9.2156e-06
7538 | 0.00014873 | 0.00012262 | 3.2058 | 3.2486 | 3.4273 | 4.8991 | 5.0063 | 5.4742 | 3.4273 | 8.04 | 0 | 7.7978e-06
7539 | 0.00015258 | 0.00012346 | 3.1948 | 3.2485 | 3.4273 | 4.8717 | 5.0059 | 5.4742 | 3.4273 | 7.86 | 0 | 1.1874e-05
7540 | 0.00015044 | 0.00012288 | 3.2009 | 3.2482 | 3.4273 | 4.8869 | 5.0053 | 5.4742 | 3.4273 | 7.96 | 0 | 1.1401e-05
7541 | 0.00014294 | 0.00012085 | 3.2226 | 3.248 | 3.4273 | 4.941 | 5.0048 | 5.4742 | 3.4273 | 8.3112 | 0 | 1.2228e-05
7542 | 0.00013591 | 0.00011875 | 3.2433 | 3.2478 | 3.4273 | 4.9928 | 5.0042 | 5.4742 | 3.4273 | 8.64 | 0 | 1.1106e-05
7543 | 0.00012822 | 0.00011531 | 3.2662 | 3.2476 | 3.4273 | 5.0508 | 5.0036 | 5.4742 | 3.4273 | 9 | 0.0027778 | 0.00051944
7544 | 0.0001171 | 0.0001121 | 3.2998 | 3.2473 | 3.4273 | 5.137 | 5.0029 | 5.4742 | 3.4273 | 9.52 | 0.028333 | 0.00012122
7545 | 0.00010514 | 0.00010904 | 3.3368 | 3.2469 | 3.4273 | 5.2331 | 5.0019 | 5.4742 | 3.4273 | 10.08 | 0.10333 | 7.4079e-05
7546 | 9.2316e-05 | 0.00010504 | 3.3774 | 3.2465 | 3.4273 | 5.3402 | 5.0009 | 5.4742 | 3.4273 | 10.68 | 0.076667 | 9.6822e-05
7547 | 8.0776e-05 | 0.00010184 | 3.4148 | 3.2461 | 3.4273 | 5.4404 | 5 | 5.4742 | 3.4273 | 11.22 | 0.12889 | 0.00011431
7548 | 7.4365e-05 | 9.9967e-05 | 3.436 | 3.2459 | 3.4273 | 5.4977 | 4.9994 | 5.4742 | 3.4273 | 11.52 | 0.11833 | 0.0002256
7549 | 6.3253e-05 | 9.6051e-05 | 3.4732 | 3.2456 | 3.4273 | 5.6 | 4.9988 | 5.4742 | 3.4273 | 12.04 | 0.12389 | 0.00012246
7550 | 7.1374e-05 | 9.885e-05 | 3.4459 | 3.2454 | 3.4273 | 5.5249 | 4.9981 | 5.4742 | 3.4273 | 11.66 | 0.10667 | 0.0001061
7551 | 8.3341e-05 | 0.00010203 | 3.4064 | 3.2451 | 3.4273 | 5.4178 | 4.9975 | 5.4742 | 3.4273 | 11.1 | 0.032778 | 0.00010988
7552 | 0.00011155 | 0.00011043 | 3.3169 | 3.2448 | 3.4273 | 5.1812 | 4.9968 | 5.4742 | 3.4273 | 9.78 | 0.0055556 | 7.402e-05
7553 | 0.00015258 | 0.000123 | 3.1948 | 3.2446 | 3.4273 | 4.8717 | 4.996 | 5.4742 | 3.4273 | 7.86 | 0 | 7.1302e-05
7554 | 0.00012822 | 0.00011567 | 3.2662 | 3.2442 | 3.4273 | 5.0508 | 4.9952 | 5.4742 | 3.4273 | 9 | 0 | 0.00022584
7555 | 0.00013591 | 0.00011827 | 3.2433 | 3.2438 | 3.4273 | 4.9928 | 4.9941 | 5.4742 | 3.4273 | 8.64 | 0 | 0.00024197
7556 | 0.00014531 | 0.00012048 | 3.2157 | 3.2434 | 3.4273 | 4.9237 | 4.9932 | 5.4742 | 3.4273 | 8.2 | 0 | 0.00022401
7557 | 0.00015258 | 0.00012288 | 3.1948 | 3.243 | 3.4273 | 4.8717 | 4.9922 | 5.4742 | 3.4273 | 7.86 | 0 | 0.00022495
7558 | 0.00015813 | 0.00012426 | 3.1789 | 3.2427 | 3.4273 | 4.8326 | 4.9913 | 5.4742 | 3.4273 | 7.6 | 0 | 1.2642e-05
7559 | 0.000156 | 0.00012453 | 3.185 | 3.2422 | 3.4273 | 4.8475 | 4.9901 | 5.4742 | 3.4273 | 7.7 | 0 | 8.1522e-06
7560 | 0.00015429 | 0.00012434 | 3.1899 | 3.2418 | 3.4273 | 4.8596 | 4.9891 | 5.4742 | 3.4273 | 7.78 | 0 | 8.9793e-06
7561 | 0.00015258 | 0.00012388 | 3.1948 | 3.2415 | 3.4273 | 4.8717 | 4.9882 | 5.4742 | 3.4273 | 7.86 | 0 | 9.5109e-06
7562 | 0.00015429 | 0.00012368 | 3.1899 | 3.2411 | 3.4273 | 4.8596 | 4.9873 | 5.4742 | 3.4273 | 7.78 | 0 | 1.3469e-05
7563 | 0.00015813 | 0.00012545 | 3.1789 | 3.2407 | 3.4273 | 4.8326 | 4.9863 | 5.4742 | 3.4273 | 7.6 | 0 | 1.2169e-05
7564 | 0.00015258 | 0.00011891 | 3.1948 | 3.2403 | 3.4273 | 4.8717 | 4.9853 | 5.4742 | 3.4273 | 7.86 | 0 | 1.0161e-05
7565 | 0.00014745 | 0.00012229 | 3.2095 | 3.2399 | 3.4273 | 4.9083 | 4.9844 | 5.4742 | 3.4273 | 8.1 | 0 | 1.0279e-05
7566 | 0.00015044 | 0.00012296 | 3.2009 | 3.2396 | 3.4273 | 4.8869 | 4.9835 | 5.4742 | 3.4273 | 7.96 | 0 | 1.1756e-05
7567 | 0.00014275 | 0.00011991 | 3.2232 | 3.2392 | 3.4273 | 4.9424 | 4.9825 | 5.4742 | 3.4273 | 8.32 | 0.0072222 | 0.00048612
7568 | 0.00013292 | 0.00011704 | 3.2521 | 3.2388 | 3.4273 | 5.0152 | 4.9815 | 5.4742 | 3.4273 | 8.78 | 0.051111 | 0.00012807
7569 | 0.00011155 | 0.00011108 | 3.3169 | 3.2385 | 3.4273 | 5.1812 | 4.9807 | 5.4742 | 3.4273 | 9.78 | 0.13833 | 7.8628e-05
7570 | 9.2316e-05 | 0.00010497 | 3.3774 | 3.2381 | 3.4273 | 5.3402 | 4.9799 | 5.4742 | 3.4273 | 10.68 | 0.10333 | 0.00011236
7571 | 5.727e-05 | 9.4847e-05 | 3.4936 | 3.2378 | 3.4273 | 5.6566 | 4.9791 | 5.4742 | 3.4273 | 12.32 | 0.19056 | 0.00011141
7572 | 5.0432e-05 | 9.2637e-05 | 3.5172 | 3.2375 | 3.4273 | 5.7228 | 4.9782 | 5.4742 | 3.4273 | 12.64 | 0.22667 | 0.00022519
7573 | 2.778e-05 | 8.6212e-05 | 3.5977 | 3.2371 | 3.4273 | 5.9534 | 4.9773 | 5.4742 | 3.4273 | 13.7 | 0.19056 | 0.00011584
7574 | 3.2054e-05 | 8.7573e-05 | 3.5823 | 3.2367 | 3.4273 | 5.9085 | 4.9763 | 5.4742 | 3.4273 | 13.5 | 0.13167 | 0.00011691
7575 | 4.4876e-05 | 9.1272e-05 | 3.5366 | 3.2364 | 3.4273 | 5.7777 | 4.9754 | 5.4742 | 3.4273 | 12.9 | 0.048889 | 0.00010994
7576 | 7.6502e-05 | 0.0001006 | 3.4289 | 3.236 | 3.4273 | 5.4785 | 4.9745 | 5.4742 | 3.4273 | 11.42 | 0.0055556 | 6.2441e-05
7577 | 7.6502e-05 | 0.00010021 | 3.4289 | 3.2357 | 3.4273 | 5.4785 | 4.9737 | 5.4742 | 3.4273 | 11.42 | 0 | 7.8509e-05
7578 | 8.5905e-05 | 0.00010289 | 3.3981 | 3.2354 | 3.4273 | 5.3954 | 4.9731 | 5.4742 | 3.4273 | 10.98 | 0 | 0.00022478
7579 | 8.8042e-05 | 0.00010122 | 3.3912 | 3.2352 | 3.4273 | 5.3769 | 4.9725 | 5.4742 | 3.4273 | 10.88 | 0 | 0.00022968
7580 | 9.488e-05 | 0.00010656 | 3.3692 | 3.235 | 3.4273 | 5.3184 | 4.9719 | 5.4742 | 3.4273 | 10.56 | 0 | 0.00023783
7581 | 0.00010044 | 0.00010607 | 3.3516 | 3.2348 | 3.4273 | 5.2719 | 4.9715 | 5.4742 | 3.4273 | 10.3 | 0 | 0.00023145
7582 | 9.0179e-05 | 0.00010498 | 3.3843 | 3.2346 | 3.4273 | 5.3585 | 4.9711 | 5.4742 | 3.4273 | 10.78 | 0 | 1.1047e-05
7583 | 0.00010941 | 0.00011105 | 3.3235 | 3.2345 | 3.4273 | 5.1984 | 4.9707 | 5.4742 | 3.4273 | 9.88 | 0 | 1.1106e-05
7584 | 9.4453e-05 | 0.00010655 | 3.3706 | 3.2343 | 3.4273 | 5.3221 | 4.9703 | 5.4742 | 3.4273 | 10.58 | 0 | 9.4519e-06
7585 | 9.8299e-05 | 0.00010784 | 3.3584 | 3.2342 | 3.4273 | 5.2897 | 4.9699 | 5.4742 | 3.4273 | 10.4 | 0 | 1.8963e-05
7586 | 0.00010514 | 0.00010876 | 3.3368 | 3.234 | 3.4273 | 5.2331 | 4.9695 | 5.4742 | 3.4273 | 10.08 | 0 | 1.022e-05
7587 | 9.2316e-05 | 0.00010597 | 3.3774 | 3.2339 | 3.4273 | 5.3402 | 4.9692 | 5.4742 | 3.4273 | 10.68 | 0 | 1.2169e-05
7588 | 9.0179e-05 | 0.00010536 | 3.3843 | 3.2338 | 3.4273 | 5.3585 | 4.9689 | 5.4742 | 3.4273 | 10.78 | 0 | 1.0929e-05
7589 | 9.4453e-05 | 0.00010635 | 3.3706 | 3.2336 | 3.4273 | 5.3221 | 4.9685 | 5.4742 | 3.4273 | 10.58 | 0 | 1.3882e-05
7590 | 0.00010257 | 0.00010868 | 3.3449 | 3.2335 | 3.4273 | 5.2542 | 4.9682 | 5.4742 | 3.4273 | 10.2 | 0 | 7.7978e-06
7591 | 8.5905e-05 | 0.00010335 | 3.3981 | 3.2333 | 3.4273 | 5.3954 | 4.9678 | 5.4742 | 3.4273 | 10.98 | 0.0055556 | 0.000513
7592 | 4.744e-05 | 9.1907e-05 | 3.5276 | 3.2332 | 3.4273 | 5.7522 | 4.9674 | 5.4742 | 3.4273 | 12.78 | 0.053889 | 0.00013244
7593 | 1.2822e-05 | 8.1844e-05 | 3.653 | 3.233 | 3.4273 | 6.1162 | 4.9669 | 5.4742 | 3.4273 | 14.4 | 0.10333 | 8.0754e-05
7594 | 0 | 7.794e-05 | 3.7315 | 3.2327 | 3.4273 | 6.3545 | 4.9662 | 5.4742 | 3.4273 | 15.36 | 0.21056 | 0.00011661
7595 | 0 | 7.7996e-05 | 3.8048 | 3.2324 | 3.4273 | 6.5843 | 4.9654 | 5.4742 | 3.4273 | 16.22 | 0.19333 | 0.00011023
7596 | 0 | 7.7303e-05 | 3.9157 | 3.232 | 3.4273 | 6.9465 | 4.9646 | 5.4742 | 3.4273 | 17.46 | 0.205 | 0.00021916
7597 | 0 | 7.805e-05 | 3.9157 | 3.2317 | 3.4273 | 6.9465 | 4.9636 | 5.4742 | 3.4273 | 17.46 | 0.18278 | 0.00011691
7598 | 0 | 7.8003e-05 | 3.8648 | 3.2313 | 3.4273 | 6.7781 | 4.9628 | 5.4742 | 3.4273 | 16.9 | 0.13167 | 0.00011319
7599 | 0 | 7.7532e-05 | 3.8048 | 3.231 | 3.4273 | 6.5843 | 4.9619 | 5.4742 | 3.4273 | 16.22 | 0.032778 | 0.00012606
7600 | 0 | 7.7602e-05 | 3.7619 | 3.2307 | 3.4273 | 6.4487 | 4.9611 | 5.4742 | 3.4273 | 15.72 | 0.0055556 | 7.8509e-05
7601 | 0 | 7.7454e-05 | 3.7199 | 3.2304 | 3.4273 | 6.3186 | 4.9605 | 5.4742 | 3.4273 | 15.22 | 0 | 6.4036e-05
7602 | 0 | 7.797e-05 | 3.7315 | 3.2302 | 3.4273 | 6.3545 | 4.9599 | 5.4742 | 3.4273 | 15.36 | 0 | 0.0002285
7603 | 6.5533e-06 | 7.7494e-05 | 3.6766 | 3.23 | 3.4273 | 6.1871 | 4.9594 | 5.4742 | 3.4273 | 14.6933 | 0 | 0.00022554
7604 | 2.778e-05 | 8.3195e-05 | 3.5977 | 3.2298 | 3.4273 | 5.9534 | 4.9589 | 5.4742 | 3.4273 | 13.7 | 0 | 0.00021007
7605 | 2.5643e-05 | 8.5756e-05 | 3.6055 | 3.2297 | 3.4273 | 5.9761 | 4.9586 | 5.4742 | 3.4273 | 13.8 | 0 | 0.0002337
7606 | 5.2996e-05 | 9.4276e-05 | 3.5083 | 3.2295 | 3.4273 | 5.6978 | 4.9582 | 5.4742 | 3.4273 | 12.52 | 0 | 1.4532e-05
7607 | 5.0004e-05 | 9.3397e-05 | 3.5187 | 3.2293 | 3.4273 | 5.727 | 4.9576 | 5.4742 | 3.4273 | 12.66 | 0 | 1.5123e-05
7608 | 6.0262e-05 | 9.5618e-05 | 3.4834 | 3.2291 | 3.4273 | 5.6281 | 4.9572 | 5.4742 | 3.4273 | 12.18 | 0 | 1.1697e-05
7609 | 7.8639e-05 | 0.00010095 | 3.4218 | 3.2289 | 3.4273 | 5.4594 | 4.9567 | 5.4742 | 3.4273 | 11.32 | 0 | 9.6882e-06
7610 | 8.3341e-05 | 0.00010294 | 3.4064 | 3.2287 | 3.4273 | 5.4178 | 4.9562 | 5.4742 | 3.4273 | 11.1 | 0 | 1.0456e-05
7611 | 9.4453e-05 | 0.00010679 | 3.3706 | 3.2285 | 3.4273 | 5.3221 | 4.9556 | 5.4742 | 3.4273 | 10.58 | 0 | 1.0574e-05
7612 | 0.00010257 | 0.00010854 | 3.3449 | 3.2283 | 3.4273 | 5.2542 | 4.9552 | 5.4742 | 3.4273 | 10.2 | 0 | 7.5024e-06
7613 | 0.00010727 | 0.00011054 | 3.3302 | 3.2282 | 3.4273 | 5.2157 | 4.9549 | 5.4742 | 3.4273 | 9.98 | 0 | 1.3528e-05
7614 | 9.8299e-05 | 0.00010643 | 3.3584 | 3.2281 | 3.4273 | 5.2897 | 4.9546 | 5.4742 | 3.4273 | 10.4 | 0 | 1.2524e-05
7615 | 0.00010941 | 0.00011064 | 3.3235 | 3.228 | 3.4273 | 5.1984 | 4.9544 | 5.4742 | 3.4273 | 9.88 | 0.0027778 | 0.00048701
7616 | 0.00010727 | 0.00010967 | 3.3302 | 3.2279 | 3.4273 | 5.2157 | 4.9543 | 5.4742 | 3.4273 | 9.98 | 0.028889 | 0.00012429
7617 | 9.8299e-05 | 0.00010758 | 3.3584 | 3.2279 | 3.4273 | 5.2897 | 4.9541 | 5.4742 | 3.4273 | 10.4 | 0.041667 | 7.9041e-05
7618 | 9.4453e-05 | 0.00010645 | 3.3706 | 3.2278 | 3.4273 | 5.3221 | 4.9539 | 5.4742 | 3.4273 | 10.58 | 0.065 | 0.00010598
7619 | 8.8042e-05 | 0.00010448 | 3.3912 | 3.2277 | 3.4273 | 5.3769 | 4.9536 | 5.4742 | 3.4273 | 10.88 | 0.086111 | 0.00012252
7620 | 7.8639e-05 | 0.00010192 | 3.4218 | 3.2276 | 3.4273 | 5.4594 | 4.9533 | 5.4742 | 3.4273 | 11.32 | 0.12111 | 0.00021267
7621 | 7.1374e-05 | 9.9391e-05 | 3.4459 | 3.2275 | 3.4273 | 5.5249 | 4.953 | 5.4742 | 3.4273 | 11.66 | 0.058889 | 0.00012329
7622 | 0.00012052 | 0.0001144 | 3.2894 | 3.2273 | 3.4273 | 5.1102 | 4.9527 | 5.4742 | 3.4273 | 9.36 | 0.051111 | 0.00012098
7623 | 0.00013805 | 0.00011941 | 3.237 | 3.2271 | 3.4273 | 4.977 | 4.9522 | 5.4742 | 3.4273 | 8.54 | 0.023333 | 0.00011218
7624 | 0.00013805 | 0.00011891 | 3.237 | 3.227 | 3.4273 | 4.977 | 4.9518 | 5.4742 | 3.4273 | 8.54 | 0 | 6.3977e-05
7625 | 0.00013847 | 0.00011931 | 3.2357 | 3.2268 | 3.4273 | 4.9738 | 4.9515 | 5.4742 | 3.4273 | 8.52 | 0 | 7.8805e-05
7626 | 0.00014061 | 0.00011998 | 3.2294 | 3.2267 | 3.4273 | 4.958 | 4.9511 | 5.4742 | 3.4273 | 8.42 | 0 | 0.0002282
7627 | 0.00015044 | 0.00012119 | 3.2009 | 3.2266 | 3.4273 | 4.8869 | 4.9508 | 5.4742 | 3.4273 | 7.96 | 0 | 0.00022218
7628 | 0.00015429 | 0.00012471 | 3.1899 | 3.2265 | 3.4273 | 4.8596 | 4.9505 | 5.4742 | 3.4273 | 7.78 | 0 | 0.0002282
7629 | 0.00016027 | 0.00012645 | 3.1729 | 3.2264 | 3.4273 | 4.8177 | 4.9503 | 5.4742 | 3.4273 | 7.5 | 0 | 0.00022667
7630 | 0.00016497 | 0.00012577 | 3.1596 | 3.2264 | 3.4273 | 4.7853 | 4.9503 | 5.4742 | 3.4273 | 7.28 | 0 | 1.2996e-05
7631 | 0.00016497 | 0.00012792 | 3.1596 | 3.2264 | 3.4273 | 4.7853 | 4.9503 | 5.4742 | 3.4273 | 7.28 | 0 | 7.975e-06
7632 | 0.00016711 | 0.00012865 | 3.1536 | 3.2264 | 3.4273 | 4.7707 | 4.9505 | 5.4742 | 3.4273 | 7.18 | 0 | 1.2465e-05
7633 | 0.00017523 | 0.00012938 | 3.1311 | 3.2265 | 3.4273 | 4.7161 | 4.9507 | 5.4742 | 3.4273 | 6.8 | 0 | 9.0383e-06
7634 | 0.00018677 | 0.0001345 | 3.0996 | 3.2267 | 3.4273 | 4.6406 | 4.9511 | 5.4742 | 3.4273 | 6.26 | 0 | 1.1756e-05
7635 | 0.00018805 | 0.00013444 | 3.0962 | 3.2268 | 3.4273 | 4.6324 | 4.9514 | 5.4742 | 3.4273 | 6.2 | 0 | 1.2937e-05
7636 | 0.00018976 | 0.00013525 | 3.0916 | 3.227 | 3.4273 | 4.6215 | 4.9518 | 5.4742 | 3.4273 | 6.12 | 0 | 1.4532e-05
7637 | 0.0001919 | 0.00013507 | 3.0859 | 3.2272 | 3.4273 | 4.6079 | 4.9523 | 5.4742 | 3.4273 | 6.02 | 0 | 1.3469e-05
7638 | 0.0001919 | 0.00013608 | 3.0859 | 3.2273 | 3.4273 | 4.6079 | 4.9528 | 5.4742 | 3.4273 | 6.02 | 0 | 8.0341e-06
7639 | 0.00019745 | 0.00013688 | 3.0711 | 3.2276 | 3.4273 | 4.5729 | 4.9533 | 5.4742 | 3.4273 | 5.76 | 0 | 0.00051442
7640 | 0.00019916 | 0.00013754 | 3.0666 | 3.2277 | 3.4273 | 4.5622 | 4.9537 | 5.4742 | 3.4273 | 5.68 | 0.0055556 | 0.00012541
7641 | 0.00019532 | 0.00013643 | 3.0767 | 3.2278 | 3.4273 | 4.5863 | 4.9538 | 5.4742 | 3.4273 | 5.86 | 0.012778 | 8.4003e-05
7642 | 0.00018976 | 0.00013507 | 3.0916 | 3.2278 | 3.4273 | 4.6215 | 4.9539 | 5.4742 | 3.4273 | 6.12 | 0.023333 | 0.00011224
7643 | 0.0001919 | 0.0001358 | 3.0859 | 3.2278 | 3.4273 | 4.6079 | 4.9538 | 5.4742 | 3.4273 | 6.02 | 0.032778 | 0.00011437
7644 | 0.00018677 | 0.00013433 | 3.0996 | 3.2277 | 3.4273 | 4.6406 | 4.9536 | 5.4742 | 3.4273 | 6.26 | 0.039444 | 0.0002295
7645 | 0.00018335 | 0.00013306 | 3.1089 | 3.2275 | 3.4273 | 4.6627 | 4.9531 | 5.4742 | 3.4273 | 6.42 | 0.032778 | 0.00011106
7646 | 0.00018164 | 0.00013248 | 3.1136 | 3.2273 | 3.4273 | 4.6739 | 4.9527 | 5.4742 | 3.4273 | 6.5 | 0.023333 | 0.00012199
7647 | 0.00017779 | 0.00013121 | 3.1241 | 3.2271 | 3.4273 | 4.6991 | 4.9522 | 5.4742 | 3.4273 | 6.68 | 0.012778 | 0.00011531
7648 | 0.00017309 | 0.00012953 | 3.137 | 3.2269 | 3.4273 | 4.7304 | 4.9517 | 5.4742 | 3.4273 | 6.9 | 0 | 6.4686e-05
7649 | 0.00017309 | 0.00012981 | 3.137 | 3.2268 | 3.4273 | 4.7304 | 4.9513 | 5.4742 | 3.4273 | 6.9 | 0 | 7.467e-05
7650 | 0.00017138 | 0.00012939 | 3.1417 | 3.2266 | 3.4273 | 4.7418 | 4.9509 | 5.4742 | 3.4273 | 6.98 | 0 | 0.00022661
7651 | 0.00017138 | 0.00012962 | 3.1417 | 3.2265 | 3.4273 | 4.7418 | 4.9505 | 5.4742 | 3.4273 | 6.98 | 0 | 0.00022661
7652 | 0.00017138 | 0.0001293 | 3.1417 | 3.2263 | 3.4273 | 4.7418 | 4.95 | 5.4742 | 3.4273 | 6.98 | 0 | 0.00022832
7653 | 0.00016967 | 0.00012867 | 3.1465 | 3.226 | 3.4273 | 4.7533 | 4.9493 | 5.4742 | 3.4273 | 7.06 | 0 | 0.00023417
7654 | 0.00016711 | 0.00012878 | 3.1536 | 3.2257 | 3.4273 | 4.7707 | 4.9486 | 5.4742 | 3.4273 | 7.18 | 0 | 1.5241e-05
7655 | 0.00016711 | 0.00012596 | 3.1536 | 3.2254 | 3.4273 | 4.7707 | 4.9479 | 5.4742 | 3.4273 | 7.18 | 0 | 9.9835e-06
7656 | 0.00016711 | 0.00012847 | 3.1536 | 3.2251 | 3.4273 | 4.7707 | 4.9472 | 5.4742 | 3.4273 | 7.18 | 0 | 2.7351e-05
7657 | 0.00016967 | 0.00012874 | 3.1465 | 3.2248 | 3.4273 | 4.7533 | 4.9464 | 5.4742 | 3.4273 | 7.06 | 0 | 2.4929e-05
7658 | 0.00016711 | 0.00012866 | 3.1536 | 3.2245 | 3.4273 | 4.7707 | 4.9456 | 5.4742 | 3.4273 | 7.18 | 0 | 2.233e-05
7659 | 0.00016711 | 0.00012885 | 3.1536 | 3.2241 | 3.4273 | 4.7707 | 4.9447 | 5.4742 | 3.4273 | 7.18 | 0 | 2.3866e-05
7660 | 0.00016711 | 0.00012887 | 3.1536 | 3.2238 | 3.4273 | 4.7707 | 4.944 | 5.4742 | 3.4273 | 7.18 | 0 | 2.1798e-05
7661 | 0.00017138 | 0.00013005 | 3.1417 | 3.2236 | 3.4273 | 4.7418 | 4.9434 | 5.4742 | 3.4273 | 6.98 | 0 | 1.9022e-05
7662 | 0.00017309 | 0.00013045 | 3.137 | 3.2233 | 3.4273 | 4.7304 | 4.9426 | 5.4742 | 3.4273 | 6.9 | 0 | 1.8431e-05
7663 | 0.00017779 | 0.00013159 | 3.1241 | 3.223 | 3.4273 | 4.6991 | 4.942 | 5.4742 | 3.4273 | 6.68 | 0.0027778 | 0.0004762
7664 | 0.00018634 | 0.00013419 | 3.1008 | 3.2227 | 3.4273 | 4.6434 | 4.9412 | 5.4742 | 3.4273 | 6.28 | 0.015 | 0.00046178
7665 | 0.00018976 | 0.00013536 | 3.0916 | 3.2223 | 3.4273 | 4.6215 | 4.9402 | 5.4742 | 3.4273 | 6.12 | 0.025556 | 0.00013546
7666 | 0.00018933 | 0.00013555 | 3.0927 | 3.2219 | 3.4273 | 4.6242 | 4.9392 | 5.4742 | 3.4273 | 6.14 | 0.04 | 0.00013368
7667 | 0.00018933 | 0.00013531 | 3.0927 | 3.2215 | 3.4273 | 4.6242 | 4.9382 | 5.4742 | 3.4273 | 6.14 | 0.046111 | 0.00010178
7668 | 0.00018933 | 0.00013505 | 3.0927 | 3.2212 | 3.4273 | 4.6242 | 4.9373 | 5.4742 | 3.4273 | 6.14 | 0.04 | 7.8509e-05
7669 | 0.00019147 | 0.0001354 | 3.087 | 3.2208 | 3.4273 | 4.6106 | 4.9363 | 5.4742 | 3.4273 | 6.04 | 0.029444 | 7.7801e-05
7670 | 0.00019916 | 0.00013813 | 3.0666 | 3.2203 | 3.4273 | 4.5622 | 4.9352 | 5.4742 | 3.4273 | 5.68 | 0.020556 | 7.0121e-05
7671 | 0.0002013 | 0.00013827 | 3.0609 | 3.2199 | 3.4273 | 4.549 | 4.9341 | 5.4742 | 3.4273 | 5.58 | 0.0072222 | 0.00025857
7672 | 0.00019916 | 0.00013761 | 3.0666 | 3.2195 | 3.4273 | 4.5622 | 4.933 | 5.4742 | 3.4273 | 5.68 | 0 | 0.00027345
7673 | 0.00019745 | 0.00013743 | 3.0711 | 3.219 | 3.4273 | 4.5729 | 4.9318 | 5.4742 | 3.4273 | 5.76 | 0 | 3.8575e-05
7674 | 0.00019745 | 0.0001375 | 3.0711 | 3.2185 | 3.4273 | 4.5729 | 4.9307 | 5.4742 | 3.4273 | 5.76 | 0 | 5.1099e-05
7675 | 0.0002013 | 0.00013861 | 3.0609 | 3.2181 | 3.4273 | 4.549 | 4.9296 | 5.4742 | 3.4273 | 5.58 | 0 | 4.6137e-05
7676 | 0.00021156 | 0.00013779 | 3.0342 | 3.2176 | 3.4273 | 4.4864 | 4.9285 | 5.4742 | 3.4273 | 5.1 | 0 | 0.00016482
7677 | 0.00024874 | 0.00015338 | 2.3528 | 3.2173 | 3.4273 | 3.4187 | 4.9276 | 5.4742 | 3.4273 | 3.36 | 0 | 0.0001465
7678 | 0.000259 | 0.00015642 | 2.333 | 3.2169 | 3.4273 | 3.3745 | 4.9267 | 5.4742 | 3.4273 | 2.88 | 0 | 0.00017403
7679 | 0.00025301 | 0.00015431 | 2.3445 | 3.2165 | 3.4273 | 3.4001 | 4.9256 | 5.4742 | 3.4273 | 3.16 | 0 | 2.0381e-05
7680 | 0.00024489 | 0.00015219 | 2.3603 | 3.2161 | 3.4273 | 3.4355 | 4.9245 | 5.4742 | 3.4273 | 3.54 | 0 | 2.7647e-05
7681 | 0.00024404 | 0.00015191 | 2.3619 | 3.2156 | 3.4273 | 3.4393 | 4.9235 | 5.4742 | 3.4273 | 3.58 | 0 | 2.5402e-05
7682 | 0.00023891 | 0.0001505 | 2.372 | 3.2152 | 3.4273 | 3.4621 | 4.9225 | 5.4742 | 3.4273 | 3.82 | 0 | 2.3157e-05
7683 | 0.00022908 | 0.00014759 | 2.3916 | 3.2148 | 3.4273 | 3.5067 | 4.9214 | 5.4742 | 3.4273 | 4.28 | 0 | 2.6111e-05
7684 | 0.00023079 | 0.0001455 | 2.3882 | 3.2144 | 3.4273 | 3.4989 | 4.9205 | 5.4742 | 3.4273 | 4.2 | 0 | 2.5106e-05
7685 | 0.00023079 | 0.00014819 | 2.3882 | 3.2141 | 3.4273 | 3.4989 | 4.9197 | 5.4742 | 3.4273 | 4.2 | 0 | 2.7351e-05
7686 | 0.00023079 | 0.00014794 | 2.3882 | 3.2138 | 3.4273 | 3.4989 | 4.919 | 5.4742 | 3.4273 | 4.2 | 0 | 2.3216e-05
7687 | 0.00022865 | 0.00014701 | 2.3925 | 3.2136 | 3.4273 | 3.5087 | 4.9183 | 5.4742 | 3.4273 | 4.3 | 0 | 0.00049522
7688 | 0.0002231 | 0.00014502 | 2.4037 | 3.2133 | 3.4273 | 3.5344 | 4.9176 | 5.4742 | 3.4273 | 4.56 | 0.01 | 0.00046651
7689 | 0.00021327 | 0.00014243 | 3.0297 | 3.2129 | 3.4273 | 4.4761 | 4.9167 | 5.4742 | 3.4273 | 5.02 | 0.058889 | 0.00013693
7690 | 0.00021156 | 0.00014113 | 3.0342 | 3.2126 | 3.4273 | 4.4864 | 4.916 | 5.4742 | 3.4273 | 5.1 | 0.092222 | 0.00013433
7691 | 0.00020686 | 0.00014069 | 3.0464 | 3.2123 | 3.4273 | 4.5149 | 4.9151 | 5.4742 | 3.4273 | 5.32 | 0.086111 | 0.0001032
7692 | 0.0002154 | 0.00014298 | 2.4194 | 3.2119 | 3.4273 | 3.5707 | 4.9143 | 5.4742 | 3.4273 | 4.92 | 0.12444 | 8.5008e-05
7693 | 0.00020429 | 0.00013956 | 3.0531 | 3.2116 | 3.4273 | 4.5305 | 4.9133 | 5.4742 | 3.4273 | 5.44 | 0.077222 | 8.1345e-05
7694 | 0.0002013 | 0.00013864 | 3.0609 | 3.2112 | 3.4273 | 4.549 | 4.9124 | 5.4742 | 3.4273 | 5.58 | 0.097778 | 8.9911e-05
7695 | 0.0002013 | 0.00013816 | 3.0609 | 3.2109 | 3.4273 | 4.549 | 4.9116 | 5.4742 | 3.4273 | 5.58 | 0.04 | 0.00028161
7696 | 0.00024746 | 0.00015197 | 2.3552 | 3.2106 | 3.4273 | 3.4243 | 4.9108 | 5.4742 | 3.4273 | 3.42 | 0.0027778 | 0.00025957
7697 | 0.00026242 | 0.00015665 | 2.3265 | 3.2103 | 3.4273 | 3.36 | 4.9102 | 5.4742 | 3.4273 | 2.72 | 0 | 4.0229e-05
7698 | 0.00028122 | 0.00016201 | 2.2913 | 3.2101 | 3.4273 | 3.2825 | 4.9098 | 5.4742 | 3.4273 | 1.84 | 0 | 3.9343e-05
7699 | 0.00029062 | 0.00016446 | 2.2741 | 3.21 | 3.4273 | 3.2451 | 4.9094 | 5.4742 | 3.4273 | 1.4 | 0 | 4.4247e-05
7700 | 0.00029618 | 0.00016774 | 2.264 | 3.2098 | 3.4273 | 3.2234 | 4.909 | 5.4742 | 3.4273 | 1.14 | 0 | 0.00015336
7701 | 0.00027951 | 0.00016232 | 2.2944 | 3.2096 | 3.4273 | 3.2894 | 4.9085 | 5.4742 | 3.4273 | 1.92 | 0 | 0.00015017
7702 | 0.00027737 | 0.00016162 | 2.2984 | 3.2094 | 3.4273 | 3.2981 | 4.908 | 5.4742 | 3.4273 | 2.02 | 0 | 0.00015808
7703 | 0.00026498 | 0.00015666 | 2.3216 | 3.2093 | 3.4273 | 3.3492 | 4.9076 | 5.4742 | 3.4273 | 2.6 | 0 | 2.1621e-05
7704 | 0.00025643 | 0.00015581 | 2.3379 | 3.2091 | 3.4273 | 3.3854 | 4.9073 | 5.4742 | 3.4273 | 3 | 0 | 1.0397e-05
7705 | 0.00025643 | 0.00015562 | 2.3379 | 3.209 | 3.4273 | 3.3854 | 4.9069 | 5.4742 | 3.4273 | 3 | 0 | 1.4709e-05
7706 | 0.0002513 | 0.00015423 | 2.3478 | 3.2088 | 3.4273 | 3.4075 | 4.9065 | 5.4742 | 3.4273 | 3.24 | 0 | 1.022e-05
7707 | 0.00025301 | 0.0001549 | 2.3445 | 3.2087 | 3.4273 | 3.4001 | 4.9061 | 5.4742 | 3.4273 | 3.16 | 0 | 1.2878e-05
7708 | 0.00024404 | 0.00015139 | 2.3619 | 3.2085 | 3.4273 | 3.4393 | 4.9058 | 5.4742 | 3.4273 | 3.58 | 0 | 1.3351e-05
7709 | 0.00025088 | 0.00015423 | 2.3486 | 3.2084 | 3.4273 | 3.4094 | 4.9055 | 5.4742 | 3.4273 | 3.26 | 0 | 1.0574e-05
7710 | 0.00024874 | 0.00015353 | 2.3528 | 3.2083 | 3.4273 | 3.4187 | 4.9053 | 5.4742 | 3.4273 | 3.36 | 0 | 1.0751e-05
7711 | 0.00025088 | 0.00015315 | 2.3486 | 3.2083 | 3.4273 | 3.4094 | 4.9052 | 5.4742 | 3.4273 | 3.26 | 0.0027778 | 0.00050195
7712 | 0.00023891 | 0.00014958 | 2.372 | 3.2083 | 3.4273 | 3.4621 | 4.9051 | 5.4742 | 3.4273 | 3.82 | 0.035 | 0.00012577
7713 | 0.0002201 | 0.00014443 | 2.4098 | 3.2082 | 3.4273 | 3.5484 | 4.9049 | 5.4742 | 3.4273 | 4.7 | 0.12611 | 9.3042e-05
7714 | 0.00021711 | 0.00014356 | 2.4159 | 3.2081 | 3.4273 | 3.5626 | 4.9047 | 5.4742 | 3.4273 | 4.84 | 0.13167 | 0.00010929
7715 | 0.00020728 | 0.00014068 | 3.0452 | 3.208 | 3.4273 | 4.5122 | 4.9044 | 5.4742 | 3.4273 | 5.3 | 0.075 | 0.00012087
7716 | 0.00019147 | 0.000136 | 3.087 | 3.2078 | 3.4273 | 4.6106 | 4.9041 | 5.4742 | 3.4273 | 6.04 | 0.12444 | 0.00022655
7717 | 0.00019532 | 0.00013727 | 3.0767 | 3.2076 | 3.4273 | 4.5863 | 4.9036 | 5.4742 | 3.4273 | 5.86 | 0.19611 | 0.00011141
7718 | 0.00021156 | 0.00014148 | 3.0342 | 3.2074 | 3.4273 | 4.4864 | 4.903 | 5.4742 | 3.4273 | 5.1 | 0.048889 | 0.00012175
7719 | 0.00020942 | 0.00014086 | 3.0397 | 3.2072 | 3.4273 | 4.4993 | 4.9024 | 5.4742 | 3.4273 | 5.2 | 0.012778 | 0.00012033
7720 | 0.0002201 | 0.00014429 | 2.4098 | 3.2069 | 3.4273 | 3.5484 | 4.9018 | 5.4742 | 3.4273 | 4.7 | 0 | 6.7049e-05
7721 | 0.00022865 | 0.00014691 | 2.3925 | 3.2066 | 3.4273 | 3.5087 | 4.901 | 5.4742 | 3.4273 | 4.3 | 0 | 7.5851e-05
7722 | 0.00022523 | 0.00014629 | 2.3994 | 3.2063 | 3.4273 | 3.5245 | 4.9003 | 5.4742 | 3.4273 | 4.46 | 0 | 0.00022773
7723 | 0.00022481 | 0.00014463 | 2.4002 | 3.206 | 3.4273 | 3.5265 | 4.8994 | 5.4742 | 3.4273 | 4.48 | 0 | 0.0002259
7724 | 0.0002231 | 0.0001456 | 2.4037 | 3.2057 | 3.4273 | 3.5344 | 4.8987 | 5.4742 | 3.4273 | 4.56 | 0 | 0.00022283
7725 | 0.00023891 | 0.00015041 | 2.372 | 3.2054 | 3.4273 | 3.4621 | 4.8979 | 5.4742 | 3.4273 | 3.82 | 0 | 0.00022212
7726 | 0.000259 | 0.00015677 | 2.333 | 3.205 | 3.4273 | 3.3745 | 4.8971 | 5.4742 | 3.4273 | 2.88 | 0 | 1.1165e-05
7727 | 0.0002543 | 0.00015496 | 2.342 | 3.2047 | 3.4273 | 3.3946 | 4.8963 | 5.4742 | 3.4273 | 3.1 | 0 | 1.1401e-05
7728 | 0.00024404 | 0.00015238 | 2.3619 | 3.2044 | 3.4273 | 3.4393 | 4.8955 | 5.4742 | 3.4273 | 3.58 | 0 | 9.0383e-06
7729 | 0.00023592 | 0.00014997 | 2.3779 | 3.2041 | 3.4273 | 3.4756 | 4.8947 | 5.4742 | 3.4273 | 3.96 | 0 | 1.1756e-05
7730 | 0.00023891 | 0.00015026 | 2.372 | 3.2037 | 3.4273 | 3.4621 | 4.8939 | 5.4742 | 3.4273 | 3.82 | 0 | 6.9707e-06
7731 | 0.0002325 | 0.00014885 | 2.3848 | 3.2034 | 3.4273 | 3.4911 | 4.8931 | 5.4742 | 3.4273 | 4.12 | 0 | 6.4982e-06
7732 | 0.00023079 | 0.00014811 | 2.3882 | 3.2031 | 3.4273 | 3.4989 | 4.8922 | 5.4742 | 3.4273 | 4.2 | 0 | 1.0988e-05
7733 | 0.00023079 | 0.0001483 | 2.3882 | 3.2027 | 3.4273 | 3.4989 | 4.8913 | 5.4742 | 3.4273 | 4.2 | 0 | 9.7472e-06
7734 | 0.00024062 | 0.00015027 | 2.3686 | 3.2023 | 3.4273 | 3.4545 | 4.8904 | 5.4742 | 3.4273 | 3.74 | 0 | 9.1565e-06
7735 | 0.00024746 | 0.00015303 | 2.3552 | 3.202 | 3.4273 | 3.4243 | 4.8895 | 5.4742 | 3.4273 | 3.42 | 0.0027778 | 0.00049888
7736 | 0.00023592 | 0.00014961 | 2.3779 | 3.2016 | 3.4273 | 3.4756 | 4.8885 | 5.4742 | 3.4273 | 3.96 | 0.067778 | 0.00012547
7737 | 0.0002325 | 0.00014832 | 2.3848 | 3.2011 | 3.4273 | 3.4911 | 4.8874 | 5.4742 | 3.4273 | 4.12 | 0.21056 | 7.337e-05
7738 | 0.00021711 | 0.00014399 | 2.4159 | 3.2006 | 3.4273 | 3.5626 | 4.8862 | 5.4742 | 3.4273 | 4.84 | 0.22667 | 0.00011189
7739 | 0.00021327 | 0.00014299 | 3.0297 | 3.2001 | 3.4273 | 4.4761 | 4.8849 | 5.4742 | 3.4273 | 5.02 | 0.081111 | 0.00010763
7740 | 0.00021156 | 0.00014258 | 3.0342 | 3.1996 | 3.4273 | 4.4864 | 4.8836 | 5.4742 | 3.4273 | 5.1 | 0.092222 | 0.00024008
7741 | 0.00020728 | 0.00014121 | 3.0452 | 3.1991 | 3.4273 | 4.5122 | 4.8824 | 5.4742 | 3.4273 | 5.3 | 0.058889 | 0.0001198
7742 | 0.00020728 | 0.00014121 | 3.0452 | 3.1986 | 3.4273 | 4.5122 | 4.8811 | 5.4742 | 3.4273 | 5.3 | 0.058889 | 0.0001123
7743 | 0.00021156 | 0.00014197 | 3.0342 | 3.198 | 3.4273 | 4.4864 | 4.8796 | 5.4742 | 3.4273 | 5.1 | 0.035 | 9.7236e-05
7744 | 0.00021968 | 0.00014457 | 2.4106 | 3.1974 | 3.4273 | 3.5505 | 4.8783 | 5.4742 | 3.4273 | 4.72 | 0 | 8.1522e-05
7745 | 0.00022438 | 0.00014622 | 2.4011 | 3.197 | 3.4273 | 3.5285 | 4.8771 | 5.4742 | 3.4273 | 4.5 | 0 | 6.5041e-05
7746 | 0.00025301 | 0.00015492 | 2.3445 | 3.1965 | 3.4273 | 3.4001 | 4.8759 | 5.4742 | 3.4273 | 3.16 | 0 | 0.00024658
7747 | 0.00027096 | 0.00016036 | 2.3103 | 3.196 | 3.4273 | 3.3243 | 4.8746 | 5.4742 | 3.4273 | 2.32 | 0 | 0.00022035
7748 | 0.00027652 | 0.00016197 | 2.3 | 3.1955 | 3.4273 | 3.3015 | 4.8734 | 5.4742 | 3.4273 | 2.06 | 0 | 0.00023866
7749 | 0.00027267 | 0.00016096 | 2.3071 | 3.1949 | 3.4273 | 3.3173 | 4.8721 | 5.4742 | 3.4273 | 2.24 | 0 | 0.00021633
7750 | 0.00025729 | 0.00015583 | 2.3363 | 3.1944 | 3.4273 | 3.3817 | 4.8707 | 5.4742 | 3.4273 | 2.96 | 0 | 1.0751e-05
7751 | 0.00025729 | 0.00015637 | 2.3363 | 3.1938 | 3.4273 | 3.3817 | 4.8693 | 5.4742 | 3.4273 | 2.96 | 0 | 1.2169e-05
7752 | 0.00026925 | 0.00015961 | 2.3135 | 3.1933 | 3.4273 | 3.3314 | 4.868 | 5.4742 | 3.4273 | 2.4 | 0 | 6.7344e-06
7753 | 0.00027737 | 0.00016098 | 2.2984 | 3.1927 | 3.4273 | 3.2981 | 4.8665 | 5.4742 | 3.4273 | 2.02 | 0 | 9.57e-06
7754 | 0.00029233 | 0.00016588 | 2.271 | 3.1921 | 3.4273 | 3.2384 | 4.8651 | 5.4742 | 3.4273 | 1.32 | 0 | 1.1106e-05
7755 | 0.00029447 | 0.00016669 | 2.2671 | 3.1916 | 3.4273 | 3.23 | 4.8638 | 5.4742 | 3.4273 | 1.22 | 0 | 1.1342e-05
7756 | 0.00029233 | 0.00016632 | 2.271 | 3.191 | 3.4273 | 3.2384 | 4.8624 | 5.4742 | 3.4273 | 1.32 | 0 | 1.1047e-05
7757 | 0.00028977 | 0.00016569 | 2.2756 | 3.1905 | 3.4273 | 3.2484 | 4.8611 | 5.4742 | 3.4273 | 1.44 | 0 | 1.1992e-05
7758 | 0.00027951 | 0.00016192 | 2.2944 | 3.1899 | 3.4273 | 3.2894 | 4.8598 | 5.4742 | 3.4273 | 1.92 | 0 | 1.1519e-05
7759 | 0.00027652 | 0.00016183 | 2.3 | 3.1894 | 3.4273 | 3.3015 | 4.8584 | 5.4742 | 3.4273 | 2.06 | 0 | 0.00051371
7760 | 0.00027438 | 0.00016134 | 2.3039 | 3.1889 | 3.4273 | 3.3103 | 4.8571 | 5.4742 | 3.4273 | 2.16 | 0.0072222 | 0.00012217
7761 | 0.00027267 | 0.00016077 | 2.3071 | 3.1882 | 3.4273 | 3.3173 | 4.8553 | 5.4742 | 3.4273 | 2.24 | 0.025556 | 9.2097e-05
7762 | 0.00025643 | 0.00015611 | 2.3379 | 3.1874 | 3.4273 | 3.3854 | 4.8535 | 5.4742 | 3.4273 | 3 | 0.048889 | 0.00013197
7763 | 0.000256 | 0.00015559 | 2.3387 | 3.1867 | 3.4273 | 3.3872 | 4.8518 | 5.4742 | 3.4273 | 3.02 | 0.046111 | 0.00011389
7764 | 0.0002419 | 0.00015055 | 2.3661 | 3.186 | 3.4273 | 3.4488 | 4.85 | 5.4742 | 3.4273 | 3.68 | 0.048889 | 0.00023949
7765 | 0.00023592 | 0.00015003 | 2.3779 | 3.1853 | 3.4273 | 3.4756 | 4.8482 | 5.4742 | 3.4273 | 3.96 | 0.044444 | 0.00010456
7766 | 0.00023891 | 0.00015064 | 2.372 | 3.1846 | 3.4273 | 3.4621 | 4.8465 | 5.4742 | 3.4273 | 3.82 | 0.042222 | 0.00011017
7767 | 0.00024746 | 0.00015311 | 2.3552 | 3.1839 | 3.4273 | 3.4243 | 4.8449 | 5.4742 | 3.4273 | 3.42 | 0.018333 | 0.00010049
7768 | 0.00028421 | 0.00016366 | 2.2858 | 3.1833 | 3.4273 | 3.2705 | 4.8433 | 5.4742 | 3.4273 | 1.7 | 0.0027778 | 6.8999e-05
7769 | 0.00029062 | 0.00016617 | 2.2741 | 3.1827 | 3.4273 | 3.2451 | 4.8419 | 5.4742 | 3.4273 | 1.4 | 0 | 7.4492e-05
7770 | 0.00032267 | 0.00017568 | 2.2063 | 3.1822 | 3.4273 | 3.1005 | 4.8407 | 5.4742 | 3.4273 | -0.4 | 0 | 0.00020056
7771 | 0.00032267 | 0.00017603 | 2.2026 | 3.1818 | 3.4273 | 3.0928 | 4.8396 | 5.4742 | 3.4273 | -0.5 | 0 | 0.00023387
7772 | 0.00032267 | 0.00017636 | 2.1397 | 3.1814 | 3.4273 | 2.9626 | 4.8386 | 5.4742 | 3.4273 | -2.28 | 0 | 0.00024321
7773 | 0.00032267 | 0.00017592 | 2.1201 | 3.181 | 3.4273 | 2.9228 | 4.8377 | 5.4742 | 3.4273 | -2.8565 | 0 | 0.00021527
7774 | 0.00032267 | 0.00017305 | 2.0913 | 3.1807 | 3.4273 | 2.865 | 4.8369 | 5.4742 | 3.4273 | -3.7212 | 0 | 1.276e-05
7775 | 0.00032267 | 0.00017559 | 2.1147 | 3.1804 | 3.4273 | 2.9119 | 4.8362 | 5.4742 | 3.4273 | -3.0165 | 0 | 9.7472e-06
7776 | 0.00032267 | 0.00017501 | 2.1154 | 3.1801 | 3.4273 | 2.9133 | 4.8354 | 5.4742 | 3.4273 | -2.9965 | 0 | 9.0383e-06
7777 | 0.00032267 | 0.00017453 | 2.0809 | 3.1798 | 3.4273 | 2.8442 | 4.8348 | 5.4742 | 3.4273 | -4.04 | 0 | 1.2346e-05
7778 | 0.00032267 | 0.00017494 | 2.0502 | 3.1797 | 3.4273 | 2.7836 | 4.8344 | 5.4742 | 3.4273 | -5 | 0 | 7.9159e-06
7779 | 0.00032267 | 0.00017492 | 2.0824 | 3.1793 | 3.4273 | 2.8473 | 4.8336 | 5.4742 | 3.4273 | -3.9922 | 0 | 1.341e-05
7780 | 0.00032267 | 0.0001749 | 2.0546 | 3.179 | 3.4273 | 2.7922 | 4.8328 | 5.4742 | 3.4273 | -4.86 | 0 | 1.1874e-05
7781 | 0.00032267 | 0.00017387 | 2.0648 | 3.1789 | 3.4273 | 2.8123 | 4.8325 | 5.4742 | 3.4273 | -4.54 | 0 | 1.0161e-05
7782 | 0.00032267 | 0.00017456 | 1.9789 | 3.1788 | 3.4273 | 2.646 | 4.8324 | 5.4742 | 3.4273 | -7.34 | 0 | 1.2287e-05
7783 | 0.00032267 | 0.00017562 | 2.042 | 3.1788 | 3.4273 | 2.7676 | 4.8324 | 5.4742 | 3.4273 | -5.26 | 0.0027778 | 0.00051519
7784 | 0.00032267 | 0.00017556 | 2.0376 | 3.1789 | 3.4273 | 2.759 | 4.8324 | 5.4742 | 3.4273 | -5.4 | 0.048889 | 0.00012801
7785 | 0.00032267 | 0.00017615 | 2.1445 | 3.1788 | 3.4273 | 2.9725 | 4.8323 | 5.4742 | 3.4273 | -2.14 | 0.15667 | 8.1581e-05
7786 | 0.00031114 | 0.00017271 | 2.2374 | 3.1786 | 3.4273 | 3.1663 | 4.8318 | 5.4742 | 3.4273 | 0.44 | 0.23889 | 0.00011413
7787 | 0.00028592 | 0.00016511 | 2.2826 | 3.1783 | 3.4273 | 3.2637 | 4.831 | 5.4742 | 3.4273 | 1.62 | 0.27944 | 0.00012069
7788 | 0.00027096 | 0.00016044 | 2.3103 | 3.1779 | 3.4273 | 3.3243 | 4.83 | 5.4742 | 3.4273 | 2.32 | 0.27944 | 0.0002412
7789 | 0.000256 | 0.00015604 | 2.3387 | 3.1774 | 3.4273 | 3.3872 | 4.8289 | 5.4742 | 3.4273 | 3.02 | 0.23611 | 0.00011277
7790 | 0.00026925 | 0.00015939 | 2.3135 | 3.177 | 3.4273 | 3.3314 | 4.8279 | 5.4742 | 3.4273 | 2.4 | 0.15222 | 0.00013067
7791 | 0.00027438 | 0.00016116 | 2.3039 | 3.1766 | 3.4273 | 3.3103 | 4.827 | 5.4742 | 3.4273 | 2.16 | 0.048889 | 0.0001214
7792 | 0.00031327 | 0.00017245 | 2.2337 | 3.1764 | 3.4273 | 3.1583 | 4.8264 | 5.4742 | 3.4273 | 0.34 | 0.0027778 | 6.3505e-05
7793 | 0.00032267 | 0.00017523 | 2.1983 | 3.1763 | 3.4273 | 3.0837 | 4.8261 | 5.4742 | 3.4273 | -0.62 | 0 | 7.7623e-05
7794 | 0.00032267 | 0.00017533 | 2.2114 | 3.1762 | 3.4273 | 3.1113 | 4.8259 | 5.4742 | 3.4273 | -0.26 | 0 | 0.00022171
7795 | 0.00032267 | 0.00017573 | 2.1358 | 3.1761 | 3.4273 | 2.9547 | 4.8257 | 5.4742 | 3.4273 | -2.3934 | 0 | 0.00021722
7796 | 0.00032267 | 0.00017651 | 2.1302 | 3.1762 | 3.4273 | 2.9434 | 4.8258 | 5.4742 | 3.4273 | -2.5565 | 0 | 0.00020327
7797 | 0.00032267 | 0.00017621 | 2.1647 | 3.1762 | 3.4273 | 3.014 | 4.826 | 5.4742 | 3.4273 | -1.56 | 0 | 0.00023405
7798 | 0.00032267 | 0.00017557 | 2.1824 | 3.1764 | 3.4273 | 3.0507 | 4.8263 | 5.4742 | 3.4273 | -1.06 | 0 | 6.8526e-06
7799 | 0.00032267 | 0.00017342 | 2.1262 | 3.1765 | 3.4273 | 2.9351 | 4.8266 | 5.4742 | 3.4273 | -2.6765 | 0 | 1.6009e-05
7800 | 0.00032267 | 0.00017511 | 2.1087 | 3.1767 | 3.4273 | 2.8998 | 4.8271 | 5.4742 | 3.4273 | -3.1965 | 0 | 1.4828e-05
7801 | 0.00032267 | 0.00017347 | 2.1207 | 3.1769 | 3.4273 | 2.9241 | 4.8276 | 5.4742 | 3.4273 | -2.8365 | 0 | 7.7978e-06
7802 | 0.00032267 | 0.00017363 | 2.1127 | 3.1772 | 3.4273 | 2.9078 | 4.8283 | 5.4742 | 3.4273 | -3.0765 | 0 | 1.1401e-05
7803 | 0.00032267 | 0.00017314 | 2.0968 | 3.1774 | 3.4273 | 2.876 | 4.8289 | 5.4742 | 3.4273 | -3.5534 | 0 | 1.2228e-05
7804 | 0.00032267 | 0.00017285 | 2.0995 | 3.1777 | 3.4273 | 2.8813 | 4.8297 | 5.4742 | 3.4273 | -3.4734 | 0 | 8.0341e-06
7805 | 0.00032267 | 0.00017222 | 2.0995 | 3.1781 | 3.4273 | 2.8813 | 4.8306 | 5.4742 | 3.4273 | -3.4734 | 0 | 1.1638e-05
7806 | 0.00032267 | 0.0001723 | 2.0913 | 3.1785 | 3.4273 | 2.8651 | 4.8315 | 5.4742 | 3.4273 | -3.72 | 0 | 9.3337e-06
7807 | 0.00032267 | 0.00017593 | 2.1087 | 3.1788 | 3.4273 | 2.8998 | 4.8324 | 5.4742 | 3.4273 | -3.1965 | 0.0027778 | 0.00051637
7808 | 0.00032267 | 0.00017617 | 2.1711 | 3.1792 | 3.4273 | 3.0271 | 4.8333 | 5.4742 | 3.4273 | -1.38 | 0.065 | 0.00012465
7809 | 0.00029062 | 0.00016676 | 2.2741 | 3.1794 | 3.4273 | 3.2451 | 4.8338 | 5.4742 | 3.4273 | 1.4 | 0.13833 | 0.00010515
7810 | 0.00026113 | 0.00015768 | 2.3289 | 3.1795 | 3.4273 | 3.3654 | 4.8341 | 5.4742 | 3.4273 | 2.78 | 0.25 | 0.00012116
7811 | 0.00024489 | 0.00015137 | 2.3603 | 3.1796 | 3.4273 | 3.4355 | 4.8343 | 5.4742 | 3.4273 | 3.54 | 0.27444 | 0.00011112
7812 | 0.00023891 | 0.00015066 | 2.372 | 3.1797 | 3.4273 | 3.4621 | 4.8344 | 5.4742 | 3.4273 | 3.82 | 0.22889 | 0.00021462
7813 | 0.00022438 | 0.00014682 | 2.4011 | 3.1797 | 3.4273 | 3.5285 | 4.8344 | 5.4742 | 3.4273 | 4.5 | 0.17611 | 0.00013581
7814 | 0.00023421 | 0.00014984 | 2.3813 | 3.1797 | 3.4273 | 3.4833 | 4.8344 | 5.4742 | 3.4273 | 4.04 | 0.14333 | 0.0001185
7815 | 0.000256 | 0.00015581 | 2.3387 | 3.1796 | 3.4273 | 3.3872 | 4.8344 | 5.4742 | 3.4273 | 3.02 | 0.046111 | 0.00011673
7816 | 0.00027951 | 0.00016309 | 2.2944 | 3.1796 | 3.4273 | 3.2894 | 4.8343 | 5.4742 | 3.4273 | 1.92 | 0.0027778 | 6.7758e-05
7817 | 0.00029233 | 0.00016722 | 2.271 | 3.1796 | 3.4273 | 3.2384 | 4.8343 | 5.4742 | 3.4273 | 1.32 | 0 | 6.4332e-05
7818 | 0.000309 | 0.00017205 | 2.2412 | 3.1796 | 3.4273 | 3.1744 | 4.8343 | 5.4742 | 3.4273 | 0.54 | 0 | 0.00022885
7819 | 0.00030644 | 0.00017184 | 2.2457 | 3.1797 | 3.4273 | 3.184 | 4.8344 | 5.4742 | 3.4273 | 0.66 | 0 | 0.00021787
7820 | 0.00031114 | 0.00017179 | 2.2374 | 3.1797 | 3.4273 | 3.1663 | 4.8346 | 5.4742 | 3.4273 | 0.44 | 0 | 0.00024409
7821 | 0.00031712 | 0.00017281 | 2.2269 | 3.1798 | 3.4273 | 3.1441 | 4.8348 | 5.4742 | 3.4273 | 0.16 | 0 | 0.0002197
7822 | 0.00032267 | 0.00017479 | 2.2166 | 3.18 | 3.4273 | 3.1221 | 4.8351 | 5.4742 | 3.4273 | -0.12 | 0 | 8.743e-06
7823 | 0.00031969 | 0.00017311 | 2.2225 | 3.1801 | 3.4273 | 3.1346 | 4.8355 | 5.4742 | 3.4273 | 0.04 | 0 | 1.5005e-05
7824 | 0.00032267 | 0.00017501 | 2.1983 | 3.1803 | 3.4273 | 3.0837 | 4.8359 | 5.4742 | 3.4273 | -0.62 | 0 | 2.2271e-05
7825 | 0.00032267 | 0.00017487 | 2.1932 | 3.1804 | 3.4273 | 3.0731 | 4.8363 | 5.4742 | 3.4273 | -0.76 | 0 | 2.0676e-05
7826 | 0.00032267 | 0.00017432 | 2.1767 | 3.1807 | 3.4273 | 3.0388 | 4.8369 | 5.4742 | 3.4273 | -1.22 | 0 | 2.3216e-05
7827 | 0.00032267 | 0.00017285 | 2.1452 | 3.181 | 3.4273 | 2.9739 | 4.8377 | 5.4742 | 3.4273 | -2.12 | 0 | 2.168e-05
7828 | 0.00032267 | 0.00017476 | 2.1452 | 3.1813 | 3.4273 | 2.9739 | 4.8385 | 5.4742 | 3.4273 | -2.12 | 0 | 2.1326e-05
7829 | 0.00032267 | 0.00017388 | 2.1358 | 3.1817 | 3.4273 | 2.9547 | 4.8394 | 5.4742 | 3.4273 | -2.3934 | 0 | 2.936e-05
7830 | 0.00032267 | 0.00017471 | 2.1228 | 3.182 | 3.4273 | 2.9282 | 4.8402 | 5.4742 | 3.4273 | -2.7765 | 0 | 2.0617e-05
7831 | 0.00032267 | 0.00017601 | 2.1262 | 3.1823 | 3.4273 | 2.9351 | 4.8409 | 5.4742 | 3.4273 | -2.6765 | 0.0027778 | 0.00047903
7832 | 0.00032267 | 0.00017582 | 2.1718 | 3.1825 | 3.4273 | 3.0285 | 4.8415 | 5.4742 | 3.4273 | -1.36 | 0.046111 | 0.00049652
7833 | 0.00032267 | 0.00017602 | 2.2173 | 3.1828 | 3.4273 | 3.1237 | 4.8421 | 5.4742 | 3.4273 | -0.1 | 0.14389 | 0.00013126
7834 | 0.00029618 | 0.00016847 | 2.264 | 3.1831 | 3.4273 | 3.2234 | 4.8428 | 5.4742 | 3.4273 | 1.14 | 0.21056 | 0.00013203
7835 | 0.00028208 | 0.00016392 | 2.2897 | 3.1833 | 3.4273 | 3.2791 | 4.8434 | 5.4742 | 3.4273 | 1.8 | 0.27444 | 8.5598e-05
7836 | 0.00027267 | 0.00016111 | 2.3071 | 3.1835 | 3.4273 | 3.3173 | 4.844 | 5.4742 | 3.4273 | 2.24 | 0.25556 | 7.1362e-05
7837 | 0.00026242 | 0.00015834 | 2.3265 | 3.1838 | 3.4273 | 3.36 | 4.8446 | 5.4742 | 3.4273 | 2.72 | 0.205 | 7.9927e-05
7838 | 0.00026242 | 0.00015832 | 2.3265 | 3.184 | 3.4273 | 3.36 | 4.8451 | 5.4742 | 3.4273 | 2.72 | 0.14944 | 8.6839e-05
7839 | 0.00026925 | 0.00016003 | 2.3135 | 3.1842 | 3.4273 | 3.3314 | 4.8456 | 5.4742 | 3.4273 | 2.4 | 0.04 | 0.00028432
7840 | 0.00027054 | 0.00016046 | 2.3111 | 3.1844 | 3.4273 | 3.3261 | 4.8461 | 5.4742 | 3.4273 | 2.34 | 0.0027778 | 0.00026282
7841 | 0.00026925 | 0.00016036 | 2.3135 | 3.1846 | 3.4273 | 3.3314 | 4.8467 | 5.4742 | 3.4273 | 2.4 | 0 | 4.5901e-05
7842 | 0.00026754 | 0.00015949 | 2.3168 | 3.1849 | 3.4273 | 3.3385 | 4.8474 | 5.4742 | 3.4273 | 2.48 | 0 | 3.3436e-05
7843 | 0.00027438 | 0.000161 | 2.3039 | 3.1852 | 3.4273 | 3.3103 | 4.8481 | 5.4742 | 3.4273 | 2.16 | 0 | 4.1824e-05
7844 | 0.00031712 | 0.00016933 | 2.2269 | 3.1856 | 3.4273 | 3.1441 | 4.8489 | 5.4742 | 3.4273 | 0.16 | 0 | 0.00016104
7845 | 0.00031969 | 0.00017525 | 2.2225 | 3.1858 | 3.4273 | 3.1346 | 4.8496 | 5.4742 | 3.4273 | 0.04 | 0 | 0.00017604
7846 | 0.00030387 | 0.0001709 | 2.2503 | 3.1861 | 3.4273 | 3.1938 | 4.8502 | 5.4742 | 3.4273 | 0.78 | 0 | 0.00016931
7847 | 0.00028421 | 0.00016511 | 2.2858 | 3.1863 | 3.4273 | 3.2705 | 4.8507 | 5.4742 | 3.4273 | 1.7 | 0 | 1.6364e-05
7848 | 0.00027438 | 0.00016144 | 2.3039 | 3.1865 | 3.4273 | 3.3103 | 4.8512 | 5.4742 | 3.4273 | 2.16 | 0 | 2.7942e-05
7849 | 0.00027652 | 0.00016203 | 2.3 | 3.1867 | 3.4273 | 3.3015 | 4.8517 | 5.4742 | 3.4273 | 2.06 | 0 | 2.6879e-05
7850 | 0.00026754 | 0.00016013 | 2.3168 | 3.1869 | 3.4273 | 3.3385 | 4.8522 | 5.4742 | 3.4273 | 2.48 | 0 | 2.0558e-05
7851 | 0.00026754 | 0.00015976 | 2.3168 | 3.1871 | 3.4273 | 3.3385 | 4.8526 | 5.4742 | 3.4273 | 2.48 | 0 | 2.8415e-05
7852 | 0.00025088 | 0.00015503 | 2.3486 | 3.1872 | 3.4273 | 3.4094 | 4.853 | 5.4742 | 3.4273 | 3.26 | 0 | 2.6111e-05
7853 | 0.00024062 | 0.00014864 | 2.3686 | 3.1874 | 3.4273 | 3.4545 | 4.8535 | 5.4742 | 3.4273 | 3.74 | 0 | 1.6659e-05
7854 | 0.00024489 | 0.00015314 | 2.3603 | 3.1876 | 3.4273 | 3.4355 | 4.8539 | 5.4742 | 3.4273 | 3.54 | 0 | 2.3334e-05
7855 | 0.00025088 | 0.00015464 | 2.3486 | 3.1878 | 3.4273 | 3.4094 | 4.8544 | 5.4742 | 3.4273 | 3.26 | 0 | 0.00049457
7856 | 0.00023891 | 0.00015081 | 2.372 | 3.188 | 3.4273 | 3.4621 | 4.8549 | 5.4742 | 3.4273 | 3.82 | 0.012778 | 0.00048287
7857 | 0.00023592 | 0.00015043 | 2.3779 | 3.1881 | 3.4273 | 3.4756 | 4.8553 | 5.4742 | 3.4273 | 3.96 | 0.065 | 0.00013658
7858 | 0.00021968 | 0.0001453 | 2.4106 | 3.1883 | 3.4273 | 3.5505 | 4.8557 | 5.4742 | 3.4273 | 4.72 | 0.13833 | 0.00013239
7859 | 0.0002154 | 0.00014428 | 2.4194 | 3.1885 | 3.4273 | 3.5707 | 4.8562 | 5.4742 | 3.4273 | 4.92 | 0.097778 | 8.6721e-05
7860 | 0.00021711 | 0.00014404 | 2.4159 | 3.1886 | 3.4273 | 3.5626 | 4.8565 | 5.4742 | 3.4273 | 4.84 | 0.13833 | 8.0223e-05
7861 | 0.0002154 | 0.00014412 | 2.4194 | 3.1887 | 3.4273 | 3.5707 | 4.8567 | 5.4742 | 3.4273 | 4.92 | 0.072222 | 8.1286e-05
7862 | 0.00020942 | 0.00014167 | 3.0397 | 3.1887 | 3.4273 | 4.4993 | 4.8568 | 5.4742 | 3.4273 | 5.2 | 0.042222 | 7.5674e-05
7863 | 0.00020942 | 0.00014198 | 3.0397 | 3.1888 | 3.4273 | 4.4993 | 4.8569 | 5.4742 | 3.4273 | 5.2 | 0.012778 | 0.00027848
7864 | 0.00022438 | 0.00014652 | 2.4011 | 3.1889 | 3.4273 | 3.5285 | 4.8571 | 5.4742 | 3.4273 | 4.5 | 0 | 0.0002806
7865 | 0.00022737 | 0.00014768 | 2.395 | 3.1889 | 3.4273 | 3.5146 | 4.8573 | 5.4742 | 3.4273 | 4.36 | 0 | 4.5487e-05
7866 | 0.00022865 | 0.00014823 | 2.3925 | 3.1891 | 3.4273 | 3.5087 | 4.8576 | 5.4742 | 3.4273 | 4.3 | 0 | 3.9757e-05
7867 | 0.00022865 | 0.00014764 | 2.3925 | 3.1891 | 3.4273 | 3.5087 | 4.8578 | 5.4742 | 3.4273 | 4.3 | 0 | 4.5723e-05
7868 | 0.00022652 | 0.00014574 | 2.3968 | 3.1893 | 3.4273 | 3.5185 | 4.858 | 5.4742 | 3.4273 | 4.4 | 0 | 0.00015401
7869 | 0.00022865 | 0.00014737 | 2.3925 | 3.1894 | 3.4273 | 3.5087 | 4.8583 | 5.4742 | 3.4273 | 4.3 | 0 | 0.0001585
7870 | 0.00023421 | 0.00015015 | 2.3813 | 3.1895 | 3.4273 | 3.4833 | 4.8586 | 5.4742 | 3.4273 | 4.04 | 0 | 0.00016275
7871 | 0.00024062 | 0.00015154 | 2.3686 | 3.1896 | 3.4273 | 3.4545 | 4.8589 | 5.4742 | 3.4273 | 3.74 | 0 | 1.8667e-05
7872 | 0.00024062 | 0.00015143 | 2.3686 | 3.1897 | 3.4273 | 3.4545 | 4.8591 | 5.4742 | 3.4273 | 3.74 | 0 | 1.3174e-05
7873 | 0.00024404 | 0.00015255 | 2.3619 | 3.1898 | 3.4273 | 3.4393 | 4.8595 | 5.4742 | 3.4273 | 3.58 | 0 | 1.2406e-05
7874 | 0.00023421 | 0.00015022 | 2.3813 | 3.1902 | 3.4273 | 3.4833 | 4.8603 | 5.4742 | 3.4273 | 4.04 | 0 | 1.0574e-05
7875 | 0.0002325 | 0.00014975 | 2.3848 | 3.1905 | 3.4273 | 3.4911 | 4.8611 | 5.4742 | 3.4273 | 4.12 | 0 | 1.4532e-05
7876 | 0.00024489 | 0.00015338 | 2.3603 | 3.1909 | 3.4273 | 3.4355 | 4.8621 | 5.4742 | 3.4273 | 3.54 | 0 | 1.022e-05
7877 | 0.00024404 | 0.00015303 | 2.3619 | 3.1913 | 3.4273 | 3.4393 | 4.8632 | 5.4742 | 3.4273 | 3.58 | 0 | 9.57e-06
7878 | 0.00024746 | 0.00015356 | 2.3552 | 3.1918 | 3.4273 | 3.4243 | 4.8644 | 5.4742 | 3.4273 | 3.42 | 0 | 1.2228e-05
7879 | 0.00024746 | 0.00015355 | 2.3552 | 3.1922 | 3.4273 | 3.4243 | 4.8652 | 5.4742 | 3.4273 | 3.42 | 0 | 0.0004876
7880 | 0.00024489 | 0.00015279 | 2.3603 | 3.1925 | 3.4273 | 3.4355 | 4.866 | 5.4742 | 3.4273 | 3.54 | 0.012778 | 0.00013451
7881 | 0.00023891 | 0.00015131 | 2.372 | 3.1928 | 3.4273 | 3.4621 | 4.8668 | 5.4742 | 3.4273 | 3.82 | 0.023333 | 8.6248e-05
7882 | 0.00023079 | 0.00014865 | 2.3882 | 3.1931 | 3.4273 | 3.4989 | 4.8676 | 5.4742 | 3.4273 | 4.2 | 0.029444 | 0.00012293
7883 | 0.0002154 | 0.00014428 | 2.4194 | 3.1934 | 3.4273 | 3.5707 | 4.8683 | 5.4742 | 3.4273 | 4.92 | 0.056111 | 0.00011673
7884 | 0.00020728 | 0.00014148 | 3.0452 | 3.1936 | 3.4273 | 4.5122 | 4.8689 | 5.4742 | 3.4273 | 5.3 | 0.058889 | 0.00022141
7885 | 0.00020429 | 0.00014108 | 3.0531 | 3.1938 | 3.4273 | 4.5305 | 4.8693 | 5.4742 | 3.4273 | 5.44 | 0.042222 | 0.00010539
7886 | 0.0002013 | 0.00014003 | 3.0609 | 3.194 | 3.4273 | 4.549 | 4.8697 | 5.4742 | 3.4273 | 5.58 | 0.020556 | 0.00010521
7887 | 0.00021327 | 0.00014332 | 3.0297 | 3.1942 | 3.4273 | 4.4761 | 4.8701 | 5.4742 | 3.4273 | 5.02 | 0.0072222 | 0.0001146
7888 | 0.00022267 | 0.00014604 | 2.4045 | 3.1943 | 3.4273 | 3.5364 | 4.8706 | 5.4742 | 3.4273 | 4.58 | 0 | 7.5497e-05
7889 | 0.00022438 | 0.0001468 | 2.4011 | 3.1946 | 3.4273 | 3.5285 | 4.8712 | 5.4742 | 3.4273 | 4.5 | 0 | 8.6012e-05
7890 | 0.00022652 | 0.0001476 | 2.3968 | 3.1948 | 3.4273 | 3.5185 | 4.8719 | 5.4742 | 3.4273 | 4.4 | 0 | 0.00023133
7891 | 0.00023421 | 0.00014787 | 2.3813 | 3.1951 | 3.4273 | 3.4833 | 4.8726 | 5.4742 | 3.4273 | 4.04 | 0 | 0.00022968
7892 | 0.00024062 | 0.00015132 | 2.3686 | 3.1955 | 3.4273 | 3.4545 | 4.8734 | 5.4742 | 3.4273 | 3.74 | 0 | 0.00023051
7893 | 0.00024062 | 0.00015206 | 2.3686 | 3.1958 | 3.4273 | 3.4545 | 4.8742 | 5.4742 | 3.4273 | 3.74 | 0 | 0.00025532
7894 | 0.00024062 | 0.00015168 | 2.3686 | 3.1961 | 3.4273 | 3.4545 | 4.8749 | 5.4742 | 3.4273 | 3.74 | 0 | 1.0279e-05
7895 | 0.00024062 | 0.0001521 | 2.3686 | 3.1963 | 3.4273 | 3.4545 | 4.8755 | 5.4742 | 3.4273 | 3.74 | 0 | 9.4519e-06
7896 | 0.0002419 | 0.00015082 | 2.3661 | 3.1965 | 3.4273 | 3.4488 | 4.876 | 5.4742 | 3.4273 | 3.68 | 0 | 1.2406e-05
7897 | 0.00024361 | 0.0001531 | 2.3628 | 3.1967 | 3.4273 | 3.4412 | 4.8764 | 5.4742 | 3.4273 | 3.6 | 0 | 1.2996e-05
7898 | 0.00024318 | 0.00015278 | 2.3636 | 3.1968 | 3.4273 | 3.4431 | 4.8768 | 5.4742 | 3.4273 | 3.62 | 0 | 9.3928e-06
7899 | 0.00024489 | 0.0001524 | 2.3603 | 3.1969 | 3.4273 | 3.4355 | 4.877 | 5.4742 | 3.4273 | 3.54 | 0 | 1.1047e-05
7900 | 0.00024746 | 0.00015285 | 2.3552 | 3.197 | 3.4273 | 3.4243 | 4.8773 | 5.4742 | 3.4273 | 3.42 | 0 | 1.406e-05
7901 | 0.00024874 | 0.00015468 | 2.3528 | 3.1971 | 3.4273 | 3.4187 | 4.8775 | 5.4742 | 3.4273 | 3.36 | 0 | 1.211e-05
7902 | 0.00025301 | 0.00015532 | 2.3445 | 3.1972 | 3.4273 | 3.4001 | 4.8776 | 5.4742 | 3.4273 | 3.16 | 0 | 9.0974e-06
7903 | 0.00026242 | 0.0001582 | 2.3265 | 3.1972 | 3.4273 | 3.36 | 4.8776 | 5.4742 | 3.4273 | 2.72 | 0 | 0.00048612
7904 | 0.00028549 | 0.00016501 | 2.2834 | 3.1971 | 3.4273 | 3.2654 | 4.8775 | 5.4742 | 3.4273 | 1.64 | 0.018333 | 0.00012352
7905 | 0.00027737 | 0.00016311 | 2.2984 | 3.1971 | 3.4273 | 3.2981 | 4.8773 | 5.4742 | 3.4273 | 2.02 | 0.10056 | 8.3117e-05
7906 | 0.00025088 | 0.00015514 | 2.3486 | 3.197 | 3.4273 | 3.4094 | 4.8771 | 5.4742 | 3.4273 | 3.26 | 0.14389 | 0.00011649
7907 | 0.00022438 | 0.00014713 | 2.4011 | 3.1969 | 3.4273 | 3.5285 | 4.8769 | 5.4742 | 3.4273 | 4.5 | 0.13889 | 0.00011466
7908 | 0.0002013 | 0.0001402 | 3.0609 | 3.1968 | 3.4273 | 4.549 | 4.8766 | 5.4742 | 3.4273 | 5.58 | 0.20889 | 0.00023517
7909 | 0.00020429 | 0.00014102 | 3.0531 | 3.1967 | 3.4273 | 4.5305 | 4.8764 | 5.4742 | 3.4273 | 5.44 | 0.13235 | 0.00012872
7910 | 0.00020942 | 0.00014275 | 3.0397 | 3.1965 | 3.4273 | 4.4993 | 4.876 | 5.4742 | 3.4273 | 5.2 | 0.088889 | 0.00012246
7911 | 0.00025045 | 0.00015456 | 2.3494 | 3.1964 | 3.4273 | 3.4112 | 4.8756 | 5.4742 | 3.4273 | 3.28 | 0.018333 | 0.00011525
7912 | 0.00026712 | 0.00015964 | 2.3176 | 3.1962 | 3.4273 | 3.3403 | 4.8753 | 5.4742 | 3.4273 | 2.5 | 0 | 8.5008e-05
7913 | 0.00029447 | 0.00016798 | 2.2671 | 3.196 | 3.4273 | 3.23 | 4.8748 | 5.4742 | 3.4273 | 1.22 | 0 | 7.1125e-05
7914 | 0.00032267 | 0.00017632 | 2.1932 | 3.1959 | 3.4273 | 3.0731 | 4.8745 | 5.4742 | 3.4273 | -0.76 | 0 | 0.00021373
7915 | 0.00028549 | 0.00016351 | 2.2834 | 3.1957 | 3.4273 | 3.2654 | 4.874 | 5.4742 | 3.4273 | 1.64 | 0 | 0.00022909
7916 | 0.00029917 | 0.00016895 | 2.2586 | 3.1954 | 3.4273 | 3.2118 | 4.8733 | 5.4742 | 3.4273 | 1 | 0 | 0.00024941
7917 | 0.00029618 | 0.00016855 | 2.264 | 3.1952 | 3.4273 | 3.2234 | 4.8726 | 5.4742 | 3.4273 | 1.14 | 0 | 0.00022974
7918 | 0.00032267 | 0.00017699 | 2.1983 | 3.1949 | 3.4273 | 3.0837 | 4.8719 | 5.4742 | 3.4273 | -0.62 | 0 | 1.1756e-05
7919 | 0.00030344 | 0.00017124 | 2.251 | 3.1946 | 3.4273 | 3.1954 | 4.8713 | 5.4742 | 3.4273 | 0.8 | 0 | 1.4709e-05
7920 | 0.00029703 | 0.0001686 | 2.2625 | 3.1944 | 3.4273 | 3.2201 | 4.8707 | 5.4742 | 3.4273 | 1.1 | 0 | 1.4414e-05
7921 | 0.00031111 | 0.00017306 | 2.2375 | 3.1941 | 3.4273 | 3.1664 | 4.8701 | 5.4742 | 3.4273 | 0.44119 | 0 | 1.3055e-05
7922 | 0.00031103 | 0.00017364 | 2.2376 | 3.1939 | 3.4273 | 3.1667 | 4.8694 | 5.4742 | 3.4273 | 0.44507 | 0 | 8.0341e-06
7923 | 0.00031052 | 0.00017225 | 2.2385 | 3.1936 | 3.4273 | 3.1686 | 4.8687 | 5.4742 | 3.4273 | 0.46896 | 0 | 1.2937e-05
7924 | 0.00030857 | 0.00017272 | 2.2419 | 3.1933 | 3.4273 | 3.176 | 4.8679 | 5.4742 | 3.4273 | 0.56 | 0 | 1.0751e-05
7925 | 0.00029917 | 0.00016975 | 2.2586 | 3.193 | 3.4273 | 3.2118 | 4.8672 | 5.4742 | 3.4273 | 1 | 0 | 1.1165e-05
7926 | 0.00030644 | 0.00017189 | 2.2457 | 3.1927 | 3.4273 | 3.184 | 4.8666 | 5.4742 | 3.4273 | 0.66 | 0 | 8.4476e-06
7927 | 0.00030131 | 0.00017014 | 2.2548 | 3.1925 | 3.4273 | 3.2036 | 4.866 | 5.4742 | 3.4273 | 0.9 | 0.0027778 | 0.00051914
7928 | 0.00026883 | 0.00016001 | 2.3143 | 3.1922 | 3.4273 | 3.3332 | 4.8654 | 5.4742 | 3.4273 | 2.42 | 0.051667 | 0.00013156
7929 | 0.00025259 | 0.00015574 | 2.3453 | 3.1919 | 3.4273 | 3.402 | 4.8646 | 5.4742 | 3.4273 | 3.18 | 0.11222 | 9.0856e-05
7930 | 0.00023592 | 0.00014915 | 2.3779 | 3.1916 | 3.4273 | 3.4756 | 4.8639 | 5.4742 | 3.4273 | 3.96 | 0.17944 | 0.00011384
7931 | 0.00021882 | 0.00014546 | 2.4124 | 3.1914 | 3.4273 | 3.5545 | 4.8633 | 5.4742 | 3.4273 | 4.76 | 0.14389 | 0.00012547
7932 | 0.00021156 | 0.00014352 | 3.0342 | 3.1911 | 3.4273 | 4.4864 | 4.8627 | 5.4742 | 3.4273 | 5.1 | 0.12111 | 0.00024415
7933 | 0.00021711 | 0.00014521 | 2.4159 | 3.1909 | 3.4273 | 3.5626 | 4.862 | 5.4742 | 3.4273 | 4.84 | 0.072222 | 0.00012098
7934 | 0.0002154 | 0.00014444 | 2.4194 | 3.1906 | 3.4273 | 3.5707 | 4.8613 | 5.4742 | 3.4273 | 4.92 | 0.032778 | 0.00010356
7935 | 0.00021327 | 0.00014363 | 3.0297 | 3.1903 | 3.4273 | 4.4761 | 4.8606 | 5.4742 | 3.4273 | 5.02 | 0.012778 | 0.00011189
7936 | 0.00020215 | 0.00014055 | 3.0587 | 3.19 | 3.4273 | 4.5437 | 4.86 | 5.4742 | 3.4273 | 5.54 | 0 | 8.0518e-05
7937 | 0.00019916 | 0.00013911 | 3.0666 | 3.1899 | 3.4273 | 4.5622 | 4.8596 | 5.4742 | 3.4273 | 5.68 | 0 | 6.5454e-05
7938 | 0.00019916 | 0.00013981 | 3.0666 | 3.1897 | 3.4273 | 4.5622 | 4.8591 | 5.4742 | 3.4273 | 5.68 | 0 | 0.00020723
7939 | 0.00018933 | 0.00013676 | 3.0927 | 3.1895 | 3.4273 | 4.6242 | 4.8586 | 5.4742 | 3.4273 | 6.14 | 0 | 0.00024185
7940 | 0.00018634 | 0.00013592 | 3.1008 | 3.1893 | 3.4273 | 4.6434 | 4.8581 | 5.4742 | 3.4273 | 6.28 | 0 | 0.00021816
7941 | 0.00018164 | 0.00013405 | 3.1136 | 3.1891 | 3.4273 | 4.6739 | 4.8575 | 5.4742 | 3.4273 | 6.5 | 0 | 0.00023151
7942 | 0.00017523 | 0.00013221 | 3.1311 | 3.1889 | 3.4273 | 4.7161 | 4.8571 | 5.4742 | 3.4273 | 6.8 | 0 | 1.1224e-05
7943 | 0.00017993 | 0.00013431 | 3.1182 | 3.1887 | 3.4273 | 4.6851 | 4.8567 | 5.4742 | 3.4273 | 6.58 | 0 | 1.0988e-05
7944 | 0.00017523 | 0.0001323 | 3.1311 | 3.1886 | 3.4273 | 4.7161 | 4.8564 | 5.4742 | 3.4273 | 6.8 | 0 | 1.276e-05
7945 | 0.00017993 | 0.00013327 | 3.1182 | 3.1884 | 3.4273 | 4.6851 | 4.856 | 5.4742 | 3.4273 | 6.58 | 0 | 1.3469e-05
7946 | 0.00017523 | 0.000133 | 3.1311 | 3.1883 | 3.4273 | 4.7161 | 4.8556 | 5.4742 | 3.4273 | 6.8 | 0 | 1.3764e-05
7947 | 0.00017779 | 0.00013367 | 3.1241 | 3.1882 | 3.4273 | 4.6991 | 4.8553 | 5.4742 | 3.4273 | 6.68 | 0 | 1.1106e-05
7948 | 0.00018933 | 0.00013716 | 3.0927 | 3.188 | 3.4273 | 4.6242 | 4.855 | 5.4742 | 3.4273 | 6.14 | 0 | 9.9835e-06
7949 | 0.00019147 | 0.00013769 | 3.087 | 3.1879 | 3.4273 | 4.6106 | 4.8547 | 5.4742 | 3.4273 | 6.04 | 0 | 1.0988e-05
7950 | 0.00018292 | 0.00013344 | 3.1101 | 3.1877 | 3.4273 | 4.6655 | 4.8543 | 5.4742 | 3.4273 | 6.44 | 0 | 1.5655e-05
7951 | 0.00018292 | 0.00013458 | 3.1101 | 3.1876 | 3.4273 | 4.6655 | 4.854 | 5.4742 | 3.4273 | 6.44 | 0 | 0.00052936
7952 | 0.00017993 | 0.00013385 | 3.1182 | 3.1875 | 3.4273 | 4.6851 | 4.8537 | 5.4742 | 3.4273 | 6.58 | 0.028889 | 0.0001286
7953 | 0.00018164 | 0.0001347 | 3.1136 | 3.1872 | 3.4273 | 4.6739 | 4.8531 | 5.4742 | 3.4273 | 6.5 | 0.086111 | 0.00010007
7954 | 0.00017523 | 0.00013194 | 3.1311 | 3.1869 | 3.4273 | 4.7161 | 4.8523 | 5.4742 | 3.4273 | 6.8 | 0.069444 | 0.00011939
7955 | 0.00016497 | 0.0001297 | 3.1596 | 3.1866 | 3.4273 | 4.7853 | 4.8514 | 5.4742 | 3.4273 | 7.28 | 0.14056 | 0.00011909
7956 | 0.00015813 | 0.00012678 | 3.1789 | 3.1862 | 3.4273 | 4.8326 | 4.8505 | 5.4742 | 3.4273 | 7.6 | 0.095556 | 0.00023222
7957 | 0.00016283 | 0.00012904 | 3.1656 | 3.1857 | 3.4273 | 4.8 | 4.8493 | 5.4742 | 3.4273 | 7.38 | 0.067778 | 0.00011165
7958 | 0.00015813 | 0.00012778 | 3.1789 | 3.1852 | 3.4273 | 4.8326 | 4.8481 | 5.4742 | 3.4273 | 7.6 | 0.025556 | 0.00013776
7959 | 0.00015429 | 0.0001262 | 3.1899 | 3.1848 | 3.4273 | 4.8596 | 4.8471 | 5.4742 | 3.4273 | 7.78 | 0.0072222 | 0.00011549
7960 | 0.00015386 | 0.00012584 | 3.1911 | 3.1844 | 3.4273 | 4.8626 | 4.846 | 5.4742 | 3.4273 | 7.8 | 0 | 7.91e-05
7961 | 0.000156 | 0.00012707 | 3.185 | 3.1839 | 3.4273 | 4.8475 | 4.8449 | 5.4742 | 3.4273 | 7.7 | 0 | 9.0206e-05
7962 | 0.000156 | 0.000126 | 3.185 | 3.1835 | 3.4273 | 4.8475 | 4.8438 | 5.4742 | 3.4273 | 7.7 | 0 | 0.00023511
7963 | 0.000156 | 0.00012692 | 3.185 | 3.183 | 3.4273 | 4.8475 | 4.8426 | 5.4742 | 3.4273 | 7.7 | 0 | 0.00023429
7964 | 0.00015258 | 0.00012543 | 3.1948 | 3.1825 | 3.4273 | 4.8717 | 4.8413 | 5.4742 | 3.4273 | 7.86 | 0 | 0.0002396
7965 | 0.00015386 | 0.00012651 | 3.1911 | 3.182 | 3.4273 | 4.8626 | 4.8401 | 5.4742 | 3.4273 | 7.8 | 0 | 0.00023565
7966 | 0.000156 | 0.0001273 | 3.185 | 3.1815 | 3.4273 | 4.8475 | 4.839 | 5.4742 | 3.4273 | 7.7 | 0 | 1.2642e-05
7967 | 0.00014873 | 0.00012514 | 3.2058 | 3.1812 | 3.4273 | 4.8991 | 4.8382 | 5.4742 | 3.4273 | 8.04 | 0 | 1.2287e-05
7968 | 0.00014488 | 0.00012402 | 3.217 | 3.1807 | 3.4273 | 4.9268 | 4.8371 | 5.4742 | 3.4273 | 8.22 | 0 | 1.5655e-05
7969 | 0.00014488 | 0.00012288 | 3.217 | 3.1803 | 3.4273 | 4.9268 | 4.8359 | 5.4742 | 3.4273 | 8.22 | 0 | 8.0932e-06
7970 | 0.00016497 | 0.00012997 | 3.1596 | 3.1798 | 3.4273 | 4.7853 | 4.8348 | 5.4742 | 3.4273 | 7.28 | 0 | 1.1815e-05
7971 | 0.00014488 | 0.000124 | 3.217 | 3.1795 | 3.4273 | 4.9268 | 4.8339 | 5.4742 | 3.4273 | 8.22 | 0 | 1.1224e-05
7972 | 0.00014061 | 0.00012247 | 3.2294 | 3.1792 | 3.4273 | 4.958 | 4.8332 | 5.4742 | 3.4273 | 8.42 | 0 | 1.146e-05
7973 | 0.00014275 | 0.00012339 | 3.2232 | 3.1789 | 3.4273 | 4.9424 | 4.8326 | 5.4742 | 3.4273 | 8.32 | 0 | 7.5024e-06
7974 | 0.00014061 | 0.00012274 | 3.2294 | 3.1786 | 3.4273 | 4.958 | 4.8318 | 5.4742 | 3.4273 | 8.42 | 0 | 1.2346e-05
7975 | 0.00014745 | 0.00012403 | 3.2095 | 3.1783 | 3.4273 | 4.9083 | 4.8309 | 5.4742 | 3.4273 | 8.1 | 0 | 0.0005166
7976 | 0.0001483 | 0.00012437 | 3.2071 | 3.1779 | 3.4273 | 4.9022 | 4.8301 | 5.4742 | 3.4273 | 8.06 | 0.0072222 | 0.00014308
7977 | 0.00014275 | 0.00012304 | 3.2232 | 3.1775 | 3.4273 | 4.9424 | 4.8292 | 5.4742 | 3.4273 | 8.32 | 0.032778 | 8.6898e-05
7978 | 0.00013558 | 0.00012076 | 3.2443 | 3.1771 | 3.4273 | 4.9953 | 4.8282 | 5.4742 | 3.4273 | 8.6554 | 0.037222 | 0.00011898
7979 | 0.00012522 | 0.0001176 | 3.2752 | 3.1769 | 3.4273 | 5.0737 | 4.8275 | 5.4742 | 3.4273 | 9.14 | 0.097778 | 0.00011903
7980 | 0.00011326 | 0.00011208 | 3.3116 | 3.1767 | 3.4273 | 5.1675 | 4.8271 | 5.4742 | 3.4273 | 9.7 | 0.13611 | 0.00023718
7981 | 0.00011497 | 0.00011483 | 3.3064 | 3.1765 | 3.4273 | 5.1539 | 4.8266 | 5.4742 | 3.4273 | 9.62 | 0.072222 | 0.00013758
7982 | 0.00013548 | 0.00012062 | 3.2445 | 3.1763 | 3.4273 | 4.996 | 4.8261 | 5.4742 | 3.4273 | 8.66 | 0.04 | 0.0001123
7983 | 0.00014446 | 0.00012324 | 3.2182 | 3.1762 | 3.4273 | 4.9299 | 4.8258 | 5.4742 | 3.4273 | 8.24 | 0.020556 | 0.00011041
7984 | 0.00015044 | 0.00012494 | 3.2009 | 3.176 | 3.4273 | 4.8869 | 4.8255 | 5.4742 | 3.4273 | 7.96 | 0 | 6.6695e-05
7985 | 0.000156 | 0.00012708 | 3.185 | 3.1759 | 3.4273 | 4.8475 | 4.8251 | 5.4742 | 3.4273 | 7.7 | 0 | 7.2661e-05
7986 | 0.000156 | 0.00012714 | 3.185 | 3.1757 | 3.4273 | 4.8475 | 4.8246 | 5.4742 | 3.4273 | 7.7 | 0 | 0.00023565
7987 | 0.00015813 | 0.00012551 | 3.1789 | 3.1755 | 3.4273 | 4.8326 | 4.8243 | 5.4742 | 3.4273 | 7.6 | 0 | 0.00023198
7988 | 0.00015386 | 0.000127 | 3.1911 | 3.1754 | 3.4273 | 4.8626 | 4.824 | 5.4742 | 3.4273 | 7.8 | 0 | 0.00024197
7989 | 0.00014745 | 0.00012002 | 3.2095 | 3.1753 | 3.4273 | 4.9083 | 4.8238 | 5.4742 | 3.4273 | 8.1 | 0 | 0.00021338
7990 | 0.00014061 | 0.00012262 | 3.2294 | 3.1752 | 3.4273 | 4.958 | 4.8235 | 5.4742 | 3.4273 | 8.42 | 0 | 1.0751e-05
7991 | 0.00013805 | 0.00012192 | 3.237 | 3.1751 | 3.4273 | 4.977 | 4.8233 | 5.4742 | 3.4273 | 8.54 | 0 | 1.2228e-05
7992 | 0.0001342 | 0.00012046 | 3.2483 | 3.1751 | 3.4273 | 5.0056 | 4.8232 | 5.4742 | 3.4273 | 8.72 | 0 | 1.8372e-05
7993 | 0.00012822 | 0.00011426 | 3.2662 | 3.175 | 3.4273 | 5.0508 | 4.823 | 5.4742 | 3.4273 | 9 | 0 | 2.1444e-05
7994 | 0.00013249 | 0.00011891 | 3.2534 | 3.1749 | 3.4273 | 5.0184 | 4.8228 | 5.4742 | 3.4273 | 8.8 | 0 | 2.2153e-05
7995 | 0.00011839 | 0.00011422 | 3.2959 | 3.1749 | 3.4273 | 5.1269 | 4.8226 | 5.4742 | 3.4273 | 9.46 | 0 | 2.2684e-05
7996 | 0.00011326 | 0.00011245 | 3.3116 | 3.1748 | 3.4273 | 5.1675 | 4.8225 | 5.4742 | 3.4273 | 9.7 | 0 | 2.363e-05
7997 | 0.00010941 | 0.00011173 | 3.3235 | 3.1748 | 3.4273 | 5.1984 | 4.8225 | 5.4742 | 3.4273 | 9.88 | 0 | 2.3748e-05
7998 | 0.00010514 | 0.00010971 | 3.3368 | 3.1748 | 3.4273 | 5.2331 | 4.8225 | 5.4742 | 3.4273 | 10.08 | 0 | 2.0735e-05
7999 | 0.00012522 | 0.00011796 | 3.2752 | 3.1748 | 3.4273 | 5.0737 | 4.8224 | 5.4742 | 3.4273 | 9.14 | 0 | 0.00045759
8000 | 0.0001342 | 0.00012014 | 3.2483 | 3.1748 | 3.4273 | 5.0056 | 4.8225 | 5.4742 | 3.4273 | 8.72 | 0.015 | 0.00048464
8001 | 0.0001342 | 0.00012091 | 3.2483 | 3.1748 | 3.4273 | 5.0056 | 4.8225 | 5.4742 | 3.4273 | 8.72 | 0.04 | 0.00012819
8002 | 0.00013548 | 0.0001213 | 3.2445 | 3.1748 | 3.4273 | 4.996 | 4.8225 | 5.4742 | 3.4273 | 8.66 | 0.058889 | 0.00013303
8003 | 0.00013035 | 0.00011977 | 3.2598 | 3.1749 | 3.4273 | 5.0346 | 4.8227 | 5.4742 | 3.4273 | 8.9 | 0.082778 | 0.00010338
8004 | 0.00012522 | 0.00011739 | 3.2752 | 3.175 | 3.4273 | 5.0737 | 4.823 | 5.4742 | 3.4273 | 9.14 | 0.10056 | 8.2408e-05
8005 | 0.00012822 | 0.00011896 | 3.2662 | 3.1752 | 3.4273 | 5.0508 | 4.8234 | 5.4742 | 3.4273 | 9 | 0.10056 | 8.6839e-05
8006 | 0.0001342 | 0.00011967 | 3.2483 | 3.1753 | 3.4273 | 5.0056 | 4.8237 | 5.4742 | 3.4273 | 8.72 | 0.054444 | 8.2172e-05
8007 | 0.00015044 | 0.00012529 | 3.2009 | 3.1754 | 3.4273 | 4.8869 | 4.8239 | 5.4742 | 3.4273 | 7.96 | 0.015556 | 0.0002887
8008 | 0.000156 | 0.00012688 | 3.185 | 3.1755 | 3.4273 | 4.8475 | 4.8241 | 5.4742 | 3.4273 | 7.7 | 0 | 0.00026696
8009 | 0.00015813 | 0.00012788 | 3.1789 | 3.1754 | 3.4273 | 4.8326 | 4.824 | 5.4742 | 3.4273 | 7.6 | 0 | 3.9462e-05
8010 | 0.00016027 | 0.00012789 | 3.1729 | 3.1754 | 3.4273 | 4.8177 | 4.824 | 5.4742 | 3.4273 | 7.5 | 0 | 3.8575e-05
8011 | 0.00018463 | 0.0001363 | 3.1054 | 3.1753 | 3.4273 | 4.6544 | 4.8238 | 5.4742 | 3.4273 | 6.36 | 0 | 4.3774e-05
8012 | 0.00020728 | 0.00014188 | 3.0452 | 3.1753 | 3.4273 | 4.5122 | 4.8236 | 5.4742 | 3.4273 | 5.3 | 0 | 0.00015672
8013 | 0.00020686 | 0.00013929 | 3.0464 | 3.1752 | 3.4273 | 4.5149 | 4.8234 | 5.4742 | 3.4273 | 5.32 | 0 | 0.0001611
8014 | 0.00020429 | 0.00013963 | 3.0531 | 3.1751 | 3.4273 | 4.5305 | 4.8232 | 5.4742 | 3.4273 | 5.44 | 0 | 0.00015501
8015 | 0.00021327 | 0.00014233 | 3.0297 | 3.175 | 3.4273 | 4.4761 | 4.823 | 5.4742 | 3.4273 | 5.02 | 0 | 1.9435e-05
8016 | 0.00022267 | 0.00014587 | 2.4045 | 3.175 | 3.4273 | 3.5364 | 4.8228 | 5.4742 | 3.4273 | 4.58 | 0 | 2.0617e-05
8017 | 0.0002419 | 0.00014919 | 2.3661 | 3.1749 | 3.4273 | 3.4488 | 4.8226 | 5.4742 | 3.4273 | 3.68 | 0 | 2.1976e-05
8018 | 0.00024874 | 0.00015269 | 2.3528 | 3.1748 | 3.4273 | 3.4187 | 4.8224 | 5.4742 | 3.4273 | 3.36 | 0 | 2.0735e-05
8019 | 0.00023891 | 0.00014853 | 2.372 | 3.1747 | 3.4273 | 3.4621 | 4.8222 | 5.4742 | 3.4273 | 3.82 | 0 | 2.8178e-05
8020 | 0.00021669 | 0.00014303 | 2.4168 | 3.1746 | 3.4273 | 3.5646 | 4.8219 | 5.4742 | 3.4273 | 4.86 | 0 | 2.487e-05
8021 | 0.00021327 | 0.0001402 | 3.0297 | 3.1745 | 3.4273 | 4.4761 | 4.8217 | 5.4742 | 3.4273 | 5.02 | 0 | 2.9714e-05
8022 | 0.00020728 | 0.00013989 | 3.0452 | 3.1744 | 3.4273 | 4.5122 | 4.8215 | 5.4742 | 3.4273 | 5.3 | 0 | 2.298e-05
8023 | 0.00021327 | 0.00014433 | 3.0297 | 3.1743 | 3.4273 | 4.4761 | 4.8213 | 5.4742 | 3.4273 | 5.02 | 0 | 0.00050018
8024 | 0.00022267 | 0.0001475 | 2.4045 | 3.1743 | 3.4273 | 3.5364 | 4.8212 | 5.4742 | 3.4273 | 4.58 | 0.018333 | 0.00048772
8025 | 0.00020686 | 0.00014143 | 3.0464 | 3.1742 | 3.4273 | 4.5149 | 4.8211 | 5.4742 | 3.4273 | 5.32 | 0.10056 | 0.00013682
8026 | 0.00018933 | 0.00013736 | 3.0927 | 3.1742 | 3.4273 | 4.6242 | 4.8211 | 5.4742 | 3.4273 | 6.14 | 0.17611 | 0.00014054
8027 | 0.00017523 | 0.00013141 | 3.1311 | 3.1743 | 3.4273 | 4.7161 | 4.8213 | 5.4742 | 3.4273 | 6.8 | 0.24167 | 8.1463e-05
8028 | 0.000156 | 0.00012557 | 3.185 | 3.1745 | 3.4273 | 4.8475 | 4.8217 | 5.4742 | 3.4273 | 7.7 | 0.185 | 7.8332e-05
8029 | 0.00015813 | 0.00012827 | 3.1789 | 3.1747 | 3.4273 | 4.8326 | 4.8222 | 5.4742 | 3.4273 | 7.6 | 0.18278 | 8.0577e-05
8030 | 0.00016967 | 0.00013172 | 3.1465 | 3.1749 | 3.4273 | 4.7533 | 4.8228 | 5.4742 | 3.4273 | 7.06 | 0.10333 | 8.9674e-05
8031 | 0.00018292 | 0.00013516 | 3.1101 | 3.1752 | 3.4273 | 4.6655 | 4.8235 | 5.4742 | 3.4273 | 6.44 | 0.028889 | 0.00024811
8032 | 0.00019916 | 0.00014041 | 3.0666 | 3.1754 | 3.4273 | 4.5622 | 4.824 | 5.4742 | 3.4273 | 5.68 | 0 | 0.00026589
8033 | 0.00021327 | 0.00014427 | 3.0297 | 3.1755 | 3.4273 | 4.4761 | 4.8242 | 5.4742 | 3.4273 | 5.02 | 0 | 3.574e-05
8034 | 0.00021882 | 0.00014634 | 2.4124 | 3.1756 | 3.4273 | 3.5545 | 4.8244 | 5.4742 | 3.4273 | 4.76 | 0 | 4.8323e-05
8035 | 0.00021968 | 0.00014584 | 2.4106 | 3.1757 | 3.4273 | 3.5505 | 4.8246 | 5.4742 | 3.4273 | 4.72 | 0 | 4.6787e-05
8036 | 0.00021968 | 0.00014669 | 2.4106 | 3.1756 | 3.4273 | 3.5505 | 4.8245 | 5.4742 | 3.4273 | 4.72 | 0 | 0.00015596
8037 | 0.00022267 | 0.00014519 | 2.4045 | 3.1757 | 3.4273 | 3.5364 | 4.8246 | 5.4742 | 3.4273 | 4.58 | 0 | 0.00013274
8038 | 0.00022438 | 0.00014787 | 2.4011 | 3.1758 | 3.4273 | 3.5285 | 4.8248 | 5.4742 | 3.4273 | 4.5 | 0 | 0.00016659
8039 | 0.00022652 | 0.00014766 | 2.3968 | 3.1759 | 3.4273 | 3.5185 | 4.8251 | 5.4742 | 3.4273 | 4.4 | 0 | 2.0262e-05
8040 | 0.00023592 | 0.00015121 | 2.3779 | 3.176 | 3.4273 | 3.4756 | 4.8254 | 5.4742 | 3.4273 | 3.96 | 0 | 1.2583e-05
8041 | 0.00023421 | 0.00015005 | 2.3813 | 3.176 | 3.4273 | 3.4833 | 4.8255 | 5.4742 | 3.4273 | 4.04 | 0 | 1.0456e-05
8042 | 0.00024489 | 0.00015336 | 2.3603 | 3.1761 | 3.4273 | 3.4355 | 4.8256 | 5.4742 | 3.4273 | 3.54 | 0 | 1.4414e-05
8043 | 0.00024318 | 0.00015217 | 2.3636 | 3.1761 | 3.4273 | 3.4431 | 4.8256 | 5.4742 | 3.4273 | 3.62 | 0 | 1.2878e-05
8044 | 0.00024703 | 0.00015313 | 2.3561 | 3.1761 | 3.4273 | 3.4261 | 4.8256 | 5.4742 | 3.4273 | 3.44 | 0 | 1.0102e-05
8045 | 0.00024703 | 0.00015237 | 2.3561 | 3.1761 | 3.4273 | 3.4261 | 4.8257 | 5.4742 | 3.4273 | 3.44 | 0 | 1.5005e-05
8046 | 0.00023592 | 0.00014979 | 2.3779 | 3.1762 | 3.4273 | 3.4756 | 4.8258 | 5.4742 | 3.4273 | 3.96 | 0 | 1.2642e-05
8047 | 0.0002325 | 0.00015039 | 2.3848 | 3.1762 | 3.4273 | 3.4911 | 4.8258 | 5.4742 | 3.4273 | 4.12 | 0 | 0.00051324
8048 | 0.00022822 | 0.0001487 | 2.3933 | 3.1761 | 3.4273 | 3.5107 | 4.8257 | 5.4742 | 3.4273 | 4.32 | 0.035 | 0.00012441
8049 | 0.0002154 | 0.00014437 | 2.4194 | 3.176 | 3.4273 | 3.5707 | 4.8255 | 5.4742 | 3.4273 | 4.92 | 0.13889 | 9.7531e-05
8050 | 0.00020087 | 0.00014108 | 3.062 | 3.1761 | 3.4273 | 4.5516 | 4.8256 | 5.4742 | 3.4273 | 5.6 | 0.16722 | 0.0001136
8051 | 0.00018805 | 0.00013728 | 3.0962 | 3.1762 | 3.4273 | 4.6324 | 4.8259 | 5.4742 | 3.4273 | 6.2 | 0.15278 | 0.00012205
8052 | 0.00018463 | 0.00013596 | 3.1054 | 3.1763 | 3.4273 | 4.6544 | 4.8263 | 5.4742 | 3.4273 | 6.36 | 0.21778 | 0.00023748
8053 | 0.00017779 | 0.00013417 | 3.1241 | 3.1766 | 3.4273 | 4.6991 | 4.8268 | 5.4742 | 3.4273 | 6.68 | 0.10944 | 0.00011773
8054 | 0.00016497 | 0.00012988 | 3.1596 | 3.1767 | 3.4273 | 4.7853 | 4.8272 | 5.4742 | 3.4273 | 7.28 | 0.044444 | 0.00011968
8055 | 0.00016497 | 0.00013023 | 3.1596 | 3.1769 | 3.4273 | 4.7853 | 4.8276 | 5.4742 | 3.4273 | 7.28 | 0.015556 | 0.00011484
8056 | 0.00016497 | 0.00013005 | 3.1596 | 3.1771 | 3.4273 | 4.7853 | 4.828 | 5.4742 | 3.4273 | 7.28 | 0 | 7.6796e-05
8057 | 0.00016283 | 0.00012949 | 3.1656 | 3.1773 | 3.4273 | 4.8 | 4.8286 | 5.4742 | 3.4273 | 7.38 | 0 | 6.3091e-05
8058 | 0.00016497 | 0.00013039 | 3.1596 | 3.1776 | 3.4273 | 4.7853 | 4.8292 | 5.4742 | 3.4273 | 7.28 | 0 | 0.00023458
8059 | 0.00017523 | 0.00013252 | 3.1311 | 3.1779 | 3.4273 | 4.7161 | 4.83 | 5.4742 | 3.4273 | 6.8 | 0 | 0.00023393
8060 | 0.00017993 | 0.00013449 | 3.1182 | 3.1782 | 3.4273 | 4.6851 | 4.8307 | 5.4742 | 3.4273 | 6.58 | 0 | 0.00022814
8061 | 0.00018463 | 0.00013636 | 3.1054 | 3.1785 | 3.4273 | 4.6544 | 4.8316 | 5.4742 | 3.4273 | 6.36 | 0 | 0.00022608
8062 | 0.00016967 | 0.00013194 | 3.1465 | 3.1788 | 3.4273 | 4.7533 | 4.8322 | 5.4742 | 3.4273 | 7.06 | 0 | 1.341e-05
8063 | 0.00016967 | 0.00013035 | 3.1465 | 3.179 | 3.4273 | 4.7533 | 4.8329 | 5.4742 | 3.4273 | 7.06 | 0 | 1.1697e-05
8064 | 0.00017138 | 0.00013258 | 3.1417 | 3.1793 | 3.4273 | 4.7418 | 4.8335 | 5.4742 | 3.4273 | 6.98 | 0 | 9.0974e-06
8065 | 0.00017779 | 0.00013095 | 3.1241 | 3.1795 | 3.4273 | 4.6991 | 4.834 | 5.4742 | 3.4273 | 6.68 | 0 | 1.1519e-05
8066 | 0.00017523 | 0.00013365 | 3.1311 | 3.1797 | 3.4273 | 4.7161 | 4.8345 | 5.4742 | 3.4273 | 6.8 | 0 | 1.276e-05
8067 | 0.00017523 | 0.00013354 | 3.1311 | 3.1798 | 3.4273 | 4.7161 | 4.8349 | 5.4742 | 3.4273 | 6.8 | 0 | 8.9793e-06
8068 | 0.00017309 | 0.00013299 | 3.137 | 3.18 | 3.4273 | 4.7304 | 4.8352 | 5.4742 | 3.4273 | 6.9 | 0 | 1.1756e-05
8069 | 0.00017523 | 0.00013229 | 3.1311 | 3.1801 | 3.4273 | 4.7161 | 4.8355 | 5.4742 | 3.4273 | 6.8 | 0 | 1.3941e-05
8070 | 0.00018634 | 0.00013674 | 3.1008 | 3.1803 | 3.4273 | 4.6434 | 4.8359 | 5.4742 | 3.4273 | 6.28 | 0 | 1.2583e-05
8071 | 0.00018634 | 0.00013643 | 3.1008 | 3.1804 | 3.4273 | 4.6434 | 4.8363 | 5.4742 | 3.4273 | 6.28 | 0 | 0.00052635
8072 | 0.00017993 | 0.00013475 | 3.1182 | 3.1806 | 3.4273 | 4.6851 | 4.8367 | 5.4742 | 3.4273 | 6.58 | 0.01 | 0.00012925
8073 | 0.00016027 | 0.00012901 | 3.1729 | 3.1808 | 3.4273 | 4.8177 | 4.8371 | 5.4742 | 3.4273 | 7.5 | 0.055 | 9.3455e-05
8074 | 0.00015258 | 0.00012624 | 3.1948 | 3.1809 | 3.4273 | 4.8717 | 4.8374 | 5.4742 | 3.4273 | 7.86 | 0.092222 | 0.00013239
8075 | 0.00015044 | 0.00012594 | 3.2009 | 3.1811 | 3.4273 | 4.8869 | 4.8379 | 5.4742 | 3.4273 | 7.96 | 0.10667 | 0.00011691
8076 | 0.00015215 | 0.0001261 | 3.196 | 3.1813 | 3.4273 | 4.8747 | 4.8384 | 5.4742 | 3.4273 | 7.88 | 0.056111 | 0.00025786
8077 | 0.00015215 | 0.00012536 | 3.196 | 3.1815 | 3.4273 | 4.8747 | 4.8389 | 5.4742 | 3.4273 | 7.88 | 0.046111 | 0.00011
8078 | 0.00015813 | 0.00012789 | 3.1789 | 3.1818 | 3.4273 | 4.8326 | 4.8395 | 5.4742 | 3.4273 | 7.6 | 0.029444 | 0.00010941
8079 | 0.00017095 | 0.0001317 | 3.1429 | 3.1821 | 3.4273 | 4.7447 | 4.8403 | 5.4742 | 3.4273 | 7 | 0.012778 | 0.0001162
8080 | 0.00017523 | 0.00013294 | 3.1311 | 3.1823 | 3.4273 | 4.7161 | 4.8409 | 5.4742 | 3.4273 | 6.8 | 0 | 8.0223e-05
8081 | 0.00018164 | 0.0001345 | 3.1136 | 3.1825 | 3.4273 | 4.6739 | 4.8415 | 5.4742 | 3.4273 | 6.5 | 0 | 7.2011e-05
8082 | 0.00018591 | 0.00013665 | 3.102 | 3.1828 | 3.4273 | 4.6461 | 4.8421 | 5.4742 | 3.4273 | 6.3 | 0 | 0.0002425
8083 | 0.00018805 | 0.00013626 | 3.0962 | 3.183 | 3.4273 | 4.6324 | 4.8427 | 5.4742 | 3.4273 | 6.2 | 0 | 0.00025042
8084 | 0.00019147 | 0.00013801 | 3.087 | 3.1833 | 3.4273 | 4.6106 | 4.8433 | 5.4742 | 3.4273 | 6.04 | 0 | 0.00022738
8085 | 0.00019532 | 0.00013905 | 3.0767 | 3.1836 | 3.4273 | 4.5863 | 4.844 | 5.4742 | 3.4273 | 5.86 | 0 | 0.00022377
8086 | 0.00019916 | 0.00014008 | 3.0666 | 3.1839 | 3.4273 | 4.5622 | 4.8447 | 5.4742 | 3.4273 | 5.68 | 0 | 1.3882e-05
8087 | 0.00019532 | 0.00013916 | 3.0767 | 3.1842 | 3.4273 | 4.5863 | 4.8457 | 5.4742 | 3.4273 | 5.86 | 0 | 1.2169e-05
8088 | 0.00020215 | 0.00014122 | 3.0587 | 3.1846 | 3.4273 | 4.5437 | 4.8465 | 5.4742 | 3.4273 | 5.54 | 0 | 1.2642e-05
8089 | 0.00020429 | 0.00014224 | 3.0531 | 3.1849 | 3.4273 | 4.5305 | 4.8473 | 5.4742 | 3.4273 | 5.44 | 0 | 1.4591e-05
8090 | 0.00020686 | 0.00014322 | 3.0464 | 3.1852 | 3.4273 | 4.5149 | 4.8479 | 5.4742 | 3.4273 | 5.32 | 0 | 1.3055e-05
8091 | 0.00020728 | 0.00014258 | 3.0452 | 3.1855 | 3.4273 | 4.5122 | 4.8489 | 5.4742 | 3.4273 | 5.3 | 0 | 1.3941e-05
8092 | 0.0002154 | 0.00014558 | 2.4194 | 3.1859 | 3.4273 | 3.5707 | 4.8498 | 5.4742 | 3.4273 | 4.92 | 0 | 1.5714e-05
8093 | 0.00021327 | 0.00014463 | 3.0297 | 3.1863 | 3.4273 | 4.4761 | 4.8507 | 5.4742 | 3.4273 | 5.02 | 0 | 1.0161e-05
8094 | 0.00021882 | 0.00014653 | 2.4124 | 3.1866 | 3.4273 | 3.5545 | 4.8516 | 5.4742 | 3.4273 | 4.76 | 0 | 1.0751e-05
8095 | 0.00021882 | 0.00014648 | 2.4124 | 3.187 | 3.4273 | 3.5545 | 4.8526 | 5.4742 | 3.4273 | 4.76 | 0 | 0.00052493
8096 | 0.00021882 | 0.00014654 | 2.4124 | 3.1875 | 3.4273 | 3.5545 | 4.8536 | 5.4742 | 3.4273 | 4.76 | 0.01 | 0.00013097
8097 | 0.0002154 | 0.00014568 | 2.4194 | 3.1878 | 3.4273 | 3.5707 | 4.8546 | 5.4742 | 3.4273 | 4.92 | 0.035 | 0.00010232
8098 | 0.0002154 | 0.00014575 | 2.4194 | 3.1882 | 3.4273 | 3.5707 | 4.8555 | 5.4742 | 3.4273 | 4.92 | 0.046667 | 0.00011685
8099 | 0.00020686 | 0.00014317 | 3.0464 | 3.1886 | 3.4273 | 4.5149 | 4.8564 | 5.4742 | 3.4273 | 5.32 | 0.077778 | 0.00011602
8100 | 0.00019916 | 0.00014085 | 3.0666 | 3.1889 | 3.4273 | 4.5622 | 4.8573 | 5.4742 | 3.4273 | 5.68 | 0.10692 | 0.00024232
8101 | 0.00019745 | 0.00014031 | 3.0711 | 3.1893 | 3.4273 | 4.5729 | 4.8581 | 5.4742 | 3.4273 | 5.76 | 0.17944 | 0.00012199
8102 | 0.00020942 | 0.0001433 | 3.0397 | 3.1896 | 3.4273 | 4.4993 | 4.859 | 5.4742 | 3.4273 | 5.2 | 0.044444 | 0.00011484
8103 | 0.00021882 | 0.00014655 | 2.4124 | 3.19 | 3.4273 | 3.5545 | 4.8598 | 5.4742 | 3.4273 | 4.76 | 0.012778 | 0.00011809
8104 | 0.00022652 | 0.0001483 | 2.3968 | 3.1903 | 3.4273 | 3.5185 | 4.8607 | 5.4742 | 3.4273 | 4.4 | 0 | 8.3058e-05
8105 | 0.0002325 | 0.00015065 | 2.3848 | 3.1907 | 3.4273 | 3.4911 | 4.8616 | 5.4742 | 3.4273 | 4.12 | 0 | 7.6265e-05
8106 | 0.00024276 | 0.00015288 | 2.3644 | 3.1911 | 3.4273 | 3.445 | 4.8625 | 5.4742 | 3.4273 | 3.64 | 0 | 0.00024043
8107 | 0.000256 | 0.00015782 | 2.3387 | 3.1915 | 3.4273 | 3.3872 | 4.8635 | 5.4742 | 3.4273 | 3.02 | 0 | 0.00023411
8108 | 0.00026883 | 0.00016161 | 2.3143 | 3.1919 | 3.4273 | 3.3332 | 4.8645 | 5.4742 | 3.4273 | 2.42 | 0 | 0.00023878
8109 | 0.00027652 | 0.00016386 | 2.3 | 3.1922 | 3.4273 | 3.3015 | 4.8654 | 5.4742 | 3.4273 | 2.06 | 0 | 0.00023659
8110 | 0.00027951 | 0.00016481 | 2.2944 | 3.1926 | 3.4273 | 3.2894 | 4.8663 | 5.4742 | 3.4273 | 1.92 | 0 | 1.4887e-05
8111 | 0.00028421 | 0.00016596 | 2.2858 | 3.1929 | 3.4273 | 3.2705 | 4.8669 | 5.4742 | 3.4273 | 1.7 | 0 | 1.0574e-05
8112 | 0.00031712 | 0.00017645 | 2.2269 | 3.1931 | 3.4273 | 3.1441 | 4.8675 | 5.4742 | 3.4273 | 0.16 | 0 | 1.0043e-05
8113 | 0.00031712 | 0.00017619 | 2.2269 | 3.1933 | 3.4273 | 3.1441 | 4.8679 | 5.4742 | 3.4273 | 0.16 | 0 | 1.4532e-05
8114 | 0.00031456 | 0.00017545 | 2.2314 | 3.1935 | 3.4273 | 3.1536 | 4.8685 | 5.4742 | 3.4273 | 0.28 | 0 | 1.341e-05
8115 | 0.00032267 | 0.00017796 | 2.1932 | 3.1937 | 3.4273 | 3.0731 | 4.869 | 5.4742 | 3.4273 | -0.76 | 0 | 1.6245e-05
8116 | 0.00032267 | 0.00017686 | 2.2114 | 3.194 | 3.4273 | 3.1113 | 4.8696 | 5.4742 | 3.4273 | -0.26 | 0 | 1.0633e-05
8117 | 0.00032267 | 0.00017694 | 2.1983 | 3.1942 | 3.4273 | 3.0837 | 4.8702 | 5.4742 | 3.4273 | -0.62 | 0 | 8.3885e-06
8118 | 0.00032267 | 0.0001765 | 2.2026 | 3.1944 | 3.4273 | 3.0928 | 4.8706 | 5.4742 | 3.4273 | -0.5 | 0 | 8.743e-06
8119 | 0.00032267 | 0.00017787 | 2.1983 | 3.1945 | 3.4273 | 3.0837 | 4.8709 | 5.4742 | 3.4273 | -0.62 | 0 | 0.000541
8120 | 0.00032267 | 0.00017754 | 2.1654 | 3.1945 | 3.4273 | 3.0154 | 4.8711 | 5.4742 | 3.4273 | -1.54 | 0.01 | 0.00012453
8121 | 0.00031044 | 0.00017432 | 2.2386 | 3.1946 | 3.4273 | 3.169 | 4.8712 | 5.4742 | 3.4273 | 0.47284 | 0.044444 | 7.0062e-05
8122 | 0.00028763 | 0.00016738 | 2.2795 | 3.1946 | 3.4273 | 3.2569 | 4.8712 | 5.4742 | 3.4273 | 1.54 | 0.092222 | 0.00012199
8123 | 0.00025729 | 0.0001583 | 2.3363 | 3.1946 | 3.4273 | 3.3817 | 4.8713 | 5.4742 | 3.4273 | 2.96 | 0.14556 | 0.00012813
8124 | 0.0002325 | 0.00015096 | 2.3848 | 3.1947 | 3.4273 | 3.4911 | 4.8714 | 5.4742 | 3.4273 | 4.12 | 0.15694 | 0.00022525
8125 | 0.00022267 | 0.00014788 | 2.4045 | 3.1948 | 3.4273 | 3.5364 | 4.8717 | 5.4742 | 3.4273 | 4.58 | 0.14944 | 0.00011797
8126 | 0.0002154 | 0.00014562 | 2.4194 | 3.1949 | 3.4273 | 3.5707 | 4.872 | 5.4742 | 3.4273 | 4.92 | 0.10333 | 0.00013286
8127 | 0.00022267 | 0.00014727 | 2.4045 | 3.195 | 3.4273 | 3.5364 | 4.8723 | 5.4742 | 3.4273 | 4.58 | 0.026111 | 0.0001107
8128 | 0.00022822 | 0.00014901 | 2.3933 | 3.1952 | 3.4273 | 3.5107 | 4.8727 | 5.4742 | 3.4273 | 4.32 | 0 | 7.8214e-05
8129 | 0.00021327 | 0.00014463 | 3.0297 | 3.1954 | 3.4273 | 4.4761 | 4.8733 | 5.4742 | 3.4273 | 5.02 | 0 | 6.9353e-05
8130 | 0.00020942 | 0.00014331 | 3.0397 | 3.1957 | 3.4273 | 4.4993 | 4.8739 | 5.4742 | 3.4273 | 5.2 | 0 | 0.0002132
8131 | 0.00021327 | 0.0001439 | 3.0297 | 3.196 | 3.4273 | 4.4761 | 4.8748 | 5.4742 | 3.4273 | 5.02 | 0 | 0.00022277
8132 | 0.0002154 | 0.00014 | 2.4194 | 3.1964 | 3.4273 | 3.5707 | 4.8757 | 5.4742 | 3.4273 | 4.92 | 0 | 0.0002363
8133 | 0.00021327 | 0.00014458 | 3.0297 | 3.1969 | 3.4273 | 4.4761 | 4.8769 | 5.4742 | 3.4273 | 5.02 | 0 | 0.00024392
8134 | 0.00021882 | 0.00014612 | 2.4124 | 3.1974 | 3.4273 | 3.5545 | 4.8782 | 5.4742 | 3.4273 | 4.76 | 0 | 1.1165e-05
8135 | 0.00022438 | 0.00014747 | 2.4011 | 3.198 | 3.4273 | 3.5285 | 4.8797 | 5.4742 | 3.4273 | 4.5 | 0 | 1.2406e-05
8136 | 0.00023592 | 0.00015152 | 2.3779 | 3.1986 | 3.4273 | 3.4756 | 4.8811 | 5.4742 | 3.4273 | 3.96 | 0 | 7.5615e-06
8137 | 0.00024703 | 0.0001524 | 2.3561 | 3.1991 | 3.4273 | 3.4261 | 4.8824 | 5.4742 | 3.4273 | 3.44 | 0 | 1.0456e-05
8138 | 0.0002419 | 0.00015251 | 2.3661 | 3.1997 | 3.4273 | 3.4488 | 4.884 | 5.4742 | 3.4273 | 3.68 | 0 | 1.1224e-05
8139 | 0.00025045 | 0.00015492 | 2.3494 | 3.2004 | 3.4273 | 3.4112 | 4.8857 | 5.4742 | 3.4273 | 3.28 | 0 | 1.1342e-05
8140 | 0.00023592 | 0.00015041 | 2.3779 | 3.2011 | 3.4273 | 3.4756 | 4.8873 | 5.4742 | 3.4273 | 3.96 | 0 | 9.2156e-06
8141 | 0.00023421 | 0.00015016 | 2.3813 | 3.2018 | 3.4273 | 3.4833 | 4.889 | 5.4742 | 3.4273 | 4.04 | 0 | 1.3351e-05
8142 | 0.00022267 | 0.00014571 | 2.4045 | 3.2024 | 3.4273 | 3.5364 | 4.8907 | 5.4742 | 3.4273 | 4.58 | 0 | 1.2937e-05
8143 | 0.00022267 | 0.00014807 | 2.4045 | 3.2033 | 3.4273 | 3.5364 | 4.8927 | 5.4742 | 3.4273 | 4.58 | 0 | 0.00053314
8144 | 0.00020942 | 0.00014419 | 3.0397 | 3.2039 | 3.4273 | 4.4993 | 4.8944 | 5.4742 | 3.4273 | 5.2 | 0.01 | 0.00012187
8145 | 0.00021327 | 0.00014544 | 3.0297 | 3.2046 | 3.4273 | 4.4761 | 4.8961 | 5.4742 | 3.4273 | 5.02 | 0.023333 | 9.6882e-05
8146 | 0.00020429 | 0.00014238 | 3.0531 | 3.2052 | 3.4273 | 4.5305 | 4.8974 | 5.4742 | 3.4273 | 5.44 | 0.042222 | 0.00012169
8147 | 0.00019147 | 0.00013886 | 3.087 | 3.2055 | 3.4273 | 4.6106 | 4.8984 | 5.4742 | 3.4273 | 6.04 | 0.088889 | 0.00011768
8148 | 0.00017993 | 0.00013536 | 3.1182 | 3.2059 | 3.4273 | 4.6851 | 4.8992 | 5.4742 | 3.4273 | 6.58 | 0.072222 | 0.00022744
8149 | 0.00017095 | 0.00013268 | 3.1429 | 3.2062 | 3.4273 | 4.7447 | 4.9 | 5.4742 | 3.4273 | 7 | 0.062222 | 0.00011732
8150 | 0.00016711 | 0.00013152 | 3.1536 | 3.2065 | 3.4273 | 4.7707 | 4.9007 | 5.4742 | 3.4273 | 7.18 | 0.023333 | 0.00012961
8151 | 0.00016497 | 0.00013025 | 3.1596 | 3.2068 | 3.4273 | 4.7853 | 4.9014 | 5.4742 | 3.4273 | 7.28 | 0.012778 | 0.00011543
8152 | 0.00016711 | 0.00013132 | 3.1536 | 3.207 | 3.4273 | 4.7707 | 4.902 | 5.4742 | 3.4273 | 7.18 | 0 | 8.1699e-05
8153 | 0.00016711 | 0.00013146 | 3.1536 | 3.2074 | 3.4273 | 4.7707 | 4.9029 | 5.4742 | 3.4273 | 7.18 | 0 | 7.8746e-05
8154 | 0.00017523 | 0.00013392 | 3.1311 | 3.2078 | 3.4273 | 4.7161 | 4.904 | 5.4742 | 3.4273 | 6.8 | 0 | 0.00022123
8155 | 0.00018164 | 0.00013137 | 3.1136 | 3.2082 | 3.4273 | 4.6739 | 4.905 | 5.4742 | 3.4273 | 6.5 | 0 | 0.0002324
8156 | 0.00017523 | 0.00013439 | 3.1311 | 3.2088 | 3.4273 | 4.7161 | 4.9064 | 5.4742 | 3.4273 | 6.8 | 0 | 0.0002334
8157 | 0.00017309 | 0.00013152 | 3.137 | 3.2093 | 3.4273 | 4.7304 | 4.9078 | 5.4742 | 3.4273 | 6.9 | 0 | 0.00022206
8158 | 0.00016027 | 0.00012866 | 3.1729 | 3.2098 | 3.4273 | 4.8177 | 4.909 | 5.4742 | 3.4273 | 7.5 | 0 | 1.2228e-05
8159 | 0.00015386 | 0.00012759 | 3.1911 | 3.2103 | 3.4273 | 4.8626 | 4.9101 | 5.4742 | 3.4273 | 7.8 | 0 | 1.0692e-05
8160 | 0.000156 | 0.00012814 | 3.185 | 3.2108 | 3.4273 | 4.8475 | 4.9114 | 5.4742 | 3.4273 | 7.7 | 0 | 1.9376e-05
8161 | 0.00015215 | 0.00012493 | 3.196 | 3.2113 | 3.4273 | 4.8747 | 4.9127 | 5.4742 | 3.4273 | 7.88 | 0 | 3.001e-05
8162 | 0.00015044 | 0.00012639 | 3.2009 | 3.2118 | 3.4273 | 4.8869 | 4.9141 | 5.4742 | 3.4273 | 7.96 | 0 | 2.741e-05
8163 | 0.00014061 | 0.000123 | 3.2294 | 3.2124 | 3.4273 | 4.958 | 4.9154 | 5.4742 | 3.4273 | 8.42 | 0 | 2.8296e-05
8164 | 0.00013847 | 0.00012194 | 3.2357 | 3.213 | 3.4273 | 4.9738 | 4.9168 | 5.4742 | 3.4273 | 8.52 | 0 | 1.979e-05
8165 | 0.00013249 | 0.00011864 | 3.2534 | 3.2135 | 3.4273 | 5.0184 | 4.9182 | 5.4742 | 3.4273 | 8.8 | 0 | 3.0541e-05
8166 | 0.00012822 | 0.00011916 | 3.2662 | 3.214 | 3.4273 | 5.0508 | 4.9195 | 5.4742 | 3.4273 | 9 | 0 | 2.2803e-05
8167 | 0.00013035 | 0.0001204 | 3.2598 | 3.2146 | 3.4273 | 5.0346 | 4.9209 | 5.4742 | 3.4273 | 8.9 | 0 | 0.00050071
8168 | 0.0001342 | 0.00012131 | 3.2483 | 3.2151 | 3.4273 | 5.0056 | 4.9221 | 5.4742 | 3.4273 | 8.72 | 0.0055556 | 0.00050703
8169 | 0.00012651 | 0.00011948 | 3.2713 | 3.2154 | 3.4273 | 5.0639 | 4.923 | 5.4742 | 3.4273 | 9.08 | 0.046667 | 0.00013174
8170 | 0.00011839 | 0.00011602 | 3.2959 | 3.2157 | 3.4273 | 5.1269 | 4.9236 | 5.4742 | 3.4273 | 9.46 | 0.10722 | 0.00011915
8171 | 0.00011155 | 0.00011489 | 3.3169 | 3.2158 | 3.4273 | 5.1812 | 4.924 | 5.4742 | 3.4273 | 9.78 | 0.077778 | 9.4991e-05
8172 | 0.00010257 | 0.00011082 | 3.3449 | 3.2159 | 3.4273 | 5.2542 | 4.9243 | 5.4742 | 3.4273 | 10.2 | 0.12889 | 7.4433e-05
8173 | 0.00010257 | 0.00011174 | 3.3449 | 3.2161 | 3.4273 | 5.2542 | 4.9245 | 5.4742 | 3.4273 | 10.2 | 0.095926 | 8.7193e-05
8174 | 0.00010941 | 0.0001144 | 3.3235 | 3.2161 | 3.4273 | 5.1984 | 4.9247 | 5.4742 | 3.4273 | 9.88 | 0.037222 | 9.1447e-05
8175 | 0.00011497 | 0.00011595 | 3.3064 | 3.2162 | 3.4273 | 5.1539 | 4.9249 | 5.4742 | 3.4273 | 9.62 | 0.01 | 0.00026542
8176 | 0.00013249 | 0.00012061 | 3.2534 | 3.2163 | 3.4273 | 5.0184 | 4.9252 | 5.4742 | 3.4273 | 8.8 | 0 | 0.00029543
8177 | 0.0001248 | 0.00011865 | 3.2765 | 3.2165 | 3.4273 | 5.077 | 4.9256 | 5.4742 | 3.4273 | 9.16 | 0 | 3.8812e-05
8178 | 0.00012266 | 0.00011792 | 3.2829 | 3.2167 | 3.4273 | 5.0935 | 4.9261 | 5.4742 | 3.4273 | 9.26 | 0 | 4.7082e-05
8179 | 0.00012651 | 0.00011991 | 3.2713 | 3.2169 | 3.4273 | 5.0639 | 4.9267 | 5.4742 | 3.4273 | 9.08 | 0 | 4.3301e-05
8180 | 0.00011839 | 0.00011729 | 3.2959 | 3.2172 | 3.4273 | 5.1269 | 4.9273 | 5.4742 | 3.4273 | 9.46 | 0 | 0.0001618
8181 | 0.00012266 | 0.00011668 | 3.2829 | 3.2174 | 3.4273 | 5.0935 | 4.9279 | 5.4742 | 3.4273 | 9.26 | 0 | 0.00015643
8182 | 0.00012052 | 0.00011648 | 3.2894 | 3.2176 | 3.4273 | 5.1102 | 4.9284 | 5.4742 | 3.4273 | 9.36 | 0 | 0.00016937
8183 | 0.00011839 | 0.00011444 | 3.2959 | 3.2178 | 3.4273 | 5.1269 | 4.929 | 5.4742 | 3.4273 | 9.46 | 0 | 2.298e-05
8184 | 0.00010727 | 0.00011261 | 3.3302 | 3.218 | 3.4273 | 5.2157 | 4.9295 | 5.4742 | 3.4273 | 9.98 | 0 | 2.5284e-05
8185 | 9.0179e-05 | 0.00010443 | 3.3843 | 3.2183 | 3.4273 | 5.3585 | 4.93 | 5.4742 | 3.4273 | 10.78 | 0 | 2.4929e-05
8186 | 4.744e-05 | 9.4215e-05 | 3.5276 | 3.2185 | 3.4273 | 5.7522 | 4.9306 | 5.4742 | 3.4273 | 12.78 | 0 | 1.979e-05
8187 | 4.4876e-05 | 9.0497e-05 | 3.5366 | 3.2187 | 3.4273 | 5.7777 | 4.9311 | 5.4742 | 3.4273 | 12.9 | 0 | 2.3275e-05
8188 | 5.0004e-05 | 9.3408e-05 | 3.5187 | 3.219 | 3.4273 | 5.727 | 4.9318 | 5.4742 | 3.4273 | 12.66 | 0 | 2.741e-05
8189 | 5.2996e-05 | 9.5604e-05 | 3.5083 | 3.2192 | 3.4273 | 5.6978 | 4.9324 | 5.4742 | 3.4273 | 12.52 | 0 | 2.1089e-05
8190 | 7.0946e-05 | 0.00010026 | 3.4473 | 3.2195 | 3.4273 | 5.5288 | 4.9331 | 5.4742 | 3.4273 | 11.68 | 0 | 2.3511e-05
8191 | 8.5905e-05 | 0.00010724 | 3.3981 | 3.2198 | 3.4273 | 5.3954 | 4.9338 | 5.4742 | 3.4273 | 10.98 | 0 | 0.00050201
8192 | 7.6502e-05 | 0.00010465 | 3.4289 | 3.2201 | 3.4273 | 5.4785 | 4.9345 | 5.4742 | 3.4273 | 11.42 | 0.01 | 0.00051276
8193 | 7.0946e-05 | 0.00010247 | 3.4473 | 3.2203 | 3.4273 | 5.5288 | 4.9351 | 5.4742 | 3.4273 | 11.68 | 0.037222 | 0.00013144
8194 | 6.9237e-05 | 0.00010228 | 3.453 | 3.2204 | 3.4273 | 5.5444 | 4.9355 | 5.4742 | 3.4273 | 11.76 | 0.097778 | 0.00014314
8195 | 6.3253e-05 | 0.00010018 | 3.4732 | 3.2205 | 3.4273 | 5.6 | 4.9357 | 5.4742 | 3.4273 | 12.04 | 0.16389 | 0.00012022
8196 | 5.556e-05 | 9.8333e-05 | 3.4995 | 3.2206 | 3.4273 | 5.673 | 4.9359 | 5.4742 | 3.4273 | 12.4 | 0.069444 | 8.2999e-05
8197 | 5.2996e-05 | 9.7398e-05 | 3.5083 | 3.2206 | 3.4273 | 5.6978 | 4.936 | 5.4742 | 3.4273 | 12.52 | 0.065 | 8.678e-05
8198 | 5.727e-05 | 9.8953e-05 | 3.4936 | 3.2206 | 3.4273 | 5.6566 | 4.936 | 5.4742 | 3.4273 | 12.32 | 0.020556 | 7.8805e-05
8199 | 7.0946e-05 | 0.00010296 | 3.4473 | 3.2207 | 3.4273 | 5.5288 | 4.936 | 5.4742 | 3.4273 | 11.68 | 0.0055556 | 0.00026891
8200 | 5.556e-05 | 9.7957e-05 | 3.4995 | 3.2207 | 3.4273 | 5.673 | 4.9361 | 5.4742 | 3.4273 | 12.4 | 0 | 0.00025567
8201 | 3.8037e-05 | 9.3091e-05 | 3.5608 | 3.2207 | 3.4273 | 5.8467 | 4.9361 | 5.4742 | 3.4273 | 13.22 | 0 | 4.5605e-05
8202 | 3.2054e-05 | 9.1139e-05 | 3.5823 | 3.2207 | 3.4273 | 5.9085 | 4.9361 | 5.4742 | 3.4273 | 13.5 | 0 | 4.2061e-05
8203 | 2.778e-05 | 8.9172e-05 | 3.5977 | 3.2207 | 3.4273 | 5.9534 | 4.9361 | 5.4742 | 3.4273 | 13.7 | 0 | 4.401e-05
8204 | 3.8037e-05 | 9.2607e-05 | 3.5608 | 3.2207 | 3.4273 | 5.8467 | 4.9362 | 5.4742 | 3.4273 | 13.22 | 0 | 0.0001598
8205 | 5.2996e-05 | 9.5742e-05 | 3.5083 | 3.2209 | 3.4273 | 5.6978 | 4.9367 | 5.4742 | 3.4273 | 12.52 | 0 | 0.00018171
8206 | 6.9237e-05 | 0.00010049 | 3.453 | 3.2211 | 3.4273 | 5.5444 | 4.9371 | 5.4742 | 3.4273 | 11.76 | 0 | 0.00016558
8207 | 6.9237e-05 | 0.00010034 | 3.453 | 3.2211 | 3.4273 | 5.5444 | 4.9372 | 5.4742 | 3.4273 | 11.76 | 0 | 1.5832e-05
8208 | 6.5818e-05 | 9.7607e-05 | 3.4645 | 3.2211 | 3.4273 | 5.576 | 4.9371 | 5.4742 | 3.4273 | 11.92 | 0 | 1.211e-05
8209 | 6.0262e-05 | 9.7102e-05 | 3.4834 | 3.2209 | 3.4273 | 5.6281 | 4.9367 | 5.4742 | 3.4273 | 12.18 | 0 | 1.1519e-05
8210 | 6.0262e-05 | 9.6842e-05 | 3.4834 | 3.2208 | 3.4273 | 5.6281 | 4.9363 | 5.4742 | 3.4273 | 12.18 | 0 | 1.3055e-05
8211 | 7.0946e-05 | 9.9902e-05 | 3.4473 | 3.2205 | 3.4273 | 5.5288 | 4.9358 | 5.4742 | 3.4273 | 11.68 | 0 | 1.276e-05
8212 | 6.2826e-05 | 9.6432e-05 | 3.4747 | 3.2203 | 3.4273 | 5.604 | 4.9352 | 5.4742 | 3.4273 | 12.06 | 0 | 1.0043e-05
8213 | 7.0946e-05 | 9.9268e-05 | 3.4473 | 3.2201 | 3.4273 | 5.5288 | 4.9345 | 5.4742 | 3.4273 | 11.68 | 0 | 8.8611e-06
8214 | 7.0519e-05 | 9.8738e-05 | 3.4488 | 3.2198 | 3.4273 | 5.5327 | 4.9338 | 5.4742 | 3.4273 | 11.7 | 0 | 7.6796e-06
8215 | 7.4365e-05 | 0.00010326 | 3.436 | 3.2195 | 3.4273 | 5.4977 | 4.9331 | 5.4742 | 3.4273 | 11.52 | 0 | 0.00051217
8216 | 7.8639e-05 | 0.00010486 | 3.4218 | 3.2192 | 3.4273 | 5.4594 | 4.9324 | 5.4742 | 3.4273 | 11.32 | 0.0055556 | 0.00013404
8217 | 6.9237e-05 | 0.00010261 | 3.453 | 3.219 | 3.4273 | 5.5444 | 4.9319 | 5.4742 | 3.4273 | 11.76 | 0.026111 | 8.5362e-05
8218 | 5.727e-05 | 9.9149e-05 | 3.4936 | 3.2188 | 3.4273 | 5.6566 | 4.9314 | 5.4742 | 3.4273 | 12.32 | 0.03 | 0.00012092
8219 | 6.5818e-05 | 0.00010164 | 3.4645 | 3.2186 | 3.4273 | 5.576 | 4.9309 | 5.4742 | 3.4273 | 11.92 | 0.028889 | 0.00012234
8220 | 7.8639e-05 | 0.00010486 | 3.4218 | 3.2184 | 3.4273 | 5.4594 | 4.9303 | 5.4742 | 3.4273 | 11.32 | 0.023333 | 0.00023045
8221 | 6.8809e-05 | 0.0001021 | 3.4545 | 3.2182 | 3.4273 | 5.5484 | 4.9299 | 5.4742 | 3.4273 | 11.78 | 0.048889 | 0.00013014
8222 | 6.5818e-05 | 0.00010171 | 3.4645 | 3.218 | 3.4273 | 5.576 | 4.9294 | 5.4742 | 3.4273 | 11.92 | 0.042222 | 0.00012004
8223 | 7.0519e-05 | 0.00010283 | 3.4488 | 3.2178 | 3.4273 | 5.5327 | 4.9289 | 5.4742 | 3.4273 | 11.7 | 0.01 | 0.00010338
8224 | 6.8809e-05 | 0.00010252 | 3.4545 | 3.2175 | 3.4273 | 5.5484 | 4.9282 | 5.4742 | 3.4273 | 11.78 | 0 | 8.3354e-05
8225 | 5.556e-05 | 9.8466e-05 | 3.4995 | 3.2172 | 3.4273 | 5.673 | 4.9274 | 5.4742 | 3.4273 | 12.4 | 0 | 7.9632e-05
8226 | 6.5818e-05 | 9.9329e-05 | 3.4645 | 3.2168 | 3.4273 | 5.576 | 4.9265 | 5.4742 | 3.4273 | 11.92 | 0 | 0.0002363
8227 | 6.0262e-05 | 0.00010013 | 3.4834 | 3.2164 | 3.4273 | 5.6281 | 4.9255 | 5.4742 | 3.4273 | 12.18 | 0 | 0.00021798
8228 | 5.556e-05 | 9.6938e-05 | 3.4995 | 3.216 | 3.4273 | 5.673 | 4.9245 | 5.4742 | 3.4273 | 12.4 | 0 | 0.00024658
8229 | 7.4365e-05 | 0.00010092 | 3.436 | 3.2156 | 3.4273 | 5.4977 | 4.9234 | 5.4742 | 3.4273 | 11.52 | 0 | 0.00023659
8230 | 7.4365e-05 | 0.00010095 | 3.436 | 3.2151 | 3.4273 | 5.4977 | 4.9223 | 5.4742 | 3.4273 | 11.52 | 0 | 1.3114e-05
8231 | 9.2316e-05 | 0.00010633 | 3.3774 | 3.2147 | 3.4273 | 5.3402 | 4.9211 | 5.4742 | 3.4273 | 10.68 | 0 | 1.0988e-05
8232 | 8.3341e-05 | 0.0001044 | 3.4064 | 3.2142 | 3.4273 | 5.4178 | 4.9198 | 5.4742 | 3.4273 | 11.1 | 0 | 1.1815e-05
8233 | 7.6502e-05 | 0.00010132 | 3.4289 | 3.2136 | 3.4273 | 5.4785 | 4.9185 | 5.4742 | 3.4273 | 11.42 | 0 | 1.4473e-05
8234 | 7.4365e-05 | 0.00010093 | 3.436 | 3.2131 | 3.4273 | 5.4977 | 4.9171 | 5.4742 | 3.4273 | 11.52 | 0 | 1.146e-05
8235 | 5.556e-05 | 9.4906e-05 | 3.4995 | 3.2125 | 3.4273 | 5.673 | 4.9156 | 5.4742 | 3.4273 | 12.4 | 0 | 1.0633e-05
8236 | 6.8382e-05 | 9.8671e-05 | 3.4559 | 3.2118 | 3.4273 | 5.5523 | 4.914 | 5.4742 | 3.4273 | 11.8 | 0 | 1.6068e-05
8237 | 6.0262e-05 | 9.6186e-05 | 3.4834 | 3.2112 | 3.4273 | 5.6281 | 4.9123 | 5.4742 | 3.4273 | 12.18 | 0 | 1.4532e-05
8238 | 5.727e-05 | 9.5339e-05 | 3.4936 | 3.2105 | 3.4273 | 5.6566 | 4.9107 | 5.4742 | 3.4273 | 12.32 | 0 | 7.9159e-06
8239 | 6.2826e-05 | 0.0001004 | 3.4747 | 3.2098 | 3.4273 | 5.604 | 4.909 | 5.4742 | 3.4273 | 12.06 | 0 | 0.00051389
8240 | 5.9834e-05 | 9.9894e-05 | 3.4848 | 3.2091 | 3.4273 | 5.6322 | 4.9073 | 5.4742 | 3.4273 | 12.2 | 0.012778 | 0.00013049
8241 | 5.2996e-05 | 9.7886e-05 | 3.5083 | 3.2085 | 3.4273 | 5.6978 | 4.9056 | 5.4742 | 3.4273 | 12.52 | 0.042222 | 9.6054e-05
8242 | 4.4876e-05 | 9.4692e-05 | 3.5366 | 3.2078 | 3.4273 | 5.7777 | 4.9039 | 5.4742 | 3.4273 | 12.9 | 0.069444 | 0.00012778
8243 | 4.2311e-05 | 9.4688e-05 | 3.5457 | 3.2071 | 3.4273 | 5.8034 | 4.9022 | 5.4742 | 3.4273 | 13.02 | 0.062222 | 0.00013752
8244 | 3.9747e-05 | 9.3849e-05 | 3.5547 | 3.2065 | 3.4273 | 5.8293 | 4.9006 | 5.4742 | 3.4273 | 13.14 | 0.044444 | 0.00023588
8245 | 3.8037e-05 | 9.3256e-05 | 3.5608 | 3.2059 | 3.4273 | 5.8467 | 4.8992 | 5.4742 | 3.4273 | 13.22 | 0.044444 | 0.0001338
8246 | 3.8037e-05 | 9.3489e-05 | 3.5608 | 3.2054 | 3.4273 | 5.8467 | 4.8979 | 5.4742 | 3.4273 | 13.22 | 0.026111 | 0.00011673
8247 | 4.4876e-05 | 9.545e-05 | 3.5366 | 3.2048 | 3.4273 | 5.7777 | 4.8966 | 5.4742 | 3.4273 | 12.9 | 0.012778 | 0.00011035
8248 | 5.556e-05 | 9.8585e-05 | 3.4995 | 3.2043 | 3.4273 | 5.673 | 4.8953 | 5.4742 | 3.4273 | 12.4 | 0 | 7.7033e-05
8249 | 5.9834e-05 | 9.9746e-05 | 3.4848 | 3.2037 | 3.4273 | 5.6322 | 4.8937 | 5.4742 | 3.4273 | 12.2 | 0 | 8.6425e-05
8250 | 5.2996e-05 | 9.7485e-05 | 3.5083 | 3.2031 | 3.4273 | 5.6978 | 4.8923 | 5.4742 | 3.4273 | 12.52 | 0 | 0.00023706
8251 | 5.9834e-05 | 0.00010036 | 3.4848 | 3.2025 | 3.4273 | 5.6322 | 4.8907 | 5.4742 | 3.4273 | 12.2 | 0 | 0.00024031
8252 | 6.8382e-05 | 0.00010228 | 3.4559 | 3.2018 | 3.4273 | 5.5523 | 4.8891 | 5.4742 | 3.4273 | 11.8 | 0 | 0.00025207
8253 | 8.3341e-05 | 0.00010631 | 3.4064 | 3.2011 | 3.4273 | 5.4178 | 4.8874 | 5.4742 | 3.4273 | 11.1 | 0 | 0.00024149
8254 | 8.5905e-05 | 0.00010726 | 3.3981 | 3.2005 | 3.4273 | 5.3954 | 4.8858 | 5.4742 | 3.4273 | 10.98 | 0 | 1.2583e-05
8255 | 9.659e-05 | 0.00010953 | 3.3638 | 3.1997 | 3.4273 | 5.304 | 4.884 | 5.4742 | 3.4273 | 10.48 | 0 | 9.6882e-06
8256 | 0.00010514 | 0.00011221 | 3.3368 | 3.199 | 3.4273 | 5.2331 | 4.8821 | 5.4742 | 3.4273 | 10.08 | 0 | 1.2346e-05
8257 | 0.00010941 | 0.00011383 | 3.3235 | 3.1982 | 3.4273 | 5.1984 | 4.8802 | 5.4742 | 3.4273 | 9.88 | 0 | 1.4591e-05
8258 | 0.00010514 | 0.00011205 | 3.3368 | 3.1975 | 3.4273 | 5.2331 | 4.8784 | 5.4742 | 3.4273 | 10.08 | 0 | 1.1815e-05
8259 | 0.00011497 | 0.00011543 | 3.3064 | 3.1967 | 3.4273 | 5.1539 | 4.8766 | 5.4742 | 3.4273 | 9.62 | 0 | 1.7013e-05
8260 | 0.00011326 | 0.00011432 | 3.3116 | 3.196 | 3.4273 | 5.1675 | 4.8747 | 5.4742 | 3.4273 | 9.7 | 0 | 9.4519e-06
8261 | 0.00012266 | 0.00011685 | 3.2829 | 3.1953 | 3.4273 | 5.0935 | 4.8729 | 5.4742 | 3.4273 | 9.26 | 0 | 1.2524e-05
8262 | 0.00013805 | 0.00012175 | 3.237 | 3.1945 | 3.4273 | 4.977 | 4.871 | 5.4742 | 3.4273 | 8.54 | 0 | 1.1933e-05
8263 | 0.00014702 | 0.00012596 | 3.2108 | 3.1938 | 3.4273 | 4.9114 | 4.8692 | 5.4742 | 3.4273 | 8.12 | 0 | 0.00051241
8264 | 0.00014275 | 0.00012478 | 3.2232 | 3.1931 | 3.4273 | 4.9424 | 4.8675 | 5.4742 | 3.4273 | 8.32 | 0.028889 | 0.00011921
8265 | 0.00013805 | 0.0001235 | 3.237 | 3.1924 | 3.4273 | 4.977 | 4.8658 | 5.4742 | 3.4273 | 8.54 | 0.067778 | 8.3885e-05
8266 | 0.00012822 | 0.00012055 | 3.2662 | 3.1918 | 3.4273 | 5.0508 | 4.8643 | 5.4742 | 3.4273 | 9 | 0.11222 | 0.00011921
8267 | 0.00012052 | 0.00011832 | 3.2894 | 3.1913 | 3.4273 | 5.1102 | 4.8631 | 5.4742 | 3.4273 | 9.36 | 0.14056 | 0.00011401
8268 | 0.00012052 | 0.00011838 | 3.2894 | 3.1908 | 3.4273 | 5.1102 | 4.8619 | 5.4742 | 3.4273 | 9.36 | 0.17611 | 0.00023966
8269 | 0.00012052 | 0.00011839 | 3.2894 | 3.1904 | 3.4273 | 5.1102 | 4.8608 | 5.4742 | 3.4273 | 9.36 | 0.088889 | 0.00013463
8270 | 0.0001248 | 0.00011956 | 3.2765 | 3.19 | 3.4273 | 5.077 | 4.8599 | 5.4742 | 3.4273 | 9.16 | 0.065 | 0.0001136
8271 | 0.00014275 | 0.00012413 | 3.2232 | 3.1897 | 3.4273 | 4.9424 | 4.8592 | 5.4742 | 3.4273 | 8.32 | 0.023333 | 0.00011236
8272 | 0.00018463 | 0.00013672 | 3.1054 | 3.1895 | 3.4273 | 4.6544 | 4.8586 | 5.4742 | 3.4273 | 6.36 | 0 | 7.1834e-05
8273 | 0.00019745 | 0.00014029 | 3.0711 | 3.1892 | 3.4273 | 4.5729 | 4.8579 | 5.4742 | 3.4273 | 5.76 | 0 | 8.3294e-05
8274 | 0.00020429 | 0.00014298 | 3.0531 | 3.1889 | 3.4273 | 4.5305 | 4.8572 | 5.4742 | 3.4273 | 5.44 | 0 | 0.00024344
8275 | 0.00025558 | 0.00015929 | 2.3395 | 3.1887 | 3.4273 | 3.3891 | 4.8567 | 5.4742 | 3.4273 | 3.04 | 0 | 0.00022755
8276 | 0.00024062 | 0.0001542 | 2.3686 | 3.1884 | 3.4273 | 3.4545 | 4.8559 | 5.4742 | 3.4273 | 3.74 | 0 | 0.00021828
8277 | 0.00026113 | 0.00015854 | 2.3289 | 3.188 | 3.4273 | 3.3654 | 4.8549 | 5.4742 | 3.4273 | 2.78 | 0 | 0.00025886
8278 | 0.00026455 | 0.00016085 | 2.3224 | 3.1876 | 3.4273 | 3.351 | 4.8539 | 5.4742 | 3.4273 | 2.62 | 0 | 1.022e-05
8279 | 0.00025045 | 0.00015573 | 2.3494 | 3.1873 | 3.4273 | 3.4112 | 4.8531 | 5.4742 | 3.4273 | 3.28 | 0 | 1.2642e-05
8280 | 0.0002419 | 0.00015391 | 2.3661 | 3.1868 | 3.4273 | 3.4488 | 4.852 | 5.4742 | 3.4273 | 3.68 | 0 | 1.3528e-05
8281 | 0.00026113 | 0.00015686 | 2.3289 | 3.1863 | 3.4273 | 3.3654 | 4.8508 | 5.4742 | 3.4273 | 2.78 | 0 | 1.1224e-05
8282 | 0.000259 | 0.00015808 | 2.333 | 3.186 | 3.4273 | 3.3745 | 4.85 | 5.4742 | 3.4273 | 2.88 | 0 | 1.9022e-05
8283 | 0.00028549 | 0.00016595 | 2.2834 | 3.1856 | 3.4273 | 3.2654 | 4.8491 | 5.4742 | 3.4273 | 1.64 | 0 | 1.2051e-05
8284 | 0.00026712 | 0.00015995 | 2.3176 | 3.1853 | 3.4273 | 3.3403 | 4.8482 | 5.4742 | 3.4273 | 2.5 | 0 | 1.2878e-05
8285 | 0.00024276 | 0.000153 | 2.3644 | 3.1848 | 3.4273 | 3.445 | 4.8471 | 5.4742 | 3.4273 | 3.64 | 0 | 8.1522e-06
8286 | 0.0002419 | 0.00015171 | 2.3661 | 3.1843 | 3.4273 | 3.4488 | 4.8459 | 5.4742 | 3.4273 | 3.68 | 0 | 1.3469e-05
8287 | 0.00023891 | 0.00015325 | 2.372 | 3.1839 | 3.4273 | 3.4621 | 4.8449 | 5.4742 | 3.4273 | 3.82 | 0 | 0.00052635
8288 | 0.0002543 | 0.00015772 | 2.342 | 3.1836 | 3.4273 | 3.3946 | 4.8441 | 5.4742 | 3.4273 | 3.1 | 0.026111 | 0.00011827
8289 | 0.00022438 | 0.0001485 | 2.4011 | 3.1833 | 3.4273 | 3.5285 | 4.8433 | 5.4742 | 3.4273 | 4.5 | 0.067778 | 8.9556e-05
8290 | 0.00017993 | 0.0001362 | 3.1182 | 3.183 | 3.4273 | 4.6851 | 4.8425 | 5.4742 | 3.4273 | 6.58 | 0.18 | 0.00011041
8291 | 0.00016027 | 0.00012992 | 3.1729 | 3.1827 | 3.4273 | 4.8177 | 4.8418 | 5.4742 | 3.4273 | 7.5 | 0.21333 | 0.00011691
8292 | 0.0001483 | 0.00012583 | 3.2071 | 3.1824 | 3.4273 | 4.9022 | 4.8411 | 5.4742 | 3.4273 | 8.06 | 0.17611 | 0.00024935
8293 | 0.00014061 | 0.00012433 | 3.2294 | 3.1821 | 3.4273 | 4.958 | 4.8405 | 5.4742 | 3.4273 | 8.42 | 0.14556 | 0.00011667
8294 | 0.00014275 | 0.00012507 | 3.2232 | 3.182 | 3.4273 | 4.9424 | 4.8401 | 5.4742 | 3.4273 | 8.32 | 0.056111 | 0.00012884
8295 | 0.00014446 | 0.00012553 | 3.2182 | 3.1818 | 3.4273 | 4.9299 | 4.8397 | 5.4742 | 3.4273 | 8.24 | 0.018333 | 0.00012051
8296 | 0.00014061 | 0.00012428 | 3.2294 | 3.1817 | 3.4273 | 4.958 | 4.8394 | 5.4742 | 3.4273 | 8.42 | 0 | 7.5733e-05
8297 | 0.00014446 | 0.00012553 | 3.2182 | 3.1816 | 3.4273 | 4.9299 | 4.8391 | 5.4742 | 3.4273 | 8.24 | 0 | 7.0889e-05
8298 | 0.00017309 | 0.00013413 | 3.137 | 3.1814 | 3.4273 | 4.7304 | 4.8388 | 5.4742 | 3.4273 | 6.9 | 0 | 0.00023736
8299 | 0.00017095 | 0.00013127 | 3.1429 | 3.1813 | 3.4273 | 4.7447 | 4.8385 | 5.4742 | 3.4273 | 7 | 0 | 0.00024291
8300 | 0.00017523 | 0.00013504 | 3.1311 | 3.1812 | 3.4273 | 4.7161 | 4.8381 | 5.4742 | 3.4273 | 6.8 | 0 | 0.00024025
8301 | 0.00016497 | 0.00013142 | 3.1596 | 3.181 | 3.4273 | 4.7853 | 4.8377 | 5.4742 | 3.4273 | 7.28 | 0 | 0.00022684
8302 | 0.00016027 | 0.00013 | 3.1729 | 3.1808 | 3.4273 | 4.8177 | 4.8372 | 5.4742 | 3.4273 | 7.5 | 0 | 9.4519e-06
8303 | 0.00015557 | 0.00012868 | 3.1862 | 3.1805 | 3.4273 | 4.8505 | 4.8365 | 5.4742 | 3.4273 | 7.72 | 0 | 1.1342e-05
8304 | 0.00015557 | 0.00012833 | 3.1862 | 3.1802 | 3.4273 | 4.8505 | 4.8356 | 5.4742 | 3.4273 | 7.72 | 0 | 8.9202e-06
8305 | 0.00016497 | 0.00013083 | 3.1596 | 3.1798 | 3.4273 | 4.7853 | 4.8347 | 5.4742 | 3.4273 | 7.28 | 0 | 1.3292e-05
8306 | 0.00014702 | 0.00012515 | 3.2108 | 3.1793 | 3.4273 | 4.9114 | 4.8335 | 5.4742 | 3.4273 | 8.12 | 0 | 1.3114e-05
8307 | 0.00013805 | 0.0001229 | 3.237 | 3.1788 | 3.4273 | 4.977 | 4.8323 | 5.4742 | 3.4273 | 8.54 | 0 | 1.5359e-05
8308 | 0.0001483 | 0.00012473 | 3.2071 | 3.1784 | 3.4273 | 4.9022 | 4.8313 | 5.4742 | 3.4273 | 8.06 | 0 | 9.0974e-06
8309 | 0.00015044 | 0.000127 | 3.2009 | 3.1781 | 3.4273 | 4.8869 | 4.8305 | 5.4742 | 3.4273 | 7.96 | 0 | 1.3114e-05
8310 | 0.00014659 | 0.00012578 | 3.212 | 3.1778 | 3.4273 | 4.9145 | 4.8297 | 5.4742 | 3.4273 | 8.14 | 0 | 1.1342e-05
8311 | 0.00014061 | 0.0001243 | 3.2294 | 3.1774 | 3.4273 | 4.958 | 4.829 | 5.4742 | 3.4273 | 8.42 | 0 | 0.0005488
8312 | 0.00014446 | 0.00012555 | 3.2182 | 3.1771 | 3.4273 | 4.9299 | 4.8282 | 5.4742 | 3.4273 | 8.24 | 0.0027778 | 0.00012346
8313 | 0.00013847 | 0.00012305 | 3.2357 | 3.1768 | 3.4273 | 4.9738 | 4.8274 | 5.4742 | 3.4273 | 8.52 | 0.026111 | 9.2274e-05
8314 | 0.0001248 | 0.00011956 | 3.2765 | 3.1764 | 3.4273 | 5.077 | 4.8265 | 5.4742 | 3.4273 | 9.16 | 0.062222 | 0.00013079
8315 | 0.0001248 | 0.00011977 | 3.2765 | 3.1761 | 3.4273 | 5.077 | 4.8255 | 5.4742 | 3.4273 | 9.16 | 0.081111 | 0.00013363
8316 | 0.0001248 | 0.00011946 | 3.2765 | 3.1757 | 3.4273 | 5.077 | 4.8246 | 5.4742 | 3.4273 | 9.16 | 0.04 | 0.00023376
8317 | 0.00013548 | 0.0001231 | 3.2445 | 3.1753 | 3.4273 | 4.996 | 4.8236 | 5.4742 | 3.4273 | 8.66 | 0.026111 | 0.00011023
8318 | 0.00013035 | 0.00012074 | 3.2598 | 3.1749 | 3.4273 | 5.0346 | 4.8228 | 5.4742 | 3.4273 | 8.9 | 0.012778 | 0.00011644
8319 | 0.00013548 | 0.00012301 | 3.2445 | 3.1746 | 3.4273 | 4.996 | 4.8219 | 5.4742 | 3.4273 | 8.66 | 0.01 | 0.00011927
8320 | 0.00016027 | 0.00013036 | 3.1729 | 3.1742 | 3.4273 | 4.8177 | 4.8209 | 5.4742 | 3.4273 | 7.5 | 0 | 8.3058e-05
8321 | 0.00016711 | 0.00013232 | 3.1536 | 3.1738 | 3.4273 | 4.7707 | 4.8199 | 5.4742 | 3.4273 | 7.18 | 0 | 7.7328e-05
8322 | 0.00017993 | 0.00013554 | 3.1182 | 3.1733 | 3.4273 | 4.6851 | 4.8189 | 5.4742 | 3.4273 | 6.58 | 0 | 0.00023364
8323 | 0.00021156 | 0.00014629 | 3.0342 | 3.1729 | 3.4273 | 4.4864 | 4.8178 | 5.4742 | 3.4273 | 5.1 | 0 | 0.00021562
8324 | 0.00022267 | 0.00014932 | 2.4045 | 3.1725 | 3.4273 | 3.5364 | 4.8167 | 5.4742 | 3.4273 | 4.58 | 0 | 0.00023293
8325 | 0.00019532 | 0.00013875 | 3.0767 | 3.172 | 3.4273 | 4.5863 | 4.8156 | 5.4742 | 3.4273 | 5.86 | 0 | 0.00023074
8326 | 0.00019147 | 0.00013552 | 3.087 | 3.1716 | 3.4273 | 4.6106 | 4.8145 | 5.4742 | 3.4273 | 6.04 | 0 | 1.3292e-05
8327 | 0.00022652 | 0.00014923 | 2.3968 | 3.1711 | 3.4273 | 3.5185 | 4.8134 | 5.4742 | 3.4273 | 4.4 | 0 | 1.2406e-05
8328 | 0.0002419 | 0.00015336 | 2.3661 | 3.1707 | 3.4273 | 3.4488 | 4.8123 | 5.4742 | 3.4273 | 3.68 | 0 | 2.2921e-05
8329 | 0.00025259 | 0.00015686 | 2.3453 | 3.1702 | 3.4273 | 3.402 | 4.8112 | 5.4742 | 3.4273 | 3.18 | 0 | 2.6701e-05
8330 | 0.00022652 | 0.00014863 | 2.3968 | 3.1698 | 3.4273 | 3.5185 | 4.8102 | 5.4742 | 3.4273 | 4.4 | 0 | 3.0778e-05
8331 | 0.00020728 | 0.00014338 | 3.0452 | 3.1695 | 3.4273 | 4.5122 | 4.8094 | 5.4742 | 3.4273 | 5.3 | 0 | 2.7765e-05
8332 | 0.00020044 | 0.0001392 | 3.0632 | 3.1691 | 3.4273 | 4.5542 | 4.8084 | 5.4742 | 3.4273 | 5.62 | 0 | 2.3984e-05
8333 | 0.00022652 | 0.00014804 | 2.3968 | 3.1687 | 3.4273 | 3.5185 | 4.8075 | 5.4742 | 3.4273 | 4.4 | 0 | 2.1976e-05
8334 | 0.00023891 | 0.00014992 | 2.372 | 3.1683 | 3.4273 | 3.4621 | 4.8066 | 5.4742 | 3.4273 | 3.82 | 0 | 2.4102e-05
8335 | 0.00025045 | 0.00015711 | 2.3494 | 3.168 | 3.4273 | 3.4112 | 4.8058 | 5.4742 | 3.4273 | 3.28 | 0 | 0.00053096
8336 | 0.00024874 | 0.00015664 | 2.3528 | 3.1677 | 3.4273 | 3.4187 | 4.805 | 5.4742 | 3.4273 | 3.36 | 0.018333 | 0.0004951
8337 | 0.00024874 | 0.00015711 | 2.3528 | 3.1674 | 3.4273 | 3.4187 | 4.8043 | 5.4742 | 3.4273 | 3.36 | 0.072222 | 0.00013085
8338 | 0.00020215 | 0.00014283 | 3.0587 | 3.1671 | 3.4273 | 4.5437 | 4.8036 | 5.4742 | 3.4273 | 5.54 | 0.14556 | 0.00014148
8339 | 0.00016497 | 0.00013215 | 3.1596 | 3.1668 | 3.4273 | 4.7853 | 4.8029 | 5.4742 | 3.4273 | 7.28 | 0.20889 | 0.00011549
8340 | 0.00015044 | 0.00012782 | 3.2009 | 3.1665 | 3.4273 | 4.8869 | 4.8022 | 5.4742 | 3.4273 | 7.96 | 0.18 | 9.8536e-05
8341 | 0.00015172 | 0.0001281 | 3.1972 | 3.1662 | 3.4273 | 4.8777 | 4.8014 | 5.4742 | 3.4273 | 7.9 | 0.096111 | 7.3606e-05
8342 | 0.00016497 | 0.00013209 | 3.1596 | 3.1659 | 3.4273 | 4.7853 | 4.8007 | 5.4742 | 3.4273 | 7.28 | 0.062222 | 7.8628e-05
8343 | 0.00018933 | 0.00013918 | 3.0927 | 3.1657 | 3.4273 | 4.6242 | 4.8002 | 5.4742 | 3.4273 | 6.14 | 0.018333 | 0.00027404
8344 | 0.00020686 | 0.0001444 | 3.0464 | 3.1655 | 3.4273 | 4.5149 | 4.7997 | 5.4742 | 3.4273 | 5.32 | 0 | 0.00027759
8345 | 0.00021156 | 0.00014598 | 3.0342 | 3.1653 | 3.4273 | 4.4864 | 4.7992 | 5.4742 | 3.4273 | 5.1 | 0 | 4.2297e-05
8346 | 0.00019532 | 0.0001402 | 3.0767 | 3.1651 | 3.4273 | 4.5863 | 4.7987 | 5.4742 | 3.4273 | 5.86 | 0 | 3.4795e-05
8347 | 0.00018933 | 0.0001398 | 3.0927 | 3.1649 | 3.4273 | 4.6242 | 4.7981 | 5.4742 | 3.4273 | 6.14 | 0 | 4.6255e-05
8348 | 0.00018805 | 0.00013812 | 3.0962 | 3.1647 | 3.4273 | 4.6324 | 4.7976 | 5.4742 | 3.4273 | 6.2 | 0 | 0.00014881
8349 | 0.00020686 | 0.00014351 | 3.0464 | 3.1644 | 3.4273 | 4.5149 | 4.7971 | 5.4742 | 3.4273 | 5.32 | 0 | 0.00017356
8350 | 0.00019916 | 0.00014066 | 3.0666 | 3.1641 | 3.4273 | 4.5622 | 4.7962 | 5.4742 | 3.4273 | 5.68 | 0 | 0.00017941
8351 | 0.00018805 | 0.00013828 | 3.0962 | 3.1637 | 3.4273 | 4.6324 | 4.7952 | 5.4742 | 3.4273 | 6.2 | 0 | 1.9376e-05
8352 | 0.00019916 | 0.00014091 | 3.0666 | 3.1632 | 3.4273 | 4.5622 | 4.794 | 5.4742 | 3.4273 | 5.68 | 0 | 2.0794e-05
8353 | 0.00020044 | 0.00013919 | 3.0632 | 3.1627 | 3.4273 | 4.5542 | 4.7929 | 5.4742 | 3.4273 | 5.62 | 0 | 1.9494e-05
8354 | 0.00021156 | 0.00014457 | 3.0342 | 3.1622 | 3.4273 | 4.4864 | 4.7917 | 5.4742 | 3.4273 | 5.1 | 0 | 2.0499e-05
8355 | 0.00020429 | 0.00014226 | 3.0531 | 3.1617 | 3.4273 | 4.5305 | 4.7904 | 5.4742 | 3.4273 | 5.44 | 0 | 2.2389e-05
8356 | 0.00020002 | 0.00014125 | 3.0643 | 3.161 | 3.4273 | 4.5569 | 4.7888 | 5.4742 | 3.4273 | 5.64 | 0 | 2.6347e-05
8357 | 0.00019318 | 0.00013945 | 3.0824 | 3.1603 | 3.4273 | 4.5997 | 4.7871 | 5.4742 | 3.4273 | 5.96 | 0 | 2.2153e-05
8358 | 0.00019745 | 0.00014042 | 3.0711 | 3.1597 | 3.4273 | 4.5729 | 4.7855 | 5.4742 | 3.4273 | 5.76 | 0 | 1.8845e-05
8359 | 0.00018933 | 0.00013921 | 3.0927 | 3.159 | 3.4273 | 4.6242 | 4.7837 | 5.4742 | 3.4273 | 6.14 | 0 | 0.00050585
8360 | 0.00019916 | 0.00014198 | 3.0666 | 3.1582 | 3.4273 | 4.5622 | 4.7819 | 5.4742 | 3.4273 | 5.68 | 0.018333 | 0.00052275
8361 | 0.00018463 | 0.00013799 | 3.1054 | 3.1576 | 3.4273 | 4.6544 | 4.7803 | 5.4742 | 3.4273 | 6.36 | 0.092222 | 0.00013339
8362 | 0.00016283 | 0.0001303 | 3.1656 | 3.1569 | 3.4273 | 4.8 | 4.7788 | 5.4742 | 3.4273 | 7.38 | 0.16778 | 0.00013918
8363 | 0.00014275 | 0.00012363 | 3.2232 | 3.1565 | 3.4273 | 4.9424 | 4.7777 | 5.4742 | 3.4273 | 8.32 | 0.20889 | 0.00010462
8364 | 0.00013377 | 0.0001223 | 3.2496 | 3.1561 | 3.4273 | 5.0088 | 4.7767 | 5.4742 | 3.4273 | 8.74 | 0.20889 | 8.6071e-05
8365 | 0.00013377 | 0.0001227 | 3.2496 | 3.1557 | 3.4273 | 5.0088 | 4.7758 | 5.4742 | 3.4273 | 8.74 | 0.165 | 8.0932e-05
8366 | 0.00013847 | 0.00012393 | 3.2357 | 3.1554 | 3.4273 | 4.9738 | 4.775 | 5.4742 | 3.4273 | 8.52 | 0.092222 | 8.8375e-05
8367 | 0.00015386 | 0.00012874 | 3.1911 | 3.155 | 3.4273 | 4.8626 | 4.7741 | 5.4742 | 3.4273 | 7.8 | 0.021111 | 0.00027032
8368 | 0.00017993 | 0.00013593 | 3.1182 | 3.1547 | 3.4273 | 4.6851 | 4.7732 | 5.4742 | 3.4273 | 6.58 | 0 | 0.00026542
8369 | 0.00018805 | 0.00013881 | 3.0962 | 3.1541 | 3.4273 | 4.6324 | 4.7719 | 5.4742 | 3.4273 | 6.2 | 0 | 4.3951e-05
8370 | 0.00020215 | 0.00014147 | 3.0587 | 3.1536 | 3.4273 | 4.5437 | 4.7705 | 5.4742 | 3.4273 | 5.54 | 0 | 4.1647e-05
8371 | 0.00019532 | 0.0001417 | 3.0767 | 3.153 | 3.4273 | 4.5863 | 4.7692 | 5.4742 | 3.4273 | 5.86 | 0 | 4.0879e-05
8372 | 0.00020002 | 0.00014247 | 3.0643 | 3.1525 | 3.4273 | 4.5569 | 4.7679 | 5.4742 | 3.4273 | 5.64 | 0 | 0.00016352
8373 | 0.00020429 | 0.00014304 | 3.0531 | 3.152 | 3.4273 | 4.5305 | 4.7667 | 5.4742 | 3.4273 | 5.44 | 0 | 0.00016411
8374 | 0.00020429 | 0.00013999 | 3.0531 | 3.1515 | 3.4273 | 4.5305 | 4.7654 | 5.4742 | 3.4273 | 5.44 | 0 | 0.00017929
8375 | 0.00018933 | 0.00013757 | 3.0927 | 3.1509 | 3.4273 | 4.6242 | 4.764 | 5.4742 | 3.4273 | 6.14 | 0 | 2.2389e-05
8376 | 0.00019874 | 0.00014055 | 3.0677 | 3.1504 | 3.4273 | 4.5649 | 4.7628 | 5.4742 | 3.4273 | 5.7 | 0 | 1.2996e-05
8377 | 0.00020942 | 0.00014359 | 3.0397 | 3.15 | 3.4273 | 4.4993 | 4.7618 | 5.4742 | 3.4273 | 5.2 | 0 | 8.3885e-06
8378 | 0.00019874 | 0.00013996 | 3.0677 | 3.1498 | 3.4273 | 4.5649 | 4.7613 | 5.4742 | 3.4273 | 5.7 | 0 | 7.6796e-06
8379 | 0.00021669 | 0.00014573 | 2.4168 | 3.1496 | 3.4273 | 3.5646 | 4.7608 | 5.4742 | 3.4273 | 4.86 | 0 | 6.2619e-06
8380 | 0.00020386 | 0.0001414 | 3.0542 | 3.1494 | 3.4273 | 4.5331 | 4.7603 | 5.4742 | 3.4273 | 5.46 | 0 | 1.2287e-05
8381 | 0.00019745 | 0.0001399 | 3.0711 | 3.1492 | 3.4273 | 4.5729 | 4.7598 | 5.4742 | 3.4273 | 5.76 | 0 | 1.4709e-05
8382 | 0.00019831 | 0.00013999 | 3.0688 | 3.149 | 3.4273 | 4.5675 | 4.7594 | 5.4742 | 3.4273 | 5.72 | 0 | 1.1933e-05
8383 | 0.00020386 | 0.00014353 | 3.0542 | 3.1488 | 3.4273 | 4.5331 | 4.7588 | 5.4742 | 3.4273 | 5.46 | 0 | 0.00052919
8384 | 0.00020215 | 0.00014336 | 3.0587 | 3.1486 | 3.4273 | 4.5437 | 4.7584 | 5.4742 | 3.4273 | 5.54 | 0.015556 | 0.000125
8385 | 0.00018591 | 0.00013793 | 3.102 | 3.1484 | 3.4273 | 4.6461 | 4.7581 | 5.4742 | 3.4273 | 6.3 | 0.088889 | 8.0341e-05
8386 | 0.00015557 | 0.00012901 | 3.1862 | 3.1483 | 3.4273 | 4.8505 | 4.7578 | 5.4742 | 3.4273 | 7.72 | 0.15944 | 0.00012358
8387 | 0.00013249 | 0.00012071 | 3.2534 | 3.1482 | 3.4273 | 5.0184 | 4.7574 | 5.4742 | 3.4273 | 8.8 | 0.18278 | 0.00011342
8388 | 0.00010044 | 0.00011296 | 3.3516 | 3.148 | 3.4273 | 5.2719 | 4.757 | 5.4742 | 3.4273 | 10.3 | 0.17333 | 0.00023452
8389 | 9.659e-05 | 0.00011167 | 3.3638 | 3.1478 | 3.4273 | 5.304 | 4.7565 | 5.4742 | 3.4273 | 10.48 | 0.16222 | 0.00012465
8390 | 9.4453e-05 | 0.0001112 | 3.3706 | 3.1476 | 3.4273 | 5.3221 | 4.756 | 5.4742 | 3.4273 | 10.58 | 0.072222 | 0.0001201
8391 | 0.00012052 | 0.00011891 | 3.2894 | 3.1475 | 3.4273 | 5.1102 | 4.7557 | 5.4742 | 3.4273 | 9.36 | 0.015556 | 0.00011277
8392 | 0.00016283 | 0.00013156 | 3.1656 | 3.1474 | 3.4273 | 4.8 | 4.7554 | 5.4742 | 3.4273 | 7.38 | 0 | 8.3413e-05
8393 | 0.00016027 | 0.00013067 | 3.1729 | 3.1473 | 3.4273 | 4.8177 | 4.7553 | 5.4742 | 3.4273 | 7.5 | 0 | 7.7742e-05
8394 | 0.00017993 | 0.00013663 | 3.1182 | 3.1473 | 3.4273 | 4.6851 | 4.7553 | 5.4742 | 3.4273 | 6.58 | 0 | 0.00024173
8395 | 0.00020386 | 0.00014267 | 3.0542 | 3.1473 | 3.4273 | 4.5331 | 4.7552 | 5.4742 | 3.4273 | 5.46 | 0 | 0.00023612
8396 | 0.00020472 | 0.0001435 | 3.0519 | 3.1473 | 3.4273 | 4.5279 | 4.7553 | 5.4742 | 3.4273 | 5.42 | 0 | 0.00024923
8397 | 0.00021327 | 0.00014531 | 3.0297 | 3.1473 | 3.4273 | 4.4761 | 4.7553 | 5.4742 | 3.4273 | 5.02 | 0 | 0.00022289
8398 | 0.00020472 | 0.00014178 | 3.0519 | 3.1473 | 3.4273 | 4.5279 | 4.7553 | 5.4742 | 3.4273 | 5.42 | 0 | 1.5359e-05
8399 | 0.00020942 | 0.00014345 | 3.0397 | 3.1473 | 3.4273 | 4.4993 | 4.7553 | 5.4742 | 3.4273 | 5.2 | 0 | 1.0633e-05
8400 | 0.00022822 | 0.00014834 | 2.3933 | 3.1473 | 3.4273 | 3.5107 | 4.7553 | 5.4742 | 3.4273 | 4.32 | 0 | 8.8611e-06
8401 | 0.00023421 | 0.0001512 | 2.3813 | 3.1474 | 3.4273 | 3.4833 | 4.7556 | 5.4742 | 3.4273 | 4.04 | 0 | 1.2287e-05
8402 | 0.00023592 | 0.00015077 | 2.3779 | 3.1474 | 3.4273 | 3.4756 | 4.7556 | 5.4742 | 3.4273 | 3.96 | 0 | 6.4982e-06
8403 | 0.0002325 | 0.00015055 | 2.3848 | 3.1475 | 3.4273 | 3.4911 | 4.7558 | 5.4742 | 3.4273 | 4.12 | 0 | 1.1106e-05
8404 | 0.00021284 | 0.00014243 | 3.0308 | 3.1476 | 3.4273 | 4.4787 | 4.756 | 5.4742 | 3.4273 | 5.04 | 0 | 1.1401e-05
8405 | 0.00021284 | 0.00014379 | 3.0308 | 3.1476 | 3.4273 | 4.4787 | 4.7561 | 5.4742 | 3.4273 | 5.04 | 0 | 1.1283e-05
8406 | 0.00022395 | 0.00014717 | 2.4019 | 3.1477 | 3.4273 | 3.5304 | 4.7563 | 5.4742 | 3.4273 | 4.52 | 0 | 8.1522e-06
8407 | 0.00024874 | 0.00015714 | 2.3528 | 3.1477 | 3.4273 | 3.4187 | 4.7564 | 5.4742 | 3.4273 | 3.36 | 0 | 0.0005273
8408 | 0.00025729 | 0.00015999 | 2.3363 | 3.1478 | 3.4273 | 3.3817 | 4.7565 | 5.4742 | 3.4273 | 2.96 | 0.015556 | 0.00012742
8409 | 0.00020386 | 0.0001441 | 3.0542 | 3.1478 | 3.4273 | 4.5331 | 4.7565 | 5.4742 | 3.4273 | 5.46 | 0.082778 | 9.7e-05
8410 | 0.00016497 | 0.00013243 | 3.1596 | 3.1478 | 3.4273 | 4.7853 | 4.7565 | 5.4742 | 3.4273 | 7.28 | 0.15444 | 0.00012252
8411 | 0.00014232 | 0.00012553 | 3.2244 | 3.1478 | 3.4273 | 4.9455 | 4.7564 | 5.4742 | 3.4273 | 8.34 | 0.19111 | 0.00011815
8412 | 0.00013249 | 0.00012236 | 3.2534 | 3.1477 | 3.4273 | 5.0184 | 4.7562 | 5.4742 | 3.4273 | 8.8 | 0.19111 | 0.00025301
8413 | 0.00013789 | 0.00012433 | 3.2374 | 3.1476 | 3.4273 | 4.9781 | 4.756 | 5.4742 | 3.4273 | 8.5473 | 0.088889 | 0.0001279
8414 | 0.00013548 | 0.00012262 | 3.2445 | 3.1475 | 3.4273 | 4.996 | 4.7558 | 5.4742 | 3.4273 | 8.66 | 0.048889 | 0.00011756
8415 | 0.00014061 | 0.00012504 | 3.2294 | 3.1473 | 3.4273 | 4.958 | 4.7554 | 5.4742 | 3.4273 | 8.42 | 0.012778 | 0.00010881
8416 | 0.00014446 | 0.00012554 | 3.2182 | 3.1472 | 3.4273 | 4.9299 | 4.7551 | 5.4742 | 3.4273 | 8.24 | 0 | 8.7607e-05
8417 | 0.00017095 | 0.00013374 | 3.1429 | 3.1471 | 3.4273 | 4.7447 | 4.7547 | 5.4742 | 3.4273 | 7 | 0 | 6.7463e-05
8418 | 0.00016497 | 0.00013196 | 3.1596 | 3.1469 | 3.4273 | 4.7853 | 4.7544 | 5.4742 | 3.4273 | 7.28 | 0 | 0.00025555
8419 | 0.00016497 | 0.00013254 | 3.1596 | 3.1468 | 3.4273 | 4.7853 | 4.754 | 5.4742 | 3.4273 | 7.28 | 0 | 0.0002412
8420 | 0.00016497 | 0.00013156 | 3.1596 | 3.1467 | 3.4273 | 4.7853 | 4.7538 | 5.4742 | 3.4273 | 7.28 | 0 | 0.00023003
8421 | 0.00017309 | 0.0001335 | 3.137 | 3.1466 | 3.4273 | 4.7304 | 4.7535 | 5.4742 | 3.4273 | 6.9 | 0 | 0.00024593
8422 | 0.00017523 | 0.00013338 | 3.1311 | 3.1465 | 3.4273 | 4.7161 | 4.7533 | 5.4742 | 3.4273 | 6.8 | 0 | 1.022e-05
8423 | 0.00017095 | 0.0001321 | 3.1429 | 3.1463 | 3.4273 | 4.7447 | 4.753 | 5.4742 | 3.4273 | 7 | 0 | 1.4946e-05
8424 | 0.00017095 | 0.00013177 | 3.1429 | 3.1462 | 3.4273 | 4.7447 | 4.7527 | 5.4742 | 3.4273 | 7 | 0 | 1.5655e-05
8425 | 0.0001795 | 0.00013479 | 3.1194 | 3.1461 | 3.4273 | 4.6879 | 4.7524 | 5.4742 | 3.4273 | 6.6 | 0 | 1.1638e-05
8426 | 0.00019532 | 0.00013983 | 3.0767 | 3.146 | 3.4273 | 4.5863 | 4.7521 | 5.4742 | 3.4273 | 5.86 | 0 | 1.2228e-05
8427 | 0.00019532 | 0.00013957 | 3.0767 | 3.1459 | 3.4273 | 4.5863 | 4.7518 | 5.4742 | 3.4273 | 5.86 | 0 | 1.1756e-05
8428 | 0.00019318 | 0.00013875 | 3.0824 | 3.1457 | 3.4273 | 4.5997 | 4.7515 | 5.4742 | 3.4273 | 5.96 | 0 | 1.0102e-05
8429 | 0.00019318 | 0.00013803 | 3.0824 | 3.1456 | 3.4273 | 4.5997 | 4.7512 | 5.4742 | 3.4273 | 5.96 | 0 | 9.57e-06
8430 | 0.00018292 | 0.00013414 | 3.1101 | 3.1455 | 3.4273 | 4.6655 | 4.751 | 5.4742 | 3.4273 | 6.44 | 0 | 1.0456e-05
8431 | 0.00018933 | 0.00013952 | 3.0927 | 3.1454 | 3.4273 | 4.6242 | 4.7507 | 5.4742 | 3.4273 | 6.14 | 0 | 0.00052854
8432 | 0.00017779 | 0.00013625 | 3.1241 | 3.1453 | 3.4273 | 4.6991 | 4.7505 | 5.4742 | 3.4273 | 6.68 | 0.021111 | 0.00013315
8433 | 0.00017095 | 0.00013421 | 3.1429 | 3.1452 | 3.4273 | 4.7447 | 4.7503 | 5.4742 | 3.4273 | 7 | 0.083333 | 0.00010054
8434 | 0.00013847 | 0.00012459 | 3.2357 | 3.1451 | 3.4273 | 4.9738 | 4.7499 | 5.4742 | 3.4273 | 8.52 | 0.10722 | 0.00011708
8435 | 0.00012052 | 0.00011889 | 3.2894 | 3.1449 | 3.4273 | 5.1102 | 4.7495 | 5.4742 | 3.4273 | 9.36 | 0.155 | 0.0001198
8436 | 0.00011497 | 0.00011398 | 3.3064 | 3.1447 | 3.4273 | 5.1539 | 4.749 | 5.4742 | 3.4273 | 9.62 | 0.15944 | 0.00022283
8437 | 9.8299e-05 | 0.00011246 | 3.3584 | 3.1445 | 3.4273 | 5.2897 | 4.7486 | 5.4742 | 3.4273 | 10.4 | 0.096111 | 0.00013351
8438 | 8.8042e-05 | 0.00010954 | 3.3912 | 3.1443 | 3.4273 | 5.3769 | 4.7481 | 5.4742 | 3.4273 | 10.88 | 0.067778 | 0.00013091
8439 | 0.0001171 | 0.00011819 | 3.2998 | 3.1442 | 3.4273 | 5.137 | 4.7477 | 5.4742 | 3.4273 | 9.52 | 0.018333 | 0.00013073
8440 | 0.00012651 | 0.00012093 | 3.2713 | 3.144 | 3.4273 | 5.0639 | 4.7474 | 5.4742 | 3.4273 | 9.08 | 0 | 6.9412e-05
8441 | 0.00013377 | 0.00012298 | 3.2496 | 3.1439 | 3.4273 | 5.0088 | 4.7471 | 5.4742 | 3.4273 | 8.74 | 0 | 7.2897e-05
8442 | 0.00013377 | 0.0001232 | 3.2496 | 3.1438 | 3.4273 | 5.0088 | 4.7469 | 5.4742 | 3.4273 | 8.74 | 0 | 0.00023393
8443 | 0.00012822 | 0.00012168 | 3.2662 | 3.1437 | 3.4273 | 5.0508 | 4.7466 | 5.4742 | 3.4273 | 9 | 0 | 0.00021887
8444 | 0.00011326 | 0.00011616 | 3.3116 | 3.1436 | 3.4273 | 5.1675 | 4.7464 | 5.4742 | 3.4273 | 9.7 | 0 | 0.00021952
8445 | 0.00012266 | 0.00011735 | 3.2829 | 3.1436 | 3.4273 | 5.0935 | 4.7462 | 5.4742 | 3.4273 | 9.26 | 0 | 0.00025697
8446 | 0.00011155 | 0.0001142 | 3.3169 | 3.1435 | 3.4273 | 5.1812 | 4.7461 | 5.4742 | 3.4273 | 9.78 | 0 | 1.1283e-05
8447 | 0.00012822 | 0.00012013 | 3.2662 | 3.1434 | 3.4273 | 5.0508 | 4.7459 | 5.4742 | 3.4273 | 9 | 0 | 1.1165e-05
8448 | 0.00011155 | 0.00011419 | 3.3169 | 3.1434 | 3.4273 | 5.1812 | 4.7457 | 5.4742 | 3.4273 | 9.78 | 0 | 1.7663e-05
8449 | 0.00013548 | 0.00012064 | 3.2445 | 3.1433 | 3.4273 | 4.996 | 4.7456 | 5.4742 | 3.4273 | 8.66 | 0 | 1.0338e-05
8450 | 8.8042e-05 | 0.00010492 | 3.3912 | 3.1433 | 3.4273 | 5.3769 | 4.7455 | 5.4742 | 3.4273 | 10.88 | 0 | 1.3764e-05
8451 | 8.8042e-05 | 0.0001073 | 3.3912 | 3.1432 | 3.4273 | 5.3769 | 4.7454 | 5.4742 | 3.4273 | 10.88 | 0 | 8.9202e-06
8452 | 9.0179e-05 | 0.00010586 | 3.3843 | 3.1432 | 3.4273 | 5.3585 | 4.7453 | 5.4742 | 3.4273 | 10.78 | 0 | 1.4178e-05
8453 | 9.0179e-05 | 0.00010647 | 3.3843 | 3.1432 | 3.4273 | 5.3585 | 4.7453 | 5.4742 | 3.4273 | 10.78 | 0 | 1.5773e-05
8454 | 8.3341e-05 | 0.00010529 | 3.4064 | 3.1431 | 3.4273 | 5.4178 | 4.7452 | 5.4742 | 3.4273 | 11.1 | 0 | 1.276e-05
8455 | 8.3341e-05 | 0.00010778 | 3.4064 | 3.1431 | 3.4273 | 5.4178 | 4.7452 | 5.4742 | 3.4273 | 11.1 | 0 | 0.00050331
8456 | 8.8042e-05 | 0.00010948 | 3.3912 | 3.1431 | 3.4273 | 5.3769 | 4.7452 | 5.4742 | 3.4273 | 10.88 | 0.012778 | 0.00012435
8457 | 8.5905e-05 | 0.00010896 | 3.3981 | 3.1431 | 3.4273 | 5.3954 | 4.7452 | 5.4742 | 3.4273 | 10.98 | 0.037222 | 8.7371e-05
8458 | 8.0776e-05 | 0.00010667 | 3.4148 | 3.1431 | 3.4273 | 5.4404 | 4.7451 | 5.4742 | 3.4273 | 11.22 | 0.067778 | 0.00012016
8459 | 7.4365e-05 | 0.00010522 | 3.436 | 3.1431 | 3.4273 | 5.4977 | 4.7451 | 5.4742 | 3.4273 | 11.52 | 0.083333 | 0.00011708
8460 | 7.4365e-05 | 0.00010549 | 3.436 | 3.143 | 3.4273 | 5.4977 | 4.745 | 5.4742 | 3.4273 | 11.52 | 0.069444 | 0.00025715
8461 | 7.0519e-05 | 0.00010397 | 3.4488 | 3.143 | 3.4273 | 5.5327 | 4.7449 | 5.4742 | 3.4273 | 11.7 | 0.03 | 0.00012736
8462 | 7.6502e-05 | 0.0001062 | 3.4289 | 3.1429 | 3.4273 | 5.4785 | 4.7447 | 5.4742 | 3.4273 | 11.42 | 0.021111 | 0.00013008
8463 | 7.4365e-05 | 0.00010549 | 3.436 | 3.1429 | 3.4273 | 5.4977 | 4.7446 | 5.4742 | 3.4273 | 11.52 | 0.0055556 | 0.00011484
8464 | 7.4365e-05 | 0.00010543 | 3.436 | 3.1429 | 3.4273 | 5.4977 | 4.7446 | 5.4742 | 3.4273 | 11.52 | 0 | 8.1877e-05
8465 | 8.3341e-05 | 0.00010798 | 3.4064 | 3.1429 | 3.4273 | 5.4178 | 4.7446 | 5.4742 | 3.4273 | 11.1 | 0 | 8.2527e-05
8466 | 9.8299e-05 | 0.00011209 | 3.3584 | 3.1429 | 3.4273 | 5.2897 | 4.7447 | 5.4742 | 3.4273 | 10.4 | 0 | 0.00023464
8467 | 0.00011497 | 0.00011803 | 3.3064 | 3.143 | 3.4273 | 5.1539 | 4.7448 | 5.4742 | 3.4273 | 9.62 | 0 | 0.00025485
8468 | 0.00013249 | 0.00012135 | 3.2534 | 3.1431 | 3.4273 | 5.0184 | 4.7451 | 5.4742 | 3.4273 | 8.8 | 0 | 0.00024167
8469 | 0.00014189 | 0.00012272 | 3.2257 | 3.1432 | 3.4273 | 4.9486 | 4.7454 | 5.4742 | 3.4273 | 8.36 | 0 | 0.00023399
8470 | 0.00015386 | 0.00012748 | 3.1911 | 3.1434 | 3.4273 | 4.8626 | 4.7458 | 5.4742 | 3.4273 | 7.8 | 0 | 9.1565e-06
8471 | 0.00017523 | 0.00013389 | 3.1311 | 3.1435 | 3.4273 | 4.7161 | 4.7462 | 5.4742 | 3.4273 | 6.8 | 0 | 1.0338e-05
8472 | 0.00019745 | 0.00013926 | 3.0711 | 3.1437 | 3.4273 | 4.5729 | 4.7466 | 5.4742 | 3.4273 | 5.76 | 0 | 1.4237e-05
8473 | 0.0001795 | 0.00013461 | 3.1194 | 3.144 | 3.4273 | 4.6879 | 4.7472 | 5.4742 | 3.4273 | 6.6 | 0 | 1.4887e-05
8474 | 0.00022267 | 0.0001468 | 2.4045 | 3.1442 | 3.4273 | 3.5364 | 4.7479 | 5.4742 | 3.4273 | 4.58 | 0 | 1.2465e-05
8475 | 0.00019147 | 0.00013648 | 3.087 | 3.1445 | 3.4273 | 4.6106 | 4.7485 | 5.4742 | 3.4273 | 6.04 | 0 | 1.4001e-05
8476 | 0.00020002 | 0.00014038 | 3.0643 | 3.1448 | 3.4273 | 4.5569 | 4.7493 | 5.4742 | 3.4273 | 5.64 | 0 | 8.5067e-06
8477 | 0.00022652 | 0.00014874 | 2.3968 | 3.1451 | 3.4273 | 3.5185 | 4.75 | 5.4742 | 3.4273 | 4.4 | 0 | 1.1992e-05
8478 | 0.00024233 | 0.00015223 | 2.3653 | 3.1454 | 3.4273 | 3.4469 | 4.7508 | 5.4742 | 3.4273 | 3.66 | 0 | 1.3764e-05
8479 | 0.00024019 | 0.0001549 | 2.3695 | 3.1457 | 3.4273 | 3.4564 | 4.7516 | 5.4742 | 3.4273 | 3.76 | 0 | 0.00051548
8480 | 0.00026455 | 0.0001625 | 2.3224 | 3.1461 | 3.4273 | 3.351 | 4.7523 | 5.4742 | 3.4273 | 2.62 | 0.018333 | 0.00012884
8481 | 0.00026199 | 0.00016148 | 2.3273 | 3.1464 | 3.4273 | 3.3618 | 4.7532 | 5.4742 | 3.4273 | 2.74 | 0.051667 | 0.00010781
8482 | 0.0002543 | 0.00015903 | 2.342 | 3.1467 | 3.4273 | 3.3946 | 4.7539 | 5.4742 | 3.4273 | 3.1 | 0.096111 | 0.00012364
8483 | 0.00022822 | 0.00015142 | 2.3933 | 3.1469 | 3.4273 | 3.5107 | 4.7543 | 5.4742 | 3.4273 | 4.32 | 0.10333 | 0.00011549
8484 | 0.00020386 | 0.00014435 | 3.0542 | 3.147 | 3.4273 | 4.5331 | 4.7546 | 5.4742 | 3.4273 | 5.46 | 0.088889 | 0.00023364
8485 | 0.00019318 | 0.00013945 | 3.0824 | 3.147 | 3.4273 | 4.5997 | 4.7547 | 5.4742 | 3.4273 | 5.96 | 0.078333 | 0.00011183
8486 | 0.00018591 | 0.00013896 | 3.102 | 3.1471 | 3.4273 | 4.6461 | 4.7547 | 5.4742 | 3.4273 | 6.3 | 0.037222 | 0.00013026
8487 | 0.00018591 | 0.00013899 | 3.102 | 3.147 | 3.4273 | 4.6461 | 4.7547 | 5.4742 | 3.4273 | 6.3 | 0.01 | 0.00012128
8488 | 0.00019147 | 0.00014059 | 3.087 | 3.1471 | 3.4273 | 4.6106 | 4.7547 | 5.4742 | 3.4273 | 6.04 | 0 | 8.1995e-05
8489 | 0.00019318 | 0.00014066 | 3.0824 | 3.1471 | 3.4273 | 4.5997 | 4.7548 | 5.4742 | 3.4273 | 5.96 | 0 | 8.4181e-05
8490 | 0.00019104 | 0.00014061 | 3.0882 | 3.1471 | 3.4273 | 4.6133 | 4.7547 | 5.4742 | 3.4273 | 6.06 | 0 | 0.00023257
8491 | 0.00018805 | 0.00013928 | 3.0962 | 3.147 | 3.4273 | 4.6324 | 4.7547 | 5.4742 | 3.4273 | 6.2 | 0 | 0.00023523
8492 | 0.00018164 | 0.00013772 | 3.1136 | 3.147 | 3.4273 | 4.6739 | 4.7546 | 5.4742 | 3.4273 | 6.5 | 0 | 0.00023057
8493 | 0.00017523 | 0.00013415 | 3.1311 | 3.147 | 3.4273 | 4.7161 | 4.7546 | 5.4742 | 3.4273 | 6.8 | 0 | 0.00023452
8494 | 0.00017095 | 0.00013317 | 3.1429 | 3.147 | 3.4273 | 4.7447 | 4.7546 | 5.4742 | 3.4273 | 7 | 0 | 1.2996e-05
8495 | 0.00017095 | 0.00013183 | 3.1429 | 3.147 | 3.4273 | 4.7447 | 4.7545 | 5.4742 | 3.4273 | 7 | 0 | 1.0988e-05
8496 | 0.00017309 | 0.00013406 | 3.137 | 3.147 | 3.4273 | 4.7304 | 4.7546 | 5.4742 | 3.4273 | 6.9 | 0 | 3.0541e-05
8497 | 0.00016497 | 0.00013157 | 3.1596 | 3.147 | 3.4273 | 4.7853 | 4.7547 | 5.4742 | 3.4273 | 7.28 | 0 | 2.2803e-05
8498 | 0.00015813 | 0.00012712 | 3.1789 | 3.1471 | 3.4273 | 4.8326 | 4.7549 | 5.4742 | 3.4273 | 7.6 | 0 | 2.5166e-05
8499 | 0.00016027 | 0.00012981 | 3.1729 | 3.1472 | 3.4273 | 4.8177 | 4.7551 | 5.4742 | 3.4273 | 7.5 | 0 | 3.0423e-05
8500 | 0.00016027 | 0.00013016 | 3.1729 | 3.1473 | 3.4273 | 4.8177 | 4.7553 | 5.4742 | 3.4273 | 7.5 | 0 | 2.9655e-05
8501 | 0.00016027 | 0.00013061 | 3.1729 | 3.1473 | 3.4273 | 4.8177 | 4.7554 | 5.4742 | 3.4273 | 7.5 | 0 | 2.1562e-05
8502 | 0.00016283 | 0.00012986 | 3.1656 | 3.1474 | 3.4273 | 4.8 | 4.7555 | 5.4742 | 3.4273 | 7.38 | 0 | 2.552e-05
8503 | 0.00017095 | 0.00013357 | 3.1429 | 3.1474 | 3.4273 | 4.7447 | 4.7555 | 5.4742 | 3.4273 | 7 | 0 | 0.00052346
8504 | 0.00017095 | 0.00013425 | 3.1429 | 3.1474 | 3.4273 | 4.7447 | 4.7556 | 5.4742 | 3.4273 | 7 | 0.018333 | 0.00051572
8505 | 0.00016497 | 0.00013278 | 3.1596 | 3.1474 | 3.4273 | 4.7853 | 4.7555 | 5.4742 | 3.4273 | 7.28 | 0.065 | 0.00014142
8506 | 0.00016283 | 0.00013216 | 3.1656 | 3.1474 | 3.4273 | 4.8 | 4.7554 | 5.4742 | 3.4273 | 7.38 | 0.075 | 0.00012742
8507 | 0.00015172 | 0.00012894 | 3.1972 | 3.1473 | 3.4273 | 4.8777 | 4.7553 | 5.4742 | 3.4273 | 7.9 | 0.10056 | 0.00011159
8508 | 0.00015044 | 0.00012841 | 3.2009 | 3.1472 | 3.4273 | 4.8869 | 4.7551 | 5.4742 | 3.4273 | 7.96 | 0.14944 | 9.5641e-05
8509 | 0.00015386 | 0.00012962 | 3.1911 | 3.1471 | 3.4273 | 4.8626 | 4.7549 | 5.4742 | 3.4273 | 7.8 | 0.16222 | 8.1109e-05
8510 | 0.00015813 | 0.00013058 | 3.1789 | 3.147 | 3.4273 | 4.8326 | 4.7545 | 5.4742 | 3.4273 | 7.6 | 0.069444 | 8.0459e-05
8511 | 0.0001795 | 0.00013699 | 3.1194 | 3.1468 | 3.4273 | 4.6879 | 4.7541 | 5.4742 | 3.4273 | 6.6 | 0.012778 | 0.00027664
8512 | 0.0001795 | 0.00013656 | 3.1194 | 3.1467 | 3.4273 | 4.6879 | 4.7537 | 5.4742 | 3.4273 | 6.6 | 0 | 0.00028875
8513 | 0.00016711 | 0.00013363 | 3.1536 | 3.1465 | 3.4273 | 4.7707 | 4.7534 | 5.4742 | 3.4273 | 7.18 | 0 | 4.4424e-05
8514 | 0.00016283 | 0.00013231 | 3.1656 | 3.1463 | 3.4273 | 4.8 | 4.753 | 5.4742 | 3.4273 | 7.38 | 0 | 4.1175e-05
8515 | 0.00016027 | 0.00013197 | 3.1729 | 3.1462 | 3.4273 | 4.8177 | 4.7527 | 5.4742 | 3.4273 | 7.5 | 0 | 4.9091e-05
8516 | 0.00015813 | 0.00013057 | 3.1789 | 3.1461 | 3.4273 | 4.8326 | 4.7524 | 5.4742 | 3.4273 | 7.6 | 0 | 0.00017196
8517 | 0.00016711 | 0.00013205 | 3.1536 | 3.146 | 3.4273 | 4.7707 | 4.7521 | 5.4742 | 3.4273 | 7.18 | 0 | 0.00018845
8518 | 0.0001795 | 0.00013482 | 3.1194 | 3.1458 | 3.4273 | 4.6879 | 4.7517 | 5.4742 | 3.4273 | 6.6 | 0 | 0.00016635
8519 | 0.0001795 | 0.00013498 | 3.1194 | 3.1456 | 3.4273 | 4.6879 | 4.7513 | 5.4742 | 3.4273 | 6.6 | 0 | 2.4811e-05
8520 | 0.0001795 | 0.00013503 | 3.1194 | 3.1454 | 3.4273 | 4.6879 | 4.7508 | 5.4742 | 3.4273 | 6.6 | 0 | 2.4693e-05
8521 | 0.0001795 | 0.00013568 | 3.1194 | 3.1452 | 3.4273 | 4.6879 | 4.7503 | 5.4742 | 3.4273 | 6.6 | 0 | 1.8018e-05
8522 | 0.00017908 | 0.00013467 | 3.1206 | 3.145 | 3.4273 | 4.6907 | 4.7498 | 5.4742 | 3.4273 | 6.62 | 0 | 2.552e-05
8523 | 0.00018164 | 0.00013456 | 3.1136 | 3.1448 | 3.4273 | 4.6739 | 4.7493 | 5.4742 | 3.4273 | 6.5 | 0 | 3.0187e-05
8524 | 0.00018591 | 0.00013645 | 3.102 | 3.1446 | 3.4273 | 4.6461 | 4.7487 | 5.4742 | 3.4273 | 6.3 | 0 | 1.9554e-05
8525 | 0.00018933 | 0.00013713 | 3.0927 | 3.1443 | 3.4273 | 4.6242 | 4.7481 | 5.4742 | 3.4273 | 6.14 | 0 | 2.6406e-05
8526 | 0.00019532 | 0.00014041 | 3.0767 | 3.1441 | 3.4273 | 4.5863 | 4.7475 | 5.4742 | 3.4273 | 5.86 | 0 | 2.1385e-05
8527 | 0.00020215 | 0.00014396 | 3.0587 | 3.1438 | 3.4273 | 4.5437 | 4.7468 | 5.4742 | 3.4273 | 5.54 | 0 | 0.0005179
8528 | 0.00020472 | 0.0001448 | 3.0519 | 3.1435 | 3.4273 | 4.5279 | 4.7461 | 5.4742 | 3.4273 | 5.42 | 0.0055556 | 0.00049362
8529 | 0.00020386 | 0.00014462 | 3.0542 | 3.1433 | 3.4273 | 4.5331 | 4.7455 | 5.4742 | 3.4273 | 5.46 | 0.015556 | 0.0001393
8530 | 0.00020215 | 0.000144 | 3.0587 | 3.143 | 3.4273 | 4.5437 | 4.7448 | 5.4742 | 3.4273 | 5.54 | 0.023333 | 0.00014302
8531 | 0.00020002 | 0.00014263 | 3.0643 | 3.1426 | 3.4273 | 4.5569 | 4.744 | 5.4742 | 3.4273 | 5.64 | 0.026111 | 8.8198e-05
8532 | 0.00019831 | 0.00014277 | 3.0688 | 3.1423 | 3.4273 | 4.5675 | 4.7432 | 5.4742 | 3.4273 | 5.72 | 0.03 | 8.6957e-05
8533 | 0.00020002 | 0.00014356 | 3.0643 | 3.1419 | 3.4273 | 4.5569 | 4.7423 | 5.4742 | 3.4273 | 5.64 | 0.021111 | 8.613e-05
8534 | 0.00020386 | 0.00014358 | 3.0542 | 3.1416 | 3.4273 | 4.5331 | 4.7414 | 5.4742 | 3.4273 | 5.46 | 0.01 | 0.0001009
8535 | 0.00020942 | 0.00014559 | 3.0397 | 3.1412 | 3.4273 | 4.4993 | 4.7406 | 5.4742 | 3.4273 | 5.2 | 0.0027778 | 0.00025544
8536 | 0.00021284 | 0.00014715 | 3.0308 | 3.1409 | 3.4273 | 4.4787 | 4.7398 | 5.4742 | 3.4273 | 5.04 | 0 | 0.00029348
8537 | 0.0002154 | 0.00014798 | 2.4194 | 3.1406 | 3.4273 | 3.5707 | 4.7391 | 5.4742 | 3.4273 | 4.92 | 0 | 3.8634e-05
8538 | 0.00021882 | 0.00014856 | 2.4124 | 3.1403 | 3.4273 | 3.5545 | 4.7384 | 5.4742 | 3.4273 | 4.76 | 0 | 4.6905e-05
8539 | 0.00021968 | 0.00014867 | 2.4106 | 3.14 | 3.4273 | 3.5505 | 4.7376 | 5.4742 | 3.4273 | 4.72 | 0 | 4.2061e-05
8540 | 0.00022395 | 0.00014998 | 2.4019 | 3.1397 | 3.4273 | 3.5304 | 4.7369 | 5.4742 | 3.4273 | 4.52 | 0 | 0.00016706
8541 | 0.0002325 | 0.0001521 | 2.3848 | 3.1394 | 3.4273 | 3.4911 | 4.7361 | 5.4742 | 3.4273 | 4.12 | 0 | 0.00016783
8542 | 0.00024019 | 0.00015481 | 2.3695 | 3.1391 | 3.4273 | 3.4564 | 4.7354 | 5.4742 | 3.4273 | 3.76 | 0 | 0.00018313
8543 | 0.00024233 | 0.00015565 | 2.3653 | 3.1387 | 3.4273 | 3.4469 | 4.7346 | 5.4742 | 3.4273 | 3.66 | 0 | 2.1857e-05
8544 | 0.00024874 | 0.00015634 | 2.3528 | 3.1384 | 3.4273 | 3.4187 | 4.7338 | 5.4742 | 3.4273 | 3.36 | 0 | 1.3705e-05
8545 | 0.00025558 | 0.00016036 | 2.3395 | 3.1381 | 3.4273 | 3.3891 | 4.7329 | 5.4742 | 3.4273 | 3.04 | 0 | 1.1992e-05
8546 | 0.000259 | 0.00016143 | 2.333 | 3.1376 | 3.4273 | 3.3745 | 4.7319 | 5.4742 | 3.4273 | 2.88 | 0 | 6.1437e-06
8547 | 0.00026455 | 0.0001604 | 2.3224 | 3.1371 | 3.4273 | 3.351 | 4.7305 | 5.4742 | 3.4273 | 2.62 | 0 | 1.211e-05
8548 | 0.00026883 | 0.00016429 | 2.3143 | 3.1365 | 3.4273 | 3.3332 | 4.7292 | 5.4742 | 3.4273 | 2.42 | 0 | 1.3292e-05
8549 | 0.00027054 | 0.0001649 | 2.3111 | 3.136 | 3.4273 | 3.3261 | 4.7278 | 5.4742 | 3.4273 | 2.34 | 0 | 1.2346e-05
8550 | 0.00027054 | 0.00016405 | 2.3111 | 3.1354 | 3.4273 | 3.3261 | 4.7265 | 5.4742 | 3.4273 | 2.34 | 0 | 8.9793e-06
8551 | 0.00026883 | 0.00016376 | 2.3143 | 3.1349 | 3.4273 | 3.3332 | 4.7254 | 5.4742 | 3.4273 | 2.42 | 0 | 0.00054342
8552 | 0.00026712 | 0.00016311 | 2.3176 | 3.1345 | 3.4273 | 3.3403 | 4.7243 | 5.4742 | 3.4273 | 2.5 | 0.0027778 | 0.00013558
8553 | 0.00026199 | 0.0001621 | 2.3273 | 3.134 | 3.4273 | 3.3618 | 4.7231 | 5.4742 | 3.4273 | 2.74 | 0.015556 | 9.9717e-05
8554 | 0.00026113 | 0.00016084 | 2.3289 | 3.1335 | 3.4273 | 3.3654 | 4.722 | 5.4742 | 3.4273 | 2.78 | 0.023333 | 0.00012453
8555 | 0.00025729 | 0.00016063 | 2.3363 | 3.133 | 3.4273 | 3.3817 | 4.7208 | 5.4742 | 3.4273 | 2.96 | 0.037222 | 0.00011425
8556 | 0.0002543 | 0.00016 | 2.342 | 3.1325 | 3.4273 | 3.3946 | 4.7195 | 5.4742 | 3.4273 | 3.1 | 0.042222 | 0.0002679
8557 | 0.000259 | 0.00016032 | 2.333 | 3.132 | 3.4273 | 3.3745 | 4.7182 | 5.4742 | 3.4273 | 2.88 | 0.03 | 0.0001211
8558 | 0.000259 | 0.0001613 | 2.333 | 3.1314 | 3.4273 | 3.3745 | 4.7168 | 5.4742 | 3.4273 | 2.88 | 0.018333 | 0.00010852
8559 | 0.00026455 | 0.00016285 | 2.3224 | 3.1309 | 3.4273 | 3.351 | 4.7155 | 5.4742 | 3.4273 | 2.62 | 0.0027778 | 0.00011927
8560 | 0.00026669 | 0.00016344 | 2.3184 | 3.1304 | 3.4273 | 3.342 | 4.7143 | 5.4742 | 3.4273 | 2.52 | 0 | 7.5201e-05
8561 | 0.00026669 | 0.0001632 | 2.3184 | 3.1298 | 3.4273 | 3.342 | 4.713 | 5.4742 | 3.4273 | 2.52 | 0 | 8.4417e-05
8562 | 0.00026455 | 0.00016286 | 2.3224 | 3.1292 | 3.4273 | 3.351 | 4.7115 | 5.4742 | 3.4273 | 2.62 | 0 | 0.00026158
8563 | 0.00025729 | 0.00016002 | 2.3363 | 3.1286 | 3.4273 | 3.3817 | 4.71 | 5.4742 | 3.4273 | 2.96 | 0 | 0.00023571
8564 | 0.00025259 | 0.00015974 | 2.3453 | 3.1279 | 3.4273 | 3.402 | 4.7084 | 5.4742 | 3.4273 | 3.18 | 0 | 0.00023021
8565 | 0.00025259 | 0.00015948 | 2.3453 | 3.1273 | 3.4273 | 3.402 | 4.7069 | 5.4742 | 3.4273 | 3.18 | 0 | 0.00024409
8566 | 0.00028379 | 0.00016856 | 2.2865 | 3.1267 | 3.4273 | 3.2722 | 4.7056 | 5.4742 | 3.4273 | 1.72 | 0 | 1.2642e-05
8567 | 0.00030856 | 0.00017602 | 2.2419 | 3.1262 | 3.4273 | 3.176 | 4.7043 | 5.4742 | 3.4273 | 0.5606 | 0 | 1.3764e-05
8568 | 0.00032267 | 0.0001781 | 2.2034 | 3.1257 | 3.4273 | 3.0944 | 4.7031 | 5.4742 | 3.4273 | -0.48 | 0 | 9.6291e-06
8569 | 0.00032267 | 0.00018062 | 2.1824 | 3.1252 | 3.4273 | 3.0507 | 4.7018 | 5.4742 | 3.4273 | -1.06 | 0 | 6.9707e-06
8570 | 0.00032267 | 0.00017978 | 2.1767 | 3.1246 | 3.4273 | 3.0388 | 4.7004 | 5.4742 | 3.4273 | -1.22 | 0 | 1.465e-05
8571 | 0.00032267 | 0.00018021 | 2.1661 | 3.124 | 3.4273 | 3.0169 | 4.6991 | 5.4742 | 3.4273 | -1.52 | 0 | 1.2701e-05
8572 | 0.00032267 | 0.00017979 | 2.172 | 3.1235 | 3.4273 | 3.0291 | 4.6978 | 5.4742 | 3.4273 | -1.3523 | 0 | 1.0929e-05
8573 | 0.00032267 | 0.00018042 | 2.1661 | 3.123 | 3.4273 | 3.0169 | 4.6965 | 5.4742 | 3.4273 | -1.52 | 0 | 1.2465e-05
8574 | 0.00032267 | 0.00018041 | 2.1725 | 3.1224 | 3.4273 | 3.03 | 4.6952 | 5.4742 | 3.4273 | -1.34 | 0 | 1.3055e-05
8575 | 0.00032267 | 0.00018014 | 2.1668 | 3.1219 | 3.4273 | 3.0183 | 4.694 | 5.4742 | 3.4273 | -1.5 | 0 | 0.00052298
8576 | 0.00032267 | 0.00018027 | 2.2114 | 3.1214 | 3.4273 | 3.1113 | 4.6927 | 5.4742 | 3.4273 | -0.26 | 0.01 | 0.00012583
8577 | 0.00031035 | 0.00017667 | 2.2388 | 3.1209 | 3.4273 | 3.1693 | 4.6915 | 5.4742 | 3.4273 | 0.47672 | 0.04 | 0.00011519
8578 | 0.00029917 | 0.00017231 | 2.2586 | 3.1204 | 3.4273 | 3.2118 | 4.6902 | 5.4742 | 3.4273 | 1 | 0.13278 | 0.00012955
8579 | 0.00029447 | 0.00017166 | 2.2671 | 3.1198 | 3.4273 | 3.23 | 4.6888 | 5.4742 | 3.4273 | 1.22 | 0.17611 | 0.00012199
8580 | 0.00028549 | 0.00016931 | 2.2834 | 3.1192 | 3.4273 | 3.2654 | 4.6875 | 5.4742 | 3.4273 | 1.64 | 0.14111 | 0.00023128
8581 | 0.00028977 | 0.00017069 | 2.2756 | 3.1187 | 3.4273 | 3.2484 | 4.6863 | 5.4742 | 3.4273 | 1.44 | 0.185 | 0.000138
8582 | 0.00029062 | 0.00017047 | 2.2741 | 3.1182 | 3.4273 | 3.2451 | 4.6849 | 5.4742 | 3.4273 | 1.4 | 0.092222 | 0.00011673
8583 | 0.00030644 | 0.00017565 | 2.2457 | 3.1176 | 3.4273 | 3.184 | 4.6836 | 5.4742 | 3.4273 | 0.66 | 0.023333 | 0.0001175
8584 | 0.00032267 | 0.00018045 | 2.1598 | 3.1171 | 3.4273 | 3.0038 | 4.6823 | 5.4742 | 3.4273 | -1.7 | 0 | 8.802e-05
8585 | 0.00032267 | 0.00018015 | 2.15 | 3.1165 | 3.4273 | 2.9838 | 4.681 | 5.4742 | 3.4273 | -1.98 | 0 | 7.337e-05
8586 | 0.00032267 | 0.00018018 | 2.1154 | 3.1159 | 3.4273 | 2.9133 | 4.6795 | 5.4742 | 3.4273 | -2.9965 | 0 | 0.00024723
8587 | 0.00032267 | 0.0001797 | 2.1207 | 3.1153 | 3.4273 | 2.9241 | 4.6782 | 5.4742 | 3.4273 | -2.8365 | 0 | 0.00024445
8588 | 0.00032267 | 0.00018083 | 2.1041 | 3.1147 | 3.4273 | 2.8906 | 4.6767 | 5.4742 | 3.4273 | -3.3334 | 0 | 0.00024929
8589 | 0.00032267 | 0.00018063 | 2.0913 | 3.1141 | 3.4273 | 2.8651 | 4.6753 | 5.4742 | 3.4273 | -3.72 | 0 | 0.00022614
8590 | 0.00032267 | 0.0001797 | 2.0657 | 3.1136 | 3.4273 | 2.8141 | 4.674 | 5.4742 | 3.4273 | -4.5119 | 0 | 9.2746e-06
8591 | 0.00032267 | 0.00017974 | 2.0439 | 3.1131 | 3.4273 | 2.7712 | 4.6727 | 5.4742 | 3.4273 | -5.2 | 0 | 1.1224e-05
8592 | 0.00032267 | 0.00018029 | 2.0277 | 3.1126 | 3.4273 | 2.7397 | 4.6715 | 5.4742 | 3.4273 | -5.72 | 0 | 2.2271e-05
8593 | 0.00032267 | 0.00017841 | 2.0087 | 3.112 | 3.4273 | 2.7031 | 4.6703 | 5.4742 | 3.4273 | -6.34 | 0 | 3.0128e-05
8594 | 0.00032267 | 0.00017966 | 1.9854 | 3.1115 | 3.4273 | 2.6583 | 4.669 | 5.4742 | 3.4273 | -7.12 | 0 | 2.936e-05
8595 | 0.00032267 | 0.00017832 | 1.9801 | 3.1109 | 3.4273 | 2.6482 | 4.6676 | 5.4742 | 3.4273 | -7.3 | 0 | 2.5461e-05
8596 | 0.00032267 | 0.00017953 | 1.9551 | 3.1103 | 3.4273 | 2.6009 | 4.6662 | 5.4742 | 3.4273 | -8.16 | 0 | 2.3098e-05
8597 | 0.00032267 | 0.00017896 | 1.9454 | 3.1097 | 3.4273 | 2.5827 | 4.6648 | 5.4742 | 3.4273 | -8.5 | 0 | 2.4811e-05
8598 | 0.00032267 | 0.00017988 | 1.9528 | 3.1091 | 3.4273 | 2.5966 | 4.6633 | 5.4742 | 3.4273 | -8.24 | 0 | 2.3925e-05
8599 | 0.00032267 | 0.0001804 | 1.9352 | 3.1085 | 3.4273 | 2.5637 | 4.6618 | 5.4742 | 3.4273 | -8.86 | 0 | 0.00052564
8600 | 0.00032267 | 0.0001804 | 1.933 | 3.1079 | 3.4273 | 2.5595 | 4.6604 | 5.4742 | 3.4273 | -8.94 | 0.012778 | 0.00051294
8601 | 0.00032267 | 0.00018063 | 1.9403 | 3.1073 | 3.4273 | 2.5731 | 4.6589 | 5.4742 | 3.4273 | -8.68 | 0.051667 | 0.00012618
8602 | 0.00032267 | 0.00017976 | 1.9557 | 3.1067 | 3.4273 | 2.602 | 4.6574 | 5.4742 | 3.4273 | -8.14 | 0.13611 | 0.00012447
8603 | 0.00032267 | 0.00018037 | 2.0154 | 3.106 | 3.4273 | 2.716 | 4.6558 | 5.4742 | 3.4273 | -6.12 | 0.20889 | 0.00010043
8604 | 0.00032267 | 0.00017641 | 2.0552 | 3.1053 | 3.4273 | 2.7935 | 4.6542 | 5.4742 | 3.4273 | -4.84 | 0.20889 | 0.00010178
8605 | 0.00032267 | 0.00017971 | 2.078 | 3.1046 | 3.4273 | 2.8386 | 4.6525 | 5.4742 | 3.4273 | -4.1277 | 0.16778 | 9.6291e-05
8606 | 0.00032267 | 0.00018064 | 2.0913 | 3.1039 | 3.4273 | 2.8651 | 4.6508 | 5.4742 | 3.4273 | -3.72 | 0.096111 | 9.5877e-05
8607 | 0.00032267 | 0.00018057 | 2.0578 | 3.1032 | 3.4273 | 2.7985 | 4.6492 | 5.4742 | 3.4273 | -4.76 | 0.021111 | 0.00028391
8608 | 0.00032267 | 0.00018031 | 2.0039 | 3.1025 | 3.4273 | 2.6938 | 4.6475 | 5.4742 | 3.4273 | -6.5 | 0 | 0.00025756
8609 | 0.00032267 | 0.00018043 | 2.0234 | 3.1019 | 3.4273 | 2.7314 | 4.646 | 5.4742 | 3.4273 | -5.86 | 0 | 4.9977e-05
8610 | 0.00032267 | 0.00018059 | 1.9819 | 3.1013 | 3.4273 | 2.6516 | 4.6445 | 5.4742 | 3.4273 | -7.24 | 0 | 4.2947e-05
8611 | 0.00032267 | 0.00018097 | 1.9637 | 3.1006 | 3.4273 | 2.6172 | 4.6429 | 5.4742 | 3.4273 | -7.86 | 0 | 4.8972e-05
8612 | 0.00032267 | 0.00018091 | 1.9505 | 3.1 | 3.4273 | 2.5923 | 4.6414 | 5.4742 | 3.4273 | -8.32 | 0 | 0.0001771
8613 | 0.00032267 | 0.0001803 | 1.9586 | 3.0993 | 3.4273 | 2.6074 | 4.6399 | 5.4742 | 3.4273 | -8.04 | 0 | 0.00015288
8614 | 0.00032267 | 0.00017978 | 1.9202 | 3.0988 | 3.4273 | 2.5356 | 4.6386 | 5.4742 | 3.4273 | -9.4 | 0 | 0.00017108
8615 | 0.00032267 | 0.00018013 | 1.9141 | 3.0982 | 3.4273 | 2.5244 | 4.6372 | 5.4742 | 3.4273 | -9.62 | 0 | 1.7427e-05
8616 | 0.00032267 | 0.00018068 | 1.8983 | 3.0977 | 3.4273 | 2.4952 | 4.636 | 5.4742 | 3.4273 | -10.2 | 0 | 2.2448e-05
8617 | 0.00032267 | 0.00018064 | 1.9021 | 3.0972 | 3.4273 | 2.5022 | 4.6348 | 5.4742 | 3.4273 | -10.06 | 0 | 2.103e-05
8618 | 0.00032267 | 0.00018064 | 1.9169 | 3.0967 | 3.4273 | 2.5295 | 4.6337 | 5.4742 | 3.4273 | -9.52 | 0 | 1.6304e-05
8619 | 0.00032267 | 0.0001805 | 1.9125 | 3.0962 | 3.4273 | 2.5213 | 4.6325 | 5.4742 | 3.4273 | -9.68 | 0 | 2.4043e-05
8620 | 0.00032267 | 0.00018036 | 1.9048 | 3.0958 | 3.4273 | 2.5072 | 4.6314 | 5.4742 | 3.4273 | -9.96 | 0 | 2.168e-05
8621 | 0.00032267 | 0.00017917 | 1.8897 | 3.0953 | 3.4273 | 2.4794 | 4.6303 | 5.4742 | 3.4273 | -10.52 | 0 | 1.8904e-05
8622 | 0.00032267 | 0.00018029 | 1.894 | 3.0949 | 3.4273 | 2.4873 | 4.6292 | 5.4742 | 3.4273 | -10.36 | 0 | 2.8415e-05
8623 | 0.00032267 | 0.00018046 | 1.9213 | 3.0945 | 3.4273 | 2.5377 | 4.6283 | 5.4742 | 3.4273 | -9.36 | 0 | 0.00050845
8624 | 0.00032267 | 0.00018035 | 1.8838 | 3.0941 | 3.4273 | 2.4687 | 4.6274 | 5.4742 | 3.4273 | -10.74 | 0.01 | 0.00048305
8625 | 0.00032267 | 0.00018074 | 1.9369 | 3.0937 | 3.4273 | 2.5668 | 4.6265 | 5.4742 | 3.4273 | -8.8 | 0.069444 | 0.00014278
8626 | 0.00032267 | 0.0001806 | 2.0203 | 3.0933 | 3.4273 | 2.7254 | 4.6256 | 5.4742 | 3.4273 | -5.96 | 0.14126 | 0.00012624
8627 | 0.00032267 | 0.00018042 | 2.0783 | 3.0929 | 3.4273 | 2.8391 | 4.6246 | 5.4742 | 3.4273 | -4.12 | 0.18778 | 0.00012748
8628 | 0.00032267 | 0.00018053 | 2.1262 | 3.0925 | 3.4273 | 2.9351 | 4.6235 | 5.4742 | 3.4273 | -2.6765 | 0.21111 | 9.3692e-05
8629 | 0.00032267 | 0.00018019 | 2.1936 | 3.092 | 3.4273 | 3.0739 | 4.6224 | 5.4742 | 3.4273 | -0.74923 | 0.16833 | 9.2274e-05
8630 | 0.00032267 | 0.00018057 | 2.2063 | 3.0915 | 3.4273 | 3.1005 | 4.6213 | 5.4742 | 3.4273 | -0.4 | 0.092222 | 8.4181e-05
8631 | 0.00032267 | 0.00018015 | 2.1767 | 3.0911 | 3.4273 | 3.0388 | 4.6202 | 5.4742 | 3.4273 | -1.22 | 0.021111 | 0.00029437
8632 | 0.00032267 | 0.00018043 | 2.1302 | 3.0907 | 3.4273 | 2.9434 | 4.6193 | 5.4742 | 3.4273 | -2.5565 | 0 | 0.00029189
8633 | 0.00032267 | 0.00018058 | 2.0857 | 3.0905 | 3.4273 | 2.8539 | 4.6188 | 5.4742 | 3.4273 | -3.8915 | 0 | 4.5605e-05
8634 | 0.00032267 | 0.00018055 | 2.0783 | 3.0903 | 3.4273 | 2.8391 | 4.6183 | 5.4742 | 3.4273 | -4.12 | 0 | 5.0627e-05
8635 | 0.00032267 | 0.00017812 | 2.0578 | 3.0901 | 3.4273 | 2.7985 | 4.6179 | 5.4742 | 3.4273 | -4.76 | 0 | 4.9622e-05
8636 | 0.00032267 | 0.00018115 | 2.0106 | 3.0901 | 3.4273 | 2.7066 | 4.6179 | 5.4742 | 3.4273 | -6.28 | 0 | 0.00015903
8637 | 0.00032267 | 0.00018103 | 2.0295 | 3.0901 | 3.4273 | 2.7433 | 4.6179 | 5.4742 | 3.4273 | -5.66 | 0 | 0.00017291
8638 | 0.00032267 | 0.00018088 | 1.9955 | 3.0901 | 3.4273 | 2.6776 | 4.6179 | 5.4742 | 3.4273 | -6.78 | 0 | 0.00017616
8639 | 0.00032267 | 0.00018076 | 1.969 | 3.0902 | 3.4273 | 2.6271 | 4.6181 | 5.4742 | 3.4273 | -7.68 | 0 | 2.4929e-05
8640 | 0.00032267 | 0.00018096 | 1.9854 | 3.0902 | 3.4273 | 2.6583 | 4.618 | 5.4742 | 3.4273 | -7.12 | 0 | 1.3114e-05
8641 | 0.00032267 | 0.00018089 | 2.0246 | 3.0901 | 3.4273 | 2.7337 | 4.618 | 5.4742 | 3.4273 | -5.82 | 0 | 1.0456e-05
8642 | 0.00032267 | 0.00017947 | 2.0246 | 3.0902 | 3.4273 | 2.7337 | 4.618 | 5.4742 | 3.4273 | -5.82 | 0 | 1.276e-05
8643 | 0.00032267 | 0.00018066 | 2.0015 | 3.0902 | 3.4273 | 2.6891 | 4.6181 | 5.4742 | 3.4273 | -6.58 | 0 | 5.7302e-06
8644 | 0.00032267 | 0.00017969 | 1.9701 | 3.0903 | 3.4273 | 2.6293 | 4.6184 | 5.4742 | 3.4273 | -7.64 | 0 | 1.1401e-05
8645 | 0.00032267 | 0.00017984 | 1.9603 | 3.0904 | 3.4273 | 2.6107 | 4.6186 | 5.4742 | 3.4273 | -7.98 | 0 | 1.2169e-05
8646 | 0.00032267 | 0.00017979 | 2.0045 | 3.0903 | 3.4273 | 2.6949 | 4.6185 | 5.4742 | 3.4273 | -6.48 | 0 | 1.0043e-05
8647 | 0.00032267 | 0.00018047 | 2.0552 | 3.0903 | 3.4273 | 2.7935 | 4.6184 | 5.4742 | 3.4273 | -4.84 | 0 | 0.00051152
8648 | 0.00032267 | 0.0001804 | 2.1014 | 3.0903 | 3.4273 | 2.8853 | 4.6183 | 5.4742 | 3.4273 | -3.4134 | 0.01 | 0.00012299
8649 | 0.00032267 | 0.00018062 | 2.1228 | 3.0903 | 3.4273 | 2.9282 | 4.6183 | 5.4742 | 3.4273 | -2.7765 | 0.044444 | 9.4696e-05
8650 | 0.00032267 | 0.00018067 | 2.1668 | 3.0902 | 3.4273 | 3.0183 | 4.6181 | 5.4742 | 3.4273 | -1.5 | 0.065 | 0.00012293
8651 | 0.00032267 | 0.00018081 | 2.2173 | 3.0899 | 3.4273 | 3.1237 | 4.6174 | 5.4742 | 3.4273 | -0.1 | 0.056111 | 0.00011898
8652 | 0.00030848 | 0.00017615 | 2.2421 | 3.0896 | 3.4273 | 3.1763 | 4.6166 | 5.4742 | 3.4273 | 0.56448 | 0.051667 | 0.00023163
8653 | 0.00028763 | 0.00017027 | 2.2795 | 3.0892 | 3.4273 | 3.2569 | 4.6157 | 5.4742 | 3.4273 | 1.54 | 0.044444 | 0.00012589
8654 | 0.00027225 | 0.00016513 | 2.3079 | 3.0888 | 3.4273 | 3.319 | 4.6147 | 5.4742 | 3.4273 | 2.26 | 0.023333 | 0.00012518
8655 | 0.00026455 | 0.00016266 | 2.3224 | 3.0884 | 3.4273 | 3.351 | 4.6138 | 5.4742 | 3.4273 | 2.62 | 0.0055556 | 0.00013221
8656 | 0.0002543 | 0.00015967 | 2.342 | 3.088 | 3.4273 | 3.3946 | 4.6128 | 5.4742 | 3.4273 | 3.1 | 0 | 8.2645e-05
8657 | 0.00024489 | 0.00015725 | 2.3603 | 3.0875 | 3.4273 | 3.4355 | 4.6118 | 5.4742 | 3.4273 | 3.54 | 0 | 7.9041e-05
8658 | 0.00024618 | 0.00015788 | 2.3577 | 3.0871 | 3.4273 | 3.4299 | 4.6108 | 5.4742 | 3.4273 | 3.48 | 0 | 0.00025585
8659 | 0.00024874 | 0.00015854 | 2.3528 | 3.0868 | 3.4273 | 3.4187 | 4.6101 | 5.4742 | 3.4273 | 3.36 | 0 | 0.00023287
8660 | 0.00025558 | 0.00016103 | 2.3395 | 3.0865 | 3.4273 | 3.3891 | 4.6094 | 5.4742 | 3.4273 | 3.04 | 0 | 0.00023281
8661 | 0.00026113 | 0.00016267 | 2.3289 | 3.0862 | 3.4273 | 3.3654 | 4.6087 | 5.4742 | 3.4273 | 2.78 | 0 | 0.00023529
8662 | 0.00027737 | 0.00016739 | 2.2984 | 3.0859 | 3.4273 | 3.2981 | 4.6079 | 5.4742 | 3.4273 | 2.02 | 0 | 1.3528e-05
8663 | 0.00032267 | 0.00017773 | 2.2173 | 3.0855 | 3.4273 | 3.1237 | 4.6071 | 5.4742 | 3.4273 | -0.1 | 0 | 1.1992e-05
8664 | 0.00032267 | 0.00017891 | 2.2173 | 3.0852 | 3.4273 | 3.1237 | 4.6062 | 5.4742 | 3.4273 | -0.1 | 0 | 2.2212e-05
8665 | 0.00032267 | 0.00018085 | 2.1556 | 3.0848 | 3.4273 | 2.9952 | 4.6053 | 5.4742 | 3.4273 | -1.82 | 0 | 2.2507e-05
8666 | 0.00032267 | 0.00018101 | 2.1302 | 3.0844 | 3.4273 | 2.9434 | 4.6045 | 5.4742 | 3.4273 | -2.5565 | 0 | 2.044e-05
8667 | 0.00032267 | 0.00018091 | 2.1983 | 3.084 | 3.4273 | 3.0837 | 4.6035 | 5.4742 | 3.4273 | -0.62 | 0 | 2.6761e-05
8668 | 0.00032267 | 0.00017949 | 2.2173 | 3.0836 | 3.4273 | 3.1237 | 4.6024 | 5.4742 | 3.4273 | -0.1 | 0 | 1.8018e-05
8669 | 0.00030644 | 0.00017597 | 2.2457 | 3.0832 | 3.4273 | 3.184 | 4.6015 | 5.4742 | 3.4273 | 0.66 | 0 | 2.2153e-05
8670 | 0.00030644 | 0.00017293 | 2.2457 | 3.0828 | 3.4273 | 3.184 | 4.6005 | 5.4742 | 3.4273 | 0.66 | 0 | 2.3275e-05
8671 | 0.00030344 | 0.00017492 | 2.251 | 3.0823 | 3.4273 | 3.1954 | 4.5995 | 5.4742 | 3.4273 | 0.8 | 0 | 0.00050886
8672 | 0.00031327 | 0.00017787 | 2.2337 | 3.0819 | 3.4273 | 3.1583 | 4.5985 | 5.4742 | 3.4273 | 0.34 | 0.0072222 | 0.0005052
8673 | 0.00032267 | 0.00018041 | 2.2173 | 3.0815 | 3.4273 | 3.1237 | 4.5974 | 5.4742 | 3.4273 | -0.1 | 0.035 | 0.00013179
8674 | 0.00032267 | 0.00017904 | 2.2122 | 3.081 | 3.4273 | 3.1128 | 4.5964 | 5.4742 | 3.4273 | -0.24 | 0.065 | 0.00013989
8675 | 0.00031712 | 0.00017882 | 2.2269 | 3.0805 | 3.4273 | 3.1441 | 4.5951 | 5.4742 | 3.4273 | 0.16 | 0.075 | 0.00012996
8676 | 0.00030839 | 0.00017556 | 2.2422 | 3.08 | 3.4273 | 3.1766 | 4.5939 | 5.4742 | 3.4273 | 0.56836 | 0.075 | 8.6425e-05
8677 | 0.00030344 | 0.00017515 | 2.251 | 3.0795 | 3.4273 | 3.1954 | 4.5927 | 5.4742 | 3.4273 | 0.8 | 0.055 | 9.3573e-05
8678 | 0.00029917 | 0.0001739 | 2.2586 | 3.079 | 3.4273 | 3.2118 | 4.5916 | 5.4742 | 3.4273 | 1 | 0.032778 | 9.5995e-05
8679 | 0.00030302 | 0.00017487 | 2.2518 | 3.0785 | 3.4273 | 3.197 | 4.5904 | 5.4742 | 3.4273 | 0.82 | 0.0072222 | 0.00028468
8680 | 0.00031327 | 0.00017794 | 2.2337 | 3.078 | 3.4273 | 3.1583 | 4.5893 | 5.4742 | 3.4273 | 0.34 | 0 | 0.0003047
8681 | 0.00032267 | 0.00018081 | 2.2173 | 3.0776 | 3.4273 | 3.1237 | 4.5883 | 5.4742 | 3.4273 | -0.1 | 0 | 4.5546e-05
8682 | 0.00032267 | 0.0001808 | 2.2063 | 3.0773 | 3.4273 | 3.1005 | 4.5875 | 5.4742 | 3.4273 | -0.4 | 0 | 4.596e-05
8683 | 0.00032267 | 0.00017994 | 2.2063 | 3.077 | 3.4273 | 3.1005 | 4.5868 | 5.4742 | 3.4273 | -0.4 | 0 | 4.2179e-05
8684 | 0.00032267 | 0.00017921 | 2.2034 | 3.0768 | 3.4273 | 3.0944 | 4.5863 | 5.4742 | 3.4273 | -0.48 | 0 | 0.00018679
8685 | 0.00032267 | 0.00018101 | 2.2034 | 3.0766 | 3.4273 | 3.0944 | 4.586 | 5.4742 | 3.4273 | -0.48 | 0 | 0.00016405
8686 | 0.00032267 | 0.00017707 | 2.2034 | 3.0764 | 3.4273 | 3.0944 | 4.5854 | 5.4742 | 3.4273 | -0.48 | 0 | 0.00017533
8687 | 0.00032267 | 0.00018112 | 2.2173 | 3.0761 | 3.4273 | 3.1237 | 4.5847 | 5.4742 | 3.4273 | -0.1 | 0 | 2.4043e-05
8688 | 0.00031712 | 0.0001771 | 2.2269 | 3.076 | 3.4273 | 3.1441 | 4.5844 | 5.4742 | 3.4273 | 0.16 | 0 | 2.5343e-05
8689 | 0.00030644 | 0.00017633 | 2.2457 | 3.0759 | 3.4273 | 3.184 | 4.5843 | 5.4742 | 3.4273 | 0.66 | 0 | 2.5343e-05
8690 | 0.00030131 | 0.00017382 | 2.2548 | 3.0759 | 3.4273 | 3.2036 | 4.5842 | 5.4742 | 3.4273 | 0.9 | 0 | 2.3452e-05
8691 | 0.00029703 | 0.00017336 | 2.2625 | 3.0757 | 3.4273 | 3.2201 | 4.5839 | 5.4742 | 3.4273 | 1.1 | 0 | 2.3216e-05
8692 | 0.00029447 | 0.00017276 | 2.2671 | 3.0755 | 3.4273 | 3.23 | 4.5834 | 5.4742 | 3.4273 | 1.22 | 0 | 2.2862e-05
8693 | 0.00028208 | 0.00016903 | 2.2897 | 3.0753 | 3.4273 | 3.2791 | 4.5828 | 5.4742 | 3.4273 | 1.8 | 0 | 1.8018e-05
8694 | 0.00027225 | 0.00016533 | 2.3079 | 3.0752 | 3.4273 | 3.319 | 4.5825 | 5.4742 | 3.4273 | 2.26 | 0 | 2.5166e-05
8695 | 0.00026883 | 0.0001643 | 2.3143 | 3.0751 | 3.4273 | 3.3332 | 4.5823 | 5.4742 | 3.4273 | 2.42 | 0 | 0.00049439
8696 | 0.00026455 | 0.00016282 | 2.3224 | 3.075 | 3.4273 | 3.351 | 4.5822 | 5.4742 | 3.4273 | 2.62 | 0.0072222 | 0.00050071
8697 | 0.00025729 | 0.00016125 | 2.3363 | 3.075 | 3.4273 | 3.3817 | 4.5821 | 5.4742 | 3.4273 | 2.96 | 0.030556 | 0.00014024
8698 | 0.00024874 | 0.00015874 | 2.3528 | 3.0749 | 3.4273 | 3.4187 | 4.582 | 5.4742 | 3.4273 | 3.36 | 0.065 | 0.00014272
8699 | 0.00023891 | 0.00015574 | 2.372 | 3.0747 | 3.4273 | 3.4621 | 4.5814 | 5.4742 | 3.4273 | 3.82 | 0.081111 | 0.00012453
8700 | 0.00023421 | 0.0001543 | 2.3813 | 3.0743 | 3.4273 | 3.4833 | 4.5805 | 5.4742 | 3.4273 | 4.04 | 0.075 | 7.3547e-05
8701 | 0.00022652 | 0.00015171 | 2.3968 | 3.0739 | 3.4273 | 3.5185 | 4.5794 | 5.4742 | 3.4273 | 4.4 | 0.051667 | 9.5168e-05
8702 | 0.00022395 | 0.00015116 | 2.4019 | 3.0734 | 3.4273 | 3.5304 | 4.5784 | 5.4742 | 3.4273 | 4.52 | 0.028889 | 9.0679e-05
8703 | 0.00022395 | 0.00015097 | 2.4019 | 3.073 | 3.4273 | 3.5304 | 4.5774 | 5.4742 | 3.4273 | 4.52 | 0.0072222 | 0.00030589
8704 | 0.00022267 | 0.00015061 | 2.4045 | 3.0727 | 3.4273 | 3.5364 | 4.5767 | 5.4742 | 3.4273 | 4.58 | 0 | 0.00029301
8705 | 0.00023891 | 0.00015562 | 2.372 | 3.0725 | 3.4273 | 3.4621 | 4.5762 | 5.4742 | 3.4273 | 3.82 | 0 | 5.1217e-05
8706 | 0.0002543 | 0.00016016 | 2.342 | 3.0723 | 3.4273 | 3.3946 | 4.5757 | 5.4742 | 3.4273 | 3.1 | 0 | 4.9622e-05
8707 | 0.00023592 | 0.00015532 | 2.3779 | 3.072 | 3.4273 | 3.4756 | 4.5751 | 5.4742 | 3.4273 | 3.96 | 0 | 3.7512e-05
8708 | 0.00024618 | 0.00015747 | 2.3577 | 3.0717 | 3.4273 | 3.4299 | 4.5744 | 5.4742 | 3.4273 | 3.48 | 0 | 0.00017019
8709 | 0.00028122 | 0.0001687 | 2.2913 | 3.0714 | 3.4273 | 3.2825 | 4.5736 | 5.4742 | 3.4273 | 1.84 | 0 | 0.00017137
8710 | 0.00030302 | 0.00017161 | 2.2518 | 3.0712 | 3.4273 | 3.197 | 4.5731 | 5.4742 | 3.4273 | 0.82 | 0 | 0.00017326
8711 | 0.00032267 | 0.00018126 | 2.2063 | 3.0709 | 3.4273 | 3.1005 | 4.5725 | 5.4742 | 3.4273 | -0.4 | 0 | 3.1368e-05
8712 | 0.00031712 | 0.0001779 | 2.2269 | 3.0706 | 3.4273 | 3.1441 | 4.5717 | 5.4742 | 3.4273 | 0.16 | 0 | 1.4532e-05
8713 | 0.00032267 | 0.00018125 | 2.2173 | 3.0703 | 3.4273 | 3.1237 | 4.5711 | 5.4742 | 3.4273 | -0.1 | 0 | 1.0751e-05
8714 | 0.00032267 | 0.00017948 | 2.1725 | 3.0701 | 3.4273 | 3.03 | 4.5705 | 5.4742 | 3.4273 | -1.34 | 0 | 1.3646e-05
8715 | 0.00032267 | 0.00018088 | 2.1309 | 3.0698 | 3.4273 | 2.9448 | 4.5699 | 5.4742 | 3.4273 | -2.5365 | 0 | 1.3941e-05
8716 | 0.00032267 | 0.00018111 | 2.1127 | 3.0696 | 3.4273 | 2.9078 | 4.5694 | 5.4742 | 3.4273 | -3.0765 | 0 | 1.3528e-05
8717 | 0.00032267 | 0.00018039 | 2.1358 | 3.0693 | 3.4273 | 2.9547 | 4.5687 | 5.4742 | 3.4273 | -2.3934 | 0 | 1.3233e-05
8718 | 0.00032267 | 0.00018107 | 2.1093 | 3.069 | 3.4273 | 2.9011 | 4.568 | 5.4742 | 3.4273 | -3.1765 | 0 | 7.7978e-06
8719 | 0.00032267 | 0.00018051 | 2.0673 | 3.0687 | 3.4273 | 2.8174 | 4.5674 | 5.4742 | 3.4273 | -4.46 | 0 | 0.00055908
8720 | 0.00032267 | 0.00018091 | 2.0915 | 3.0684 | 3.4273 | 2.8654 | 4.5666 | 5.4742 | 3.4273 | -3.7154 | 0.023333 | 0.00012606
8721 | 0.00032267 | 0.00018079 | 2.1309 | 3.0681 | 3.4273 | 2.9448 | 4.5659 | 5.4742 | 3.4273 | -2.5365 | 0.10333 | 9.8713e-05
8722 | 0.00031327 | 0.0001783 | 2.2337 | 3.0678 | 3.4273 | 3.1583 | 4.5651 | 5.4742 | 3.4273 | 0.34 | 0.18278 | 0.00012701
8723 | 0.00028763 | 0.00017062 | 2.2795 | 3.0674 | 3.4273 | 3.2569 | 4.5641 | 5.4742 | 3.4273 | 1.54 | 0.22056 | 0.00011685
8724 | 0.00027225 | 0.00016601 | 2.3079 | 3.0668 | 3.4273 | 3.319 | 4.5629 | 5.4742 | 3.4273 | 2.26 | 0.22278 | 0.0002402
8725 | 0.00026669 | 0.00016349 | 2.3184 | 3.0663 | 3.4273 | 3.342 | 4.5615 | 5.4742 | 3.4273 | 2.52 | 0.18 | 0.00012583
8726 | 0.00027225 | 0.00016578 | 2.3079 | 3.0657 | 3.4273 | 3.319 | 4.5602 | 5.4742 | 3.4273 | 2.26 | 0.10333 | 0.00012837
8727 | 0.00030131 | 0.00017392 | 2.2548 | 3.0651 | 3.4273 | 3.2036 | 4.5589 | 5.4742 | 3.4273 | 0.9 | 0.023333 | 0.00012512
8728 | 0.00032267 | 0.00018024 | 2.1452 | 3.0647 | 3.4273 | 2.9739 | 4.5577 | 5.4742 | 3.4273 | -2.12 | 0 | 8.3058e-05
8729 | 0.00032267 | 0.00018068 | 2.1234 | 3.0643 | 3.4273 | 2.9296 | 4.5569 | 5.4742 | 3.4273 | -2.7565 | 0 | 6.569e-05
8730 | 0.00032267 | 0.00018071 | 2.1221 | 3.0639 | 3.4273 | 2.9269 | 4.556 | 5.4742 | 3.4273 | -2.7965 | 0 | 0.00025319
8731 | 0.00032267 | 0.00018139 | 2.0946 | 3.0636 | 3.4273 | 2.8716 | 4.5554 | 5.4742 | 3.4273 | -3.62 | 0 | 0.00023777
8732 | 0.00032267 | 0.00017906 | 2.0817 | 3.0633 | 3.4273 | 2.8458 | 4.5546 | 5.4742 | 3.4273 | -4.0161 | 0 | 0.00023228
8733 | 0.00032267 | 0.00018019 | 2.0731 | 3.063 | 3.4273 | 2.8288 | 4.5539 | 5.4742 | 3.4273 | -4.28 | 0 | 0.00023317
8734 | 0.00032267 | 0.00018067 | 2.0514 | 3.0628 | 3.4273 | 2.786 | 4.5533 | 5.4742 | 3.4273 | -4.96 | 0 | 1.5477e-05
8735 | 0.00032267 | 0.00018087 | 2.0558 | 3.0625 | 3.4273 | 2.7947 | 4.5526 | 5.4742 | 3.4273 | -4.82 | 0 | 1.0988e-05
8736 | 0.00032267 | 0.00018124 | 2.1358 | 3.0621 | 3.4273 | 2.9547 | 4.5518 | 5.4742 | 3.4273 | -2.3934 | 0 | 1.6541e-05
8737 | 0.00032267 | 0.00018121 | 2.1983 | 3.0618 | 3.4273 | 3.0837 | 4.5511 | 5.4742 | 3.4273 | -0.62 | 0 | 1.3705e-05
8738 | 0.00032225 | 0.00017946 | 2.218 | 3.0616 | 3.4273 | 3.1252 | 4.5505 | 5.4742 | 3.4273 | -0.08 | 0 | 8.9793e-06
8739 | 0.00032225 | 0.0001808 | 2.218 | 3.0613 | 3.4273 | 3.1252 | 4.5498 | 5.4742 | 3.4273 | -0.08 | 0 | 9.57e-06
8740 | 0.00029703 | 0.0001732 | 2.2625 | 3.061 | 3.4273 | 3.2201 | 4.5492 | 5.4742 | 3.4273 | 1.1 | 0 | 1.3469e-05
8741 | 0.00029233 | 0.00017213 | 2.271 | 3.0607 | 3.4273 | 3.2384 | 4.5485 | 5.4742 | 3.4273 | 1.32 | 0 | 9.4519e-06
8742 | 0.00028934 | 0.00017134 | 2.2764 | 3.0604 | 3.4273 | 3.2501 | 4.5478 | 5.4742 | 3.4273 | 1.46 | 0 | 1.0929e-05
8743 | 0.00028549 | 0.00016987 | 2.2834 | 3.0601 | 3.4273 | 3.2654 | 4.547 | 5.4742 | 3.4273 | 1.64 | 0 | 0.00051247
8744 | 0.00027225 | 0.00016591 | 2.3079 | 3.0598 | 3.4273 | 3.319 | 4.5463 | 5.4742 | 3.4273 | 2.26 | 0.0072222 | 0.0001286
8745 | 0.00025729 | 0.0001607 | 2.3363 | 3.0595 | 3.4273 | 3.3817 | 4.5456 | 5.4742 | 3.4273 | 2.96 | 0.030556 | 7.1716e-05
8746 | 0.00025259 | 0.00016021 | 2.3453 | 3.0591 | 3.4273 | 3.402 | 4.5447 | 5.4742 | 3.4273 | 3.18 | 0.032778 | 0.00011791
8747 | 0.00024618 | 0.00015805 | 2.3577 | 3.0586 | 3.4273 | 3.4299 | 4.5435 | 5.4742 | 3.4273 | 3.48 | 0.042222 | 0.0001201
8748 | 0.00023421 | 0.00015472 | 2.3813 | 3.058 | 3.4273 | 3.4833 | 4.5421 | 5.4742 | 3.4273 | 4.04 | 0.030556 | 0.00023588
8749 | 0.0002325 | 0.00015327 | 2.3848 | 3.0572 | 3.4273 | 3.4911 | 4.5402 | 5.4742 | 3.4273 | 4.12 | 0.035 | 0.00012476
8750 | 0.00022652 | 0.00015239 | 2.3968 | 3.0564 | 3.4273 | 3.5185 | 4.5384 | 5.4742 | 3.4273 | 4.4 | 0.023333 | 0.00011141
8751 | 0.00022395 | 0.00015151 | 2.4019 | 3.0556 | 3.4273 | 3.5304 | 4.5364 | 5.4742 | 3.4273 | 4.52 | 0.01 | 0.0001299
8752 | 0.00022267 | 0.00015103 | 2.4045 | 3.0549 | 3.4273 | 3.5364 | 4.5348 | 5.4742 | 3.4273 | 4.58 | 0 | 8.5067e-05
8753 | 0.00021968 | 0.00014961 | 2.4106 | 3.0544 | 3.4273 | 3.5505 | 4.5336 | 5.4742 | 3.4273 | 4.72 | 0 | 6.699e-05
8754 | 0.00022267 | 0.00015124 | 2.4045 | 3.0539 | 3.4273 | 3.5364 | 4.5324 | 5.4742 | 3.4273 | 4.58 | 0 | 0.00024451
8755 | 0.00021839 | 0.00014874 | 2.4133 | 3.0534 | 3.4273 | 3.5565 | 4.5314 | 5.4742 | 3.4273 | 4.78 | 0 | 0.00023063
8756 | 0.00021839 | 0.00015024 | 2.4133 | 3.0531 | 3.4273 | 3.5565 | 4.5307 | 5.4742 | 3.4273 | 4.78 | 0 | 0.00026229
8757 | 0.00021968 | 0.00014942 | 2.4106 | 3.0528 | 3.4273 | 3.5505 | 4.5299 | 5.4742 | 3.4273 | 4.72 | 0 | 0.00024268
8758 | 0.00022267 | 0.0001506 | 2.4045 | 3.0525 | 3.4273 | 3.5364 | 4.5293 | 5.4742 | 3.4273 | 4.58 | 0 | 1.087e-05
8759 | 0.00022822 | 0.00015292 | 2.3933 | 3.0522 | 3.4273 | 3.5107 | 4.5285 | 5.4742 | 3.4273 | 4.32 | 0 | 1.0338e-05
8760 | 0.00019061 | 0.00014183 | 3.0893 | 3.0519 | 3.4273 | 4.616 | 4.5278 | 5.4742 | 3.4273 | 6.08 | 0 | 0

## storages
label | active | bus | capacity inflow | capacity outflow | variable input costs | variable output costs | efficiency inflow | efficiency outflow | nominal capacity | loss rate | initial storage level | min storage level | max storage level | invest | ep_costs | max capacity | min capacity
Storage_th | 0 | b_th_HT | 1000 | 1000 | 0 | 0 | 1 | 1 |  | 0.01 | 0 | 0 | 1 | 1 | 1.18 |  | 0
Storage_th | 0 | b_th_LT | 1000 | 1000 | 0 | 0 | 1 | 1 |  | 0.01 | 0 | 0 | 1 | 1 | 1.18 |  | 0
Storage_th | 1 | b_th_HT | 1000 | 1000 | 0 | 0 | 1 | 1 |  | 0.01 | 0 | 0 | 1 | 1 | 1.18 | 8000 | 0

## meta
Key | Value
Project Name | Project_260806
Project Location | hannover
Legacy Fallback Climate Zone | Zone 1
Legacy Fallback Representative City | Hamburg
System Type | District heating (centralized)
Building Count | 33
Route Length (rm) | 234.5634
average pipe dimension (DN) | 219.8772
unit cost pipe (€/m/year) | 72.144
linear heat density (MWh/rm·a) | 25.2273
Total Space Heating Demand (kWh/a) | 5917403.1498
Total DHW Demand (kWh/a) | 866792.6075
DWD Weather Station | Hannover
DWD Station ID | 02014
DWD Weather Year | 2025
Design Outdoor Temperature (C) | -7.825
Ground Boundary Temperature (C) | 11.3976
COP Method | DWD source temperatures with 50% Carnot quality grade; HT 60 C, NT 40 C; ASHP COP x 0.80 below 5 C for defrosting
DWD Complete Years Available | 77
DWD Profile Years Used | 2021, 2022, 2023, 2024, 2025
DWD Temperature Profile Method | mean of sorted annual temperature profiles mapped to the rank chronology of reference year 2025
DWD Solar Station | Braunschweig
DWD Solar Station ID | 00662
DWD Solar Weather Year | 2025
DWD Solar Profile Years Used | 2020, 2021, 2022, 2024, 2025
DWD Solar Profile Method | mean of sorted annual global-radiation profiles mapped to the rank chronology of reference year 2025; FG_LBERG converted from J/cm2 to kWh/m2 without fixed annual normalization
PV Irradiation Profile Sum (kWh/m2) | 1128.7797
PV Electrical Yield at 20% (kWh/m2) | 225.7559
DWD Solar Station Latitude | 52.2915
DWD Solar Station Longitude | 10.4464
DWD Solar Station Distance (km) | 48.9737
Maximum PV Roof Area (m2) | 2000
Maximum PV Collector Area (m2) | 2000
Maximum PV Peak Capacity (kWp) | 380.2222
PV Roof Peak Potential (kWp) | 380.2222
PV Enabled | True
PV Roof Area Basis | 40% of included building footprint/ground area
PV Peak Power Density (kWp/m2) | 0.19011
PV Peak Method | maximum local hourly DWD irradiation x 20% efficiency
PV Electrical Efficiency | 0.2
Ground Temperature Depth (cm) | 100
Ground Temperature Method | DWD mean observed soil temperature at 100 cm from Hannover (latest 20-year period)
DWD Soil Station | Hannover
DWD Soil Station ID | 02014
DWD Soil Station Distance (km) | 10.8119
use_building_data | True
use_route_length | True
use_total_demand | True
demand_source_scenario
Winter Simultaneity Factor | 0.83735
Applied Peak Factor | 0.83735
Estimated Space Heating Peak Load (kW) | 1909.3488
Sum Individual Building Peaks (kW) | 2280.2161
Peak Load Source | sum of final building design peaks
Space Heating Peak Load (kW) | 1909.3488
Peak Load User Edited | False
Profile Adjustment Input | building count
SH Profile Method | DWD degree-hour fallback (BDEW generation failed: NDFrame.mask() takes from 2 to 3 positional arguments but 4 were given); constrained by annual energy and coincident peak
BDEW Building Mix
Loss Profile Method | 70% template seasonal pattern + 30% adjusted SH load pattern
Maximum PV Radiation Input Capacity (kW) | 1901.1111
Selected PV Renewable | PV_100
Selected PV Transformer | PV_plant_100
Active PV Renewable | PV_100
Active PV Transformer | PV_plant_100
Selected PV Feed-in Transformer | z_PV_Einspeisung
Active PV Feed-in Transformer | z_PV_Einspeisung
PV Profile Source | DWD project solar profile
PV Feed-in Tariff (EUR/kWh) | 0.067