## INFO
Beschreibung
buses | label | active | excess | shortage | shortage costs | excess costs
Defines thermal or electrical buses used in the energy syetem | Name of the component | (0,1) whether the component is active | (0,1) whether excess is allowed | (0,1) whether shortage is allowed | cost per unit flow shortage | cost per unit flow excess
|  |  | if set (=1), additional sink is created | if set (=1), additional source is created
sources | label | active | to | variable costs | emission_factor | annual_max | waste_heat
Defines the non-renewable energy sources such as fuels, | Name of the component | (0,1) whether the component is active | output bus | cost per unit flow in €/kWh Brennwert | CO2-Emission in kg/kWh Brennwert | maximum total amount in the year | (0,1) whether waste heat
electricity grids, etc. | [5 empty] | in kWh | is used as energy source
renewables | label | active | to | invest | ep_costs | capacity | emission_factor
Defines renewable energy sources | Name of the component | (0,1) whether the component is active | output bus | (0,1) whether investment cost optimization | specific annuity cost per installed | installed capacity of the component | CO2-Emission in kg/kWh Brennwert
|  |  |  | of the component is desired | capacity in Euro/(Jahr*kW) | if investmode is NOT selected
demand | label | active | from | nominal value
Defines total heat or electricity demand | Name of the component | (0,1) whether the component is active | input bus | total demand in kWh
transformers | label | active | n_inputs | n_outputs | from | to 1 | efficiency 1 | capacity 1 | variable efficiency | variable input costs | invest | ep_costs | minimum | maximum | offset
Defines general transformers with 1 input and 1 output | Name of the component | (0,1) whether the component is active | number of input buses | number of output buses | input bus | output bus | conversionfactor for conversion | installed capacity of the component |  | cost per unit flow in €/kWh | (0,1) whether investment cost optimization | specific annuity cost per installed | invest border for minimum | invest border for maximum | existing capacity of component
[7 empty] | of input to output | if investmode is NOT selceted, in kW |  |  | of the component is desired | capacity in €/(Jahr*kW) | installed capacity in kW | installed capacity in kW | at start of project horizon in kW
chp | label | active | n_inputs | n_outputs | from | to 1 | to 2 | efficiency 1 | efficiency 2 | capacity 1 | capacity 2 | variable efficiency | variable input costs | invest | ep_costs | minimum | maximum | offset
Defines the CHP-plants | Name of the component | (0,1) whether the component is active | number of input buses | number of output buses | input bus | output bus | output bus | conversionfactor for conversion | conversionfactor for conversion | installed capacity of the component | installed capacity of the component |  | cost per unit flow in €/kWh | (0,1) whether investment cost optimization | specific annuity cost per installed | invest border for minimum | invest border for maximum | existing capacity of component
[7 empty] | of input to output 1 | of input to output 2 | if investmode is NOT selceted, in kW | if investmode is NOT selceted, in kW | if investmode is NOT selceted, in kW |  |  | of the component is desired | capacity in €/(Jahr*kW) | installed capacity in kW | installed capacity in kW | at start of project horizon in kW
hp | label | active | n_inputs | n_outputs | from | from_2 | to 1 | efficiency 1 | capacity 1 | variable efficiency | variable input costs | invest | ep_costs | minimum | maximum | offset
Defines the simplified heat pump transformers | Name of the component | (0,1) whether the component is active | number of input buses | number of output buses | input bus | input bus | output bus | conversionfactor for conversion | installed capacity of the component |  | cost per unit flow in €/kWh | (0,1) whether investment cost optimization | specific annuity cost per installed | invest border for minimum | invest border for maximum | existing capacity of component
[8 empty] | of input 1 to output | if investmode is NOT selceted, in kW |  |  | of the component is desired | capacity in Euro/(Jahr*kW) | installed capacity in kW | installed capacity in kW | at start of project horizon in kW
feed_in_trafo | label | active | n_inputs | n_outputs | from | to 1 | efficiency 1 | capacity 1 | variable efficiency | variable input costs | invest | ep_costs | minimum | maximum | offset | emission_factor | runtime_limit
Defines components for calculating cost savings and CO2 | Name of the component | (0,1) whether the component is active | number of input buses | number of output buses | input bus | output bus | conversionfactor for conversion | installed capacity of the component |  | cost per unit flow in €/kWh | (0,1) whether investment cost optimization | specific annuity cost per installed | invest border for minimum | invest border for maximum | existing capacity of component | CO2-Emission in kg/kWh | (0,1) whether maximum runtime
reduction by feeding self-generated electricity into the grid | [6 empty] | of input to output | if investmode is NOT selceted, in kW |  |  | of the component is desired | capacity in €/(Jahr*kW) | installed capacity in kW | installed capacity in kW | at start of project horizon in kW |  | per year is limited, e.g. funding
time of chp plants
time_series | Last.fix | PV.fix | WP.fix
Defines time dependent inputs | normalized heat or el. | specific PV yield in kW/m2 | COP values of the heat pumps
demand for one year
storages
Defines thermal or electrical storages

## buses
label | active | excess | shortage | shortage costs | excess costs
b_th_HT | 1 | 1 | 1 | 1e+20 | 1e+20
b_th_LT | 1 | 1 | 1 | 1e+20 | 1e+20
b_el | 1 | 1 | 1 | 1e+20 | 1e+20
b_s_LPM | 1 | 1 | 1 | 1e+20 | 1e+20
b_s_BM_W | 1 | 1 | 1 | 1e+20 | 1e+20
b_s_BM_P | 1 | 1 | 1 | 1e+20 | 1e+20
b_s_BG | 1 | 1 | 1 | 1e+20 | 1e+20
b_s_NG | 1 | 1 | 1 | 1e+20 | 1e+20
b_s_DHS | 1 | 1 | 1 | 1e+20 | 1e+20
b_s_GS_C | 1 | 1 | 1 | 1e+20 | 1e+20
b_s_GS_B | 1 | 1 | 1 | 1e+20 | 1e+20
b_s_WW | 1 | 1 | 1 | 1e+20 | 1e+20
b_pipe_1 | 1 | 1 | 1 | 1e+20 | 1e+20
b_pipe_2 | 1 | 1 | 1 | 1e+20 | 1e+20

## sources
label | active | variable costs | emission factor | nominal value | full load time | annual max | to
el | 1 | 0.20616 | 0.34 | 10000000000 | 8760 |  | b_el
LPM | 1 | 0.01725 | 0.026 | 10000000000 | 8760 |  | b_s_LPM
BM_W | 1 | 0.03215 | 0.026 | 10000000000 | 8760 |  | b_s_BM_W
BM_P | 1 | 0.08 | 0.029 | 10000000000 | 8760 |  | b_s_BM_P
BG | 1 | 0.08 | 0.12 | 10000000000 | 8760 |  | b_s_BG
NG | 1 | 0.07301 | 0.24 | 10000000000 | 8760 |  | b_s_NG
DHS | 1 | 0.0774 | 0.28 | 10000000000 | 8760 |  | b_s_DHS
GS_C | 1 | 0 | 0 | 10000000000 | 1 | 10000000000 | b_s_GS_C
GS_B | 1 | 0 | 0 | 10000000000 | 8760 |  | b_s_GS_B
WW | 1 | 0 | 0 | 10000000000 | 8760 |  | b_s_WW

## renewables
label | type | active | to | invest | ep_costs | capacity | emission_factor | maximum
PV_50 | PV | 0 | b_el_PV | 1 | 17.6168 | 1 | 0
PV_100 | PV | 0 | b_el_PV | 1 | 16.3512 | 1 | 0
PV_750 | PV | 0 | b_el_PV | 1 | 13.3202 | 1 | 0
PV_1000 | PV | 0 | b_el_PV | 1 | 12.9554 | 1 | 0 | 6100

## demand
label | active | from | nominal value | Demand in MWh/a | Demand in GWh/a
Last_SH | 1 | b_th_HT | 1681065.0373 | 1681.065 | 1.6811
Last_DHW | 1 | b_th_HT | 243007.1415 | 243.0071 | 0.24301
Loss | 1 | b_th_HT | 96203.6089 | 96.2036 | 0.096204

## transformers
label | active | RKW | WP | Anlage | n_inputs | n_outputs | from | to | efficiency | capacity | full_load_t | variable efficiency | variable input costs | invest | ep_costs | minimum | maximum | offset | renewable_share | BM | nonconvex
B_NG_100_X | 0 | - | no | - | 1 | 1 |  | b_th_HT | 0.97 | 1 | 8760 |  | 0 | 1 | 30.1 | 0 | 800 | 0 |  |  | False
B_NG_1000_X | 0 | - | no | - | 1 | 1 |  | b_th_HT | 0.97 | 1 | 8760 |  | 0 | 1 | 7.68 | 800 | 100000 | 0 |  |  | True
B_BG_100_X | 0 | - | no | - | 1 | 1 |  | b_th_HT | 0.97 | 1 | 8760 |  | 0 | 1 | 20.36 | 0 | 800 | 0 |  |  | False
B_BG_1000_X | 0 | - | no | - | 1 | 1 |  | b_th_HT | 0.97 | 1 | 8760 |  | 0 | 1 | 5.27 | 800 | 100000 | 0 |  |  | True
B_BM_500_X | 0 | - | no | - | 1 | 1 |  | b_th_HT | 0.85 | 1 | 8760 |  | 0 | 1 | 48.39 | 0 | 800 | 0 |  |  | False
B_BM_1000_X | 0 | - | no | - | 1 | 1 |  | b_th_HT | 0.85 | 1 | 8760 |  | 0 | 1 | 44.95 | 800 | 100000 | 0 |  |  | True
P2H_100_X | 0 | - | no | - | 1 | 1 | b_el | b_th_HT | 0.99 | 1 | 8760 |  | 0 | 1 | 18.05 | 0 | 400 | 0 |  |  | False
P2H_500_X | 0 | - | no | - | 1 | 1 | b_el | b_th_HT | 0.99 | 1 | 8760 |  | 0 | 1 | 7.55 | 400 | 100000 | 0 |  |  | True
DHS_X | 0 | - | no | - | 1 | 1 | b_s_DHS | b_th_HT | 0.99 | 1 | 8760 |  | 0 | 1 | 10 | 0 | 100000 | 0 |  |  | False
z_pipe_X | 0 | - | no | - | 1 | 1 | b_pipe_1 | b_pipe_2 | 1 | 1 | 8760 |  | 0 | 1 |  |  |  | 0 |  |  | False
z_HT_LT | 1 | - | no | - | 1 | 1 | b_th_HT | b_th_LT | 1 | 10000000000 | 8760 |  | 0 | 0 | [6 empty] | False
z_pipe_X | 1 | - | no | - | 1 | 1 | b_pipe_1 | b_pipe_2 | 1 | 1 | 8760 |  | 0 | 1 | 51.3474 | 2014.5557 | 2014.5557 | 0 |  |  | False
P2H_100 | 1 | - | no | - | 1 | 1 | b_el | b_th_HT | 0.99 | 1 | 8760 |  | 0 | 1 | 18.05 | 0 | 400 | 0 |  |  | False
P2H_500 | 1 | - | no | - | 1 | 1 | b_el | b_th_HT | 0.99 | 1 | 8760 |  | 0 | 1 | 7.55 | 400 | 100000 | 0 |  |  | True
B_BM_500_W | 1 | - | no | - | 1 | 1 | b_s_BM_W | b_th_HT | 0.85 | 1 | 8760 |  | 0 | 1 | 48.39 | 0 | 800 | 0 |  |  | False
B_BM_1000_W | 1 | - | no | - | 1 | 1 | b_s_BM_W | b_th_HT | 0.85 | 1 | 8760 |  | 0 | 1 | 44.95 | 800 | 100000 | 0 |  |  | True
B_BG_100 | 1 | - | no | - | 1 | 1 | b_s_BG | b_th_HT | 0.97 | 1 | 8760 |  | 0 | 1 | 20.36 | 0 | 800 | 0 |  |  | False
B_BG_1000 | 1 | - | no | - | 1 | 1 | b_s_BG | b_th_HT | 0.97 | 1 | 8760 |  | 0 | 1 | 5.27 | 800 | 100000 | 0 |  |  | True

## chp
label | active | n_inputs | n_outputs | from | to 1 | to 2 | efficiency 1 | efficiency 2 | variable efficiency | variable input costs | invest | ep_costs | existing | minimum | maximum | offset | renewable_share | nonconvex
CHP_NG_10_X | 0 | 1 | 2 |  | b_th_HT | b_el | 0.55 | 0.35 |  | 0 | 1 | 351.77 | 0 | 0 | 20 | 0 | 0 | False
CHP_NG_25_X | 0 | 1 | 2 |  | b_th_HT | b_el | 0.54 | 0.36 |  | 0 | 1 | 253.58 | 0 | 20 | 40 | 0 | 0 | True
CHP_NG_50_X | 0 | 1 | 2 |  | b_th_HT | b_el | 0.53 | 0.37 |  | 0 | 1 | 203.37 | 0 | 40 | 80 | 0 | 0 | True
CHP_NG_100_X | 0 | 1 | 2 |  | b_th_HT | b_el | 0.52 | 0.36 |  | 0 | 1 | 163.76 | 0 | 80 | 400 | 0 | 0 | True
CHP_NG_500_X | 0 | 1 | 2 |  | b_th_HT | b_el | 0.47 | 0.4 |  | 0 | 1 | 119.15 | 0 | 400 | 800 | 0 | 0 | True
CHP_NG_1000_X | 0 | 1 | 2 |  | b_th_HT | b_el | 0.45 | 0.42 |  | 0 | 1 | 98.53 | 0 | 800 | 100000 | 0 | 0 | True
CHP_BG_25_X | 0 | 1 | 2 |  | b_th_HT | b_el | 0.54 | 0.36 |  | 0 | 1 | 93.58 | 0 | 0 | 80 | 0 | 0 | False
CHP_BG_100_X | 0 | 1 | 2 |  | b_th_HT | b_el | 0.52 | 0.36 |  | 0 | 1 | 25.01 | 0 | 80 | 800 | 0 | 0 | True
CHP_BG_1000_X | 0 | 1 | 2 |  | b_th_HT | b_el | 0.45 | 0.42 |  | 0 | 1 | 0.01 | 0 | 800 | 100000 | 0 | 0 | True

## hp
label | type | active | n_inputs | n_outputs | from | from_2 | to 1 | to 2 | efficiency 1 | efficiency 2 | capacity 1 | capacity 2 | variable efficiency | variable input costs | invest | ep_costs | minimum | maximum | offset | renewable_share | nonconvex
ASHP_10_X | ASHP_HT | 0 | 1 | 1 | b_el |  | b_th_HT | 1 | 1 | 1 | 1e+20 |  | 1 | 0 | 1 | 171.71 | 0 | 16 | 0 | 0 | False
ASHP_20_X | ASHP_HT | 0 | 1 | 1 | b_el |  | b_th_HT | 1 | 1 | 1 | 1e+20 |  | 1 | 0 | 1 | 135.53 | 16 | 40 | 0 | 0 | True
ASHP_50_X | ASHP_HT | 0 | 1 | 1 | b_el |  | b_th_HT | 1 | 1 | 1 | 1e+20 |  | 1 | 0 | 1 | 111.06 | 40 | 80 | 0 | 0 | True
ASHP_100_X | ASHP_HT | 0 | 1 | 1 | b_el |  | b_th_HT | 1 | 1 | 1 | 1e+20 |  | 1 | 0 | 1 | 91.09 | 80 | 800 | 0 | 0 | True
ASHP_1000_X | ASHP_HT | 0 | 1 | 1 | b_el |  | b_th_HT | 1 | 1 | 1 | 1e+20 |  | 1 | 0 | 1 | 86.05 | 800 | 1600 | 0 | 0 | True
ASHP_2000_X | ASHP_HT | 0 | 1 | 1 | b_el |  | b_th_HT | 1 | 1 | 1 | 1e+20 |  | 1 | 0 | 1 | 75.62 | 1600 | 10000 | 0 | 0 | True
GSHP_C_10_X | GSHP_C_HT | 0 | 2 | 1 | b_el | b_s_GS_C | b_th_HT | 1 | 1 | 1 | 1e+20 | 1e+20 | 1 | 0 | 1 | 208.7 | 0 | 16 | 0 | 0 | False
GSHP_C_20_X | GSHP_C_HT | 0 | 2 | 1 | b_el | b_s_GS_C | b_th_HT | 1 | 1 | 1 | 1e+20 | 1e+20 | 1 | 0 | 1 | 117.24 | 16 | 40 | 0 | 0 | True
GSHP_C_50_X | GSHP_C_HT | 0 | 2 | 1 | b_el | b_s_GS_C | b_th_HT | 1 | 1 | 1 | 1e+20 | 1e+20 | 1 | 0 | 1 | 103.38 | 40 | 80 | 0 | 0 | True
GSHP_C_100_X | GSHP_C_HT | 0 | 2 | 1 | b_el | b_s_GS_C | b_th_HT | 1 | 1 | 1 | 1e+20 | 1e+20 | 1 | 0 | 1 | 91.77 | 80 | 10000 | 0 | 0 | True
GSHP_B_10_X | GSHP_B_HT | 0 | 2 | 1 | b_el | b_s_GS_B | b_th_HT | 1 | 1 | 1 | 1e+20 | 1e+20 | 1 | 0 | 1 | 244.17 | 0 | 16 | 0 | 0 | False
GSHP_B_20_X | GSHP_B_HT | 0 | 2 | 1 | b_el | b_s_GS_B | b_th_HT | 1 | 1 | 1 | 1e+20 | 1e+20 | 1 | 0 | 1 | 195.71 | 16 | 40 | 0 | 0 | True
GSHP_B_50_X | GSHP_B_HT | 0 | 2 | 1 | b_el | b_s_GS_B | b_th_HT | 1 | 1 | 1 | 1e+20 | 1e+20 | 1 | 0 | 1 | 167.29 | 40 | 80 | 0 | 0 | True
GSHP_B_100_X | GSHP_B_HT | 0 | 2 | 1 | b_el | b_s_GS_B | b_th_HT | 1 | 1 | 1 | 1e+20 | 1e+20 | 1 | 0 | 1 | 145.35 | 80 | 10000 | 0 | 0 | True
WWSHP_100_X | WWSHP | 0 | 2 | 1 | b_el | b_s_WW | b_th_HT | 1 | 1 | 1 | 1e+20 | 1e+20 | 1 | 0 | 1 | 180.85 | 0 | 160 | 0 | 0 | False
WWSHP_200_X | WWSHP | 0 | 2 | 1 | b_el | b_s_WW | b_th_HT | 1 | 1 | 1 | 1e+20 | 1e+20 | 1 | 0 | 1 | 149.86 | 160 | 400 | 0 | 0 | True
WWSHP_500_X | WWSHP | 0 | 2 | 1 | b_el | b_s_WW | b_th_HT | 1 | 1 | 1 | 1e+20 | 1e+20 | 1 | 0 | 1 | 131.1 | 400 | 800 | 0 | 0 | True
WWSHP_1000_X | WWSHP | 0 | 2 | 1 | b_el | b_s_WW | b_th_HT | 1 | 1 | 1 | 1e+20 | 1e+20 | 1 | 0 | 1 | 123.33 | 800 | 10000 | 0 | 0 | True
ASHP_10 | ASHP_HT | 1 | 1 | 1 | b_el |  | b_th_HT | 1 | 1 | 1 | 1e+20 |  | 1 | 0 | 1 | 171.71 | 0 | 16 | 0 | 0 | False
ASHP_20 | ASHP_HT | 1 | 1 | 1 | b_el |  | b_th_HT | 1 | 1 | 1 | 1e+20 |  | 1 | 0 | 1 | 135.53 | 16 | 40 | 0 | 0 | True
ASHP_50 | ASHP_HT | 1 | 1 | 1 | b_el |  | b_th_HT | 1 | 1 | 1 | 1e+20 |  | 1 | 0 | 1 | 111.06 | 40 | 80 | 0 | 0 | True
ASHP_100 | ASHP_HT | 1 | 1 | 1 | b_el |  | b_th_HT | 1 | 1 | 1 | 1e+20 |  | 1 | 0 | 1 | 91.09 | 80 | 800 | 0 | 0 | True
ASHP_1000 | ASHP_HT | 1 | 1 | 1 | b_el |  | b_th_HT | 1 | 1 | 1 | 1e+20 |  | 1 | 0 | 1 | 86.05 | 800 | 1600 | 0 | 0 | True
ASHP_2000 | ASHP_HT | 1 | 1 | 1 | b_el |  | b_th_HT | 1 | 1 | 1 | 1e+20 |  | 1 | 0 | 1 | 75.62 | 1600 | 10000 | 0 | 0 | True

## z_hp
label | type | active | n_inputs | n_outputs | from | from_2 | to | to_2 | efficiency_1 | efficiency_2 | capacity_1 | capacity_2 | variable efficiency | variable input costs | invest | ep_costs | minimum | maximum | offset | renewable_share | nonconvex

## feed_in_trafo
label | active | n_inputs | n_outputs | from | to 1 | efficiency 1 | efficiency 2 | capacity 1 | capacity 2 | variable efficiency | variable input costs | invest | ep_costs | minimum | maximum | offset | emission_factor | runtime_limit
z_PV_Einspeisung | 0 | 1 | 1 | b_el_PV | b_el_Einspeisung | 1 |  | 10000000000 |  |  | -0.113 | 0 | [5 empty] | 0
z_BHKW_Einspeisung_mF_50 | 0 | 1 | 1 | b_el_BHKW_50 | b_el_Einspeisung | 1 |  | 10000000000 |  |  | -0.16 | 0 | [5 empty] | 1
z_BHKW_Einspeisung_mF_100 | 0 | 1 | 1 | b_el_BHKW_100 | b_el_Einspeisung | 1 |  | 10000000000 |  |  | -0.07 | 0 | [5 empty] | 1
z_BHKW_Einspeisung_mF_500 | 0 | 1 | 1 | b_el_BHKW_500 | b_el_Einspeisung | 1 |  | 10000000000 |  |  | -0.051 | 0 | [5 empty] | 1
z_BHKW_Einspeisung_mF_1000 | 0 | 1 | 1 | b_el_BHKW_1000 | b_el_Einspeisung | 1 |  | 10000000000 |  |  | -0.0587 | 0 | [5 empty] | 1
z_BHKW_Einspeisung_oF_50 | 0 | 1 | 1 | b_el_BHKW_50 | b_el_Einspeisung | 1 |  | 10000000000 |  |  | -0.001 | 0 | [5 empty] | 0
z_BHKW_Einspeisung_oF_100 | 0 | 1 | 1 | b_el_BHKW_100 | b_el_Einspeisung | 1 |  | 10000000000 |  |  | -0.001 | 0 | [5 empty] | 0
z_BHKW_Einspeisung_oF_500 | 0 | 1 | 1 | b_el_BHKW_500 | b_el_Einspeisung | 1 |  | 10000000000 |  |  | -0.001 | 0 | [5 empty] | 0
z_BHKW_Einspeisung_oF_1000 | 0 | 1 | 1 | b_el_BHKW_1000 | b_el_Einspeisung | 1 |  | 10000000000 |  |  | -0.001 | 0 | [5 empty] | 0

## time_series
timestamp | Last_SH.fix | Loss.fix | PV.fix | ASHP_HT.fix | GSHP_C_HT.fix | GSHP_B_HT.fix | ASHP_NT.fix | GSHP_C_NT.fix | GSHP_B_NT.fix | Last_DHW.fix
0 | 7.358e-05 | 2.2074e-05 | 0 | 2.983 | 2.8712 | 3.0192 | 4.3369 | 4.0908 | 4.4187 | 0
1 | 0.0002039 | 0.00014575 | 0 | 2.9809 | 2.8712 | 3.0192 | 4.3322 | 4.0908 | 4.4187 | 2.2453e-05
2 | 0.0002039 | 0.00014544 | 0 | 2.958 | 2.8712 | 3.0192 | 4.281 | 4.0908 | 4.4187 | 2.2125e-05
3 | 0.0002039 | 0.00014544 | 0 | 2.9446 | 2.8712 | 3.0192 | 4.2513 | 4.0908 | 4.4187 | 1.77e-05
4 | 0.0002039 | 0.00014545 | 0 | 2.9406 | 2.8712 | 3.0192 | 4.2423 | 4.0908 | 4.4187 | 2.2781e-05
5 | 0.0002039 | 0.00014545 | 0 | 2.9274 | 2.8712 | 3.0192 | 4.2131 | 4.0908 | 4.4187 | 2.6386e-05
6 | 0.0002039 | 0.00014545 | 0 | 2.9053 | 2.8712 | 3.0192 | 4.1647 | 4.0908 | 4.4187 | 2.8189e-05
7 | 0.0002039 | 0.0001452 | 0 | 2.9033 | 2.8712 | 3.0192 | 4.1604 | 4.0908 | 4.4187 | 0.00063081
8 | 0.0002039 | 0.00014533 | 0.0011551 | 2.9043 | 2.8732 | 3.0192 | 4.1625 | 4.095 | 4.4187 | 0.0006077
9 | 0.0002039 | 0.00014552 | 0.0070028 | 2.9375 | 2.8722 | 3.0192 | 4.2355 | 4.0929 | 4.4187 | 5.9328e-05
10 | 0.0002039 | 0.00014548 | 0.015247 | 2.9705 | 2.8722 | 3.0192 | 4.3088 | 4.0929 | 4.4187 | 0.00011636
11 | 0.0002039 | 0.0001455 | 0.019521 | 2.9957 | 2.8722 | 3.0192 | 4.3654 | 4.0929 | 4.4187 | 8.3583e-05
12 | 0.0002039 | 0.00014509 | 0.016345 | 3.0191 | 2.8722 | 3.0192 | 4.4186 | 4.0929 | 4.4187 | 9.7842e-05
13 | 0.0002039 | 0.00014569 | 0.012764 | 3.0299 | 2.8722 | 3.0192 | 4.4432 | 4.0929 | 4.4187 | 0.00010522
14 | 0.0002039 | 0.00014569 | 0.0077969 | 3.0245 | 2.8732 | 3.0192 | 4.4309 | 4.095 | 4.4187 | 9.5383e-05
15 | 0.0002039 | 0.00014553 | 0.001877 | 2.9925 | 2.8732 | 3.0192 | 4.3582 | 4.095 | 4.4187 | 0.00030614
16 | 0.0002039 | 0.00014549 | 0 | 2.9436 | 2.8722 | 3.0192 | 4.2491 | 4.0929 | 4.4187 | 0.00031975
17 | 0.0002039 | 0.00014542 | 0 | 2.9183 | 2.8732 | 3.0192 | 4.1932 | 4.095 | 4.4187 | 4.2939e-05
18 | 0.0002039 | 0.00014529 | 0 | 2.9063 | 2.8732 | 3.0192 | 4.1669 | 4.095 | 4.4187 | 3.9333e-05
19 | 0.0002039 | 0.00014514 | 0 | 2.8875 | 2.8732 | 3.0192 | 4.1259 | 4.095 | 4.4187 | 5.7689e-05
20 | 0.0002039 | 0.00014571 | 0 | 2.8718 | 2.8742 | 3.0192 | 4.092 | 4.0972 | 4.4187 | 0.00018536
21 | 0.0002039 | 0.00014514 | 0 | 2.8544 | 2.8751 | 3.0192 | 4.0546 | 4.0993 | 4.4187 | 0.0001811
22 | 0.0002039 | 0.00014533 | 0 | 2.8381 | 2.8751 | 3.0192 | 4.0198 | 4.0993 | 4.4187 | 0.00021338
23 | 0.0002039 | 0.0001455 | 0 | 2.8211 | 2.8751 | 3.0192 | 3.9837 | 4.0993 | 4.4187 | 2.8681e-05
24 | 0.0002039 | 0.00014553 | 0 | 2.8174 | 2.8742 | 3.0192 | 3.9757 | 4.0972 | 4.4187 | 1.5078e-05
25 | 0.0002039 | 0.00014553 | 0 | 2.8174 | 2.8742 | 3.0192 | 3.9757 | 4.0972 | 4.4187 | 1.2456e-05
26 | 0.0002039 | 0.00014554 | 0 | 2.8202 | 2.8751 | 3.0192 | 3.9817 | 4.0993 | 4.4187 | 1.475e-05
27 | 0.0002039 | 0.00014554 | 0 | 2.8043 | 2.8761 | 3.0192 | 3.9481 | 4.1014 | 4.4187 | 4.9167e-06
28 | 0.0002039 | 0.00014552 | 0 | 2.8015 | 2.8761 | 3.0192 | 3.9423 | 4.1014 | 4.4187 | 1.5242e-05
29 | 0.0002039 | 0.00014555 | 0 | 2.8052 | 2.8761 | 3.0192 | 3.9501 | 4.1014 | 4.4187 | 1.1144e-05
30 | 0.0002039 | 0.00014556 | 0 | 2.8296 | 2.8761 | 3.0192 | 4.0017 | 4.1014 | 4.4187 | 1.1472e-05
31 | 0.0002039 | 0.00014531 | 0 | 2.8296 | 2.8771 | 3.0192 | 4.0017 | 4.1035 | 4.4187 | 0.00063392
32 | 0.0002039 | 0.00014562 | 0.00072194 | 2.8429 | 2.8771 | 3.0192 | 4.03 | 4.1035 | 4.4187 | 8.0142e-05
33 | 0.0002039 | 0.00014564 | 0.002599 | 2.8767 | 2.8781 | 3.0192 | 4.1026 | 4.1056 | 4.4187 | 6.8833e-05
34 | 0.0002039 | 0.00014553 | 0.0095873 | 2.9163 | 2.8781 | 3.0192 | 4.1888 | 4.1056 | 4.4187 | 8.8172e-05
35 | 0.0002039 | 0.00014564 | 0.0076814 | 2.9684 | 2.8781 | 3.0192 | 4.3041 | 4.1056 | 4.4187 | 0.00010653
36 | 0.0002039 | 0.00014557 | 0.0088943 | 3.0095 | 2.8781 | 3.0192 | 4.3967 | 4.1056 | 4.4187 | 0.00020306
37 | 0.0002039 | 0.00014512 | 0.0090675 | 3.0463 | 2.8791 | 3.0192 | 4.4807 | 4.1077 | 4.4187 | 0.00010522
38 | 0.0002039 | 0.00014579 | 0.0056022 | 3.0463 | 2.8791 | 3.0192 | 4.4807 | 4.1077 | 4.4187 | 9.9317e-05
39 | 0.00019098 | 0.00014158 | 0.0012129 | 3.0181 | 2.8791 | 3.0192 | 4.4162 | 4.1077 | 4.4187 | 0.00011079
40 | 0.00018659 | 0.00013765 | 0 | 2.9642 | 2.88 | 3.0192 | 4.2948 | 4.1098 | 4.4187 | 8.9975e-05
41 | 0.0002039 | 0.00014592 | 0 | 2.9436 | 2.88 | 3.0192 | 4.2491 | 4.1098 | 4.4187 | 8.1617e-05
42 | 0.0002039 | 0.00014472 | 0 | 2.9033 | 2.8791 | 3.0192 | 4.1604 | 4.1077 | 4.4187 | 0.00027156
43 | 0.0002039 | 0.00014447 | 0 | 2.8924 | 2.8781 | 3.0192 | 4.1366 | 4.1056 | 4.4187 | 0.00025272
44 | 0.0002039 | 0.00014573 | 0 | 2.8904 | 2.8791 | 3.0192 | 4.1323 | 4.1077 | 4.4187 | 0.000246
45 | 0.0002039 | 0.00014474 | 0 | 2.8806 | 2.8791 | 3.0192 | 4.111 | 4.1077 | 4.4187 | 0.00026255
46 | 0.0002039 | 0.00014585 | 0 | 2.8806 | 2.8791 | 3.0192 | 4.111 | 4.1077 | 4.4187 | 8.6861e-06
47 | 0.0002039 | 0.00014574 | 0 | 2.8825 | 2.88 | 3.0192 | 4.1153 | 4.1098 | 4.4187 | 8.3583e-06
48 | 0.0002039 | 0.00014606 | 0 | 2.8816 | 2.88 | 3.0192 | 4.1131 | 4.1098 | 4.4187 | 1.6553e-05
49 | 0.0002039 | 0.00014603 | 0 | 2.8544 | 2.88 | 3.0192 | 4.0546 | 4.1098 | 4.4187 | 7.2111e-06
50 | 0.0002039 | 0.00014611 | 0 | 2.8544 | 2.8791 | 3.0192 | 4.0546 | 4.1077 | 4.4187 | 1.6881e-05
51 | 0.0002039 | 0.00014594 | 0 | 2.8515 | 2.8791 | 3.0192 | 4.0484 | 4.1077 | 4.4187 | 1.1964e-05
52 | 0.0002039 | 0.00014617 | 0 | 2.8698 | 2.8791 | 3.0192 | 4.0878 | 4.1077 | 4.4187 | 9.6694e-06
53 | 0.0002039 | 0.00014586 | 0 | 2.8631 | 2.8791 | 3.0192 | 4.0732 | 4.1077 | 4.4187 | 7.8667e-06
54 | 0.0002039 | 0.00014616 | 0 | 2.8573 | 2.881 | 3.0192 | 4.0608 | 4.112 | 4.4187 | 2.0486e-05
55 | 0.0002039 | 0.00014545 | 0 | 2.8458 | 2.88 | 3.0192 | 4.0361 | 4.1098 | 4.4187 | 0.00069177
56 | 0.0002039 | 0.00014552 | 0.0012995 | 2.84 | 2.88 | 3.0192 | 4.0239 | 4.1098 | 4.4187 | 7.6536e-05
57 | 0.00019098 | 0.00014196 | 0.0045626 | 2.8698 | 2.88 | 3.0192 | 4.0878 | 4.1098 | 4.4187 | 7.3914e-05
58 | 0.0001915 | 0.00014223 | 0.0084322 | 2.9103 | 2.88 | 3.0192 | 4.1756 | 4.1098 | 4.4187 | 8.9155e-05
59 | 0.00018646 | 0.00013999 | 0.010742 | 2.9416 | 2.88 | 3.0192 | 4.2445 | 4.1098 | 4.4187 | 9.7678e-05
60 | 0.00017988 | 0.00013875 | 0.0076525 | 2.9416 | 2.88 | 3.0192 | 4.2445 | 4.1098 | 4.4187 | 0.00018978
61 | 0.00017609 | 0.00013756 | 0.0075082 | 2.9467 | 2.88 | 3.0192 | 4.2559 | 4.1098 | 4.4187 | 8.768e-05
62 | 0.00016552 | 0.00013426 | 0.0050536 | 2.9508 | 2.88 | 3.0192 | 4.265 | 4.1098 | 4.4187 | 8.6205e-05
63 | 0.00014083 | 0.00012652 | 0.0010588 | 2.9385 | 2.881 | 3.0192 | 4.2378 | 4.112 | 4.4187 | 0.00011489
64 | 0.00014084 | 0.00012655 | 0 | 2.9073 | 2.881 | 3.0192 | 4.1691 | 4.112 | 4.4187 | 7.0144e-05
65 | 0.00017484 | 0.00013709 | 0 | 2.8855 | 2.881 | 3.0192 | 4.1216 | 4.112 | 4.4187 | 9.5875e-05
66 | 0.0001759 | 0.00013754 | 0 | 2.9053 | 2.881 | 3.0192 | 4.1647 | 4.112 | 4.4187 | 0.00024534
67 | 0.0002039 | 0.00014541 | 0 | 2.8934 | 2.881 | 3.0192 | 4.1388 | 4.112 | 4.4187 | 0.0002891
68 | 0.0002039 | 0.00014476 | 0 | 2.8796 | 2.881 | 3.0192 | 4.1089 | 4.112 | 4.4187 | 0.00026124
69 | 0.0002039 | 0.00014597 | 0 | 2.8767 | 2.881 | 3.0192 | 4.1026 | 4.112 | 4.4187 | 0.00019617
70 | 0.0002039 | 0.0001439 | 0 | 2.8737 | 2.881 | 3.0192 | 4.0962 | 4.112 | 4.4187 | 1.5897e-05
71 | 0.0002039 | 0.00014616 | 0 | 2.864 | 2.881 | 3.0192 | 4.0753 | 4.112 | 4.4187 | 1.6881e-05
72 | 0.0002039 | 0.00014604 | 0 | 2.8486 | 2.881 | 3.0192 | 4.0422 | 4.112 | 4.4187 | 1.2128e-05
73 | 0.0002039 | 0.00014572 | 0 | 2.8362 | 2.881 | 3.0192 | 4.0158 | 4.112 | 4.4187 | 1.3111e-05
74 | 0.0002039 | 0.0001461 | 0 | 2.8391 | 2.881 | 3.0192 | 4.0218 | 4.112 | 4.4187 | 7.5389e-06
75 | 0.0002039 | 0.00014523 | 0 | 2.84 | 2.881 | 3.0192 | 4.0239 | 4.112 | 4.4187 | 1.5733e-05
76 | 0.0002039 | 0.00014553 | 0 | 2.8268 | 2.882 | 3.0192 | 3.9956 | 4.1141 | 4.4187 | 1.4914e-05
77 | 0.0002039 | 0.00014589 | 0 | 2.8192 | 2.881 | 3.0192 | 3.9797 | 4.112 | 4.4187 | 9.6694e-06
78 | 0.0002039 | 0.00014569 | 0 | 2.8192 | 2.881 | 3.0192 | 3.9797 | 4.112 | 4.4187 | 1.4914e-05
79 | 0.0002039 | 0.00014575 | 0 | 2.8277 | 2.882 | 3.0192 | 3.9976 | 4.1141 | 4.4187 | 0.00059885
80 | 0.0002039 | 0.0001459 | 0.0015883 | 2.8183 | 2.882 | 3.0192 | 3.9777 | 4.1141 | 4.4187 | 7.4897e-05
81 | 0.0002039 | 0.00014606 | 0.0046926 | 2.8315 | 2.882 | 3.0192 | 4.0057 | 4.1141 | 4.4187 | 7.293e-05
82 | 0.00019224 | 0.00014244 | 0.0088943 | 2.8343 | 2.883 | 3.0192 | 4.0117 | 4.1162 | 4.4187 | 9.4564e-05
83 | 0.00019555 | 0.00014303 | 0.0079894 | 2.8458 | 2.883 | 3.0192 | 4.0361 | 4.1162 | 4.4187 | 9.0139e-05
84 | 0.00018428 | 0.0001394 | 0.0080135 | 2.8438 | 2.883 | 3.0192 | 4.032 | 4.1162 | 4.4187 | 0.00021945
85 | 0.0001767 | 0.00013771 | 0.0056792 | 2.8334 | 2.883 | 3.0192 | 4.0097 | 4.1162 | 4.4187 | 9.9972e-05
86 | 0.00017441 | 0.000137 | 0.0030321 | 2.8334 | 2.883 | 3.0192 | 4.0097 | 4.1162 | 4.4187 | 0.00010063
87 | 0.00017252 | 0.00013634 | 0.00086633 | 2.8305 | 2.883 | 3.0192 | 4.0037 | 4.1162 | 4.4187 | 9.8333e-05
88 | 0.0002039 | 0.00014544 | 0 | 2.823 | 2.883 | 3.0192 | 3.9876 | 4.1162 | 4.4187 | 7.0964e-05
89 | 0.0001794 | 0.00013792 | 0 | 2.8052 | 2.883 | 3.0192 | 3.9501 | 4.1162 | 4.4187 | 7.6208e-05
90 | 0.00018613 | 0.00014022 | 0 | 2.7988 | 2.883 | 3.0192 | 3.9365 | 4.1162 | 4.4187 | 0.00024862
91 | 0.0002039 | 0.00014574 | 0 | 2.7941 | 2.883 | 3.0192 | 3.9268 | 4.1162 | 4.4187 | 0.00025812
92 | 0.0002039 | 0.00014643 | 0 | 2.8006 | 2.882 | 3.0192 | 3.9403 | 4.1141 | 4.4187 | 0.00023321
93 | 0.0002039 | 0.00014619 | 0 | 2.7978 | 2.882 | 3.0192 | 3.9345 | 4.1141 | 4.4187 | 0.00027222
94 | 0.0002039 | 0.00014592 | 0 | 2.7941 | 2.882 | 3.0192 | 3.9268 | 4.1141 | 4.4187 | 1.5242e-05
95 | 0.0002039 | 0.00014634 | 0 | 2.7886 | 2.882 | 3.0192 | 3.9152 | 4.1141 | 4.4187 | 5.5722e-06
96 | 0.0002039 | 0.00014615 | 0 | 2.7877 | 2.881 | 3.0192 | 3.9133 | 4.112 | 4.4187 | 2.7697e-05
97 | 0.0002039 | 0.00014565 | 0 | 2.7822 | 2.882 | 3.0192 | 3.9018 | 4.1141 | 4.4187 | 3.5728e-05
98 | 0.0002039 | 0.00014608 | 0 | 2.7731 | 2.882 | 3.0192 | 3.8828 | 4.1141 | 4.4187 | 2.0322e-05
99 | 0.0002039 | 0.0001438 | 0 | 2.7578 | 2.882 | 3.0192 | 3.8509 | 4.1141 | 4.4187 | 2.0158e-05
100 | 0.0002039 | 0.00014569 | 0 | 2.7337 | 2.882 | 3.0192 | 3.8013 | 4.1141 | 4.4187 | 2.655e-05
101 | 0.0002039 | 0.00014267 | 0 | 2.7232 | 2.882 | 3.0192 | 3.7797 | 4.1141 | 4.4187 | 2.7042e-05
102 | 0.0002039 | 0.00014553 | 0 | 2.7188 | 2.882 | 3.0192 | 3.7707 | 4.1141 | 4.4187 | 2.4256e-05
103 | 0.0002039 | 0.00014528 | 0 | 2.7346 | 2.882 | 3.0192 | 3.8031 | 4.1141 | 4.4187 | 0.00058672
104 | 0.0002039 | 0.00014598 | 0.0010973 | 2.7408 | 2.882 | 3.0192 | 3.8159 | 4.1141 | 4.4187 | 0.0006118
105 | 0.0002039 | 0.00014614 | 0.0054867 | 2.7704 | 2.882 | 3.0192 | 3.8771 | 4.1141 | 4.4187 | 9.2597e-05
106 | 0.0002039 | 0.00014617 | 0.007075 | 2.7923 | 2.882 | 3.0192 | 3.9229 | 4.1141 | 4.4187 | 7.7847e-05
107 | 0.0002039 | 0.0001442 | 0.0070028 | 2.8174 | 2.882 | 3.0192 | 3.9757 | 4.1141 | 4.4187 | 9.3908e-05
108 | 0.00019497 | 0.00014352 | 0.0072771 | 2.8296 | 2.882 | 3.0192 | 4.0017 | 4.1141 | 4.4187 | 0.00010227
109 | 0.00019213 | 0.00014271 | 0.006122 | 2.8362 | 2.883 | 3.0192 | 4.0158 | 4.1162 | 4.4187 | 8.5714e-05
110 | 0.00019245 | 0.00014177 | 0.0041584 | 2.8381 | 2.883 | 3.0192 | 4.0198 | 4.1162 | 4.4187 | 8.6861e-05
111 | 0.00016508 | 0.00013402 | 0.0010396 | 2.8164 | 2.883 | 3.0192 | 3.9737 | 4.1162 | 4.4187 | 0.00034499
112 | 0.00016158 | 0.00013327 | 0 | 2.7988 | 2.882 | 3.0192 | 3.9365 | 4.1141 | 4.4187 | 0.00027632
113 | 0.00016917 | 0.00013559 | 0 | 2.7988 | 2.882 | 3.0192 | 3.9365 | 4.1141 | 4.4187 | 4.8675e-05
114 | 0.00016578 | 0.00013477 | 0 | 2.7923 | 2.882 | 3.0192 | 3.9229 | 4.1141 | 4.4187 | 4.6053e-05
115 | 0.0002039 | 0.00014613 | 0 | 2.7905 | 2.882 | 3.0192 | 3.919 | 4.1141 | 4.4187 | 4.3594e-05
116 | 0.0002039 | 0.00014471 | 0 | 2.7804 | 2.882 | 3.0192 | 3.898 | 4.1141 | 4.4187 | 0.00017749
117 | 0.0002039 | 0.00014565 | 0 | 2.7868 | 2.882 | 3.0192 | 3.9113 | 4.1141 | 4.4187 | 0.00017241
118 | 0.0002039 | 0.0001464 | 0 | 2.7813 | 2.882 | 3.0192 | 3.8999 | 4.1141 | 4.4187 | 0.00019175
119 | 0.0002039 | 0.00014623 | 0 | 2.7704 | 2.882 | 3.0192 | 3.8771 | 4.1141 | 4.4187 | 1.8356e-05
120 | 0.0002039 | 0.00014548 | 0 | 2.7488 | 2.881 | 3.0192 | 3.8324 | 4.112 | 4.4187 | 2.065e-05
121 | 0.0002039 | 0.00014575 | 0 | 2.7614 | 2.881 | 3.0192 | 3.8583 | 4.112 | 4.4187 | 2.5731e-05
122 | 0.0002039 | 0.00014415 | 0 | 2.7542 | 2.881 | 3.0192 | 3.8435 | 4.112 | 4.4187 | 2.6878e-05
123 | 0.0002039 | 0.00014582 | 0 | 2.756 | 2.881 | 3.0192 | 3.8472 | 4.112 | 4.4187 | 4.1955e-05
124 | 0.0002039 | 0.00014452 | 0 | 2.7382 | 2.881 | 3.0192 | 3.8104 | 4.112 | 4.4187 | 1.4914e-05
125 | 0.0002039 | 0.0001462 | 0 | 2.739 | 2.881 | 3.0192 | 3.8122 | 4.112 | 4.4187 | 3.0647e-05
126 | 0.0002039 | 0.00014462 | 0 | 2.7276 | 2.881 | 3.0192 | 3.7887 | 4.112 | 4.4187 | 2.6386e-05
127 | 0.0002039 | 0.00014596 | 0 | 2.7241 | 2.881 | 3.0192 | 3.7815 | 4.112 | 4.4187 | 0.00056886
128 | 0.0002039 | 0.00014548 | 0.0018048 | 2.7329 | 2.881 | 3.0192 | 3.7995 | 4.112 | 4.4187 | 0.00064539
129 | 0.0002039 | 0.00014613 | 0.0071039 | 2.7677 | 2.88 | 3.0192 | 3.8715 | 4.1098 | 4.4187 | 0.00010309
130 | 0.0002039 | 0.00014621 | 0.012302 | 2.7804 | 2.88 | 3.0192 | 3.898 | 4.1098 | 4.4187 | 7.5389e-05
131 | 0.0002039 | 0.0001462 | 0.016056 | 2.8043 | 2.88 | 3.0192 | 3.9481 | 4.1098 | 4.4187 | 6.5883e-05
132 | 0.0001842 | 0.00013951 | 0.015421 | 2.8192 | 2.8791 | 3.0192 | 3.9797 | 4.1077 | 4.4187 | 0.00010096
133 | 0.00018547 | 0.00014067 | 0.0097028 | 2.8174 | 2.8791 | 3.0192 | 3.9757 | 4.1077 | 4.4187 | 7.883e-05
134 | 0.00018419 | 0.00013893 | 0.0060643 | 2.8071 | 2.8791 | 3.0192 | 3.954 | 4.1077 | 4.4187 | 8.6042e-05
135 | 0.00016361 | 0.00013391 | 0.0017327 | 2.7895 | 2.88 | 3.0192 | 3.9171 | 4.1098 | 4.4187 | 0.00033482
136 | 0.00016195 | 0.00013288 | 0 | 2.7722 | 2.88 | 3.0192 | 3.8809 | 4.1098 | 4.4187 | 0.0003086
137 | 0.00016674 | 0.00013459 | 0 | 2.7435 | 2.8791 | 3.0192 | 3.8214 | 4.1077 | 4.4187 | 5.31e-05
138 | 0.00017739 | 0.00013662 | 0 | 2.7127 | 2.8781 | 3.0192 | 3.7583 | 4.1056 | 4.4187 | 5.2444e-05
139 | 0.0002039 | 0.00014589 | 0 | 2.7032 | 2.8781 | 3.0192 | 3.7389 | 4.1056 | 4.4187 | 5.4083e-05
140 | 0.0002039 | 0.00014067 | 0 | 2.6938 | 2.8781 | 3.0192 | 3.7197 | 4.1056 | 4.4187 | 0.00017782
141 | 0.0002039 | 0.0001463 | 0 | 2.6767 | 2.8781 | 3.0192 | 3.6853 | 4.1056 | 4.4187 | 0.00020584
142 | 0.0002039 | 0.00014605 | 0 | 2.665 | 2.8781 | 3.0192 | 3.6616 | 4.1056 | 4.4187 | 0.00019732
143 | 0.0002039 | 0.00014648 | 0 | 2.6734 | 2.8781 | 3.0192 | 3.6785 | 4.1056 | 4.4187 | 1.8519e-05
144 | 0.0002039 | 0.00014653 | 0 | 2.6767 | 2.8781 | 3.0192 | 3.6853 | 4.1056 | 4.4187 | 1.1144e-05
145 | 0.0002039 | 0.00014638 | 0 | 2.6734 | 2.8781 | 3.0192 | 3.6785 | 4.1056 | 4.4187 | 1.5406e-05
146 | 0.0002039 | 0.00014653 | 0 | 2.6583 | 2.8771 | 3.0192 | 3.6482 | 4.1035 | 4.4187 | 1.2619e-05
147 | 0.0002039 | 0.00014655 | 0 | 2.6633 | 2.8771 | 3.0192 | 3.6583 | 4.1035 | 4.4187 | 5.5722e-06
148 | 0.0002039 | 0.00014653 | 0 | 2.6599 | 2.8771 | 3.0192 | 3.6516 | 4.1035 | 4.4187 | 1.5897e-05
149 | 0.0002039 | 0.00014532 | 0 | 2.6675 | 2.8761 | 3.0192 | 3.6667 | 4.1014 | 4.4187 | 1.3111e-05
150 | 0.0002039 | 0.00014645 | 0 | 2.6784 | 2.8761 | 3.0192 | 3.6887 | 4.1014 | 4.4187 | 1.4586e-05
151 | 0.0002039 | 0.00014546 | 0 | 2.6793 | 2.8761 | 3.0192 | 3.6905 | 4.1014 | 4.4187 | 0.00061524
152 | 0.0002039 | 0.00014616 | 0.0010107 | 2.681 | 2.8761 | 3.0192 | 3.6939 | 4.1014 | 4.4187 | 7.1128e-05
153 | 0.0002039 | 0.00014632 | 0.0031043 | 2.6861 | 2.8761 | 3.0192 | 3.7042 | 4.1014 | 4.4187 | 8.1617e-05
154 | 0.0002039 | 0.00014547 | 0.0064974 | 2.7041 | 2.8761 | 3.0192 | 3.7407 | 4.1014 | 4.4187 | 8.8992e-05
155 | 0.00020255 | 0.00014584 | 0.0080857 | 2.7232 | 2.8761 | 3.0192 | 3.7797 | 4.1014 | 4.4187 | 0.00010177
156 | 0.00019287 | 0.00014173 | 0.011955 | 2.7373 | 2.8761 | 3.0192 | 3.8086 | 4.1014 | 4.4187 | 0.0002224
157 | 0.00019761 | 0.00014379 | 0.0083745 | 2.7364 | 2.8761 | 3.0192 | 3.8068 | 4.1014 | 4.4187 | 8.9647e-05
158 | 0.00019981 | 0.00014517 | 0.0042739 | 2.7417 | 2.8742 | 3.0192 | 3.8177 | 4.0972 | 4.4187 | 0.00010899
159 | 0.00018006 | 0.00013875 | 0.0010396 | 2.7364 | 2.8742 | 3.0192 | 3.8068 | 4.0972 | 4.4187 | 8.6533e-05
160 | 0.00017869 | 0.00013806 | 0 | 2.7399 | 2.8751 | 3.0192 | 3.814 | 4.0993 | 4.4187 | 7.3258e-05
161 | 0.00019583 | 0.00014308 | 0 | 2.7337 | 2.8751 | 3.0192 | 3.8013 | 4.0993 | 4.4187 | 9.2433e-05
162 | 0.00019436 | 0.00014337 | 0 | 2.7364 | 2.8751 | 3.0192 | 3.8068 | 4.0993 | 4.4187 | 0.00022387
163 | 0.0002039 | 0.00013679 | 0 | 2.7364 | 2.8751 | 3.0192 | 3.8068 | 4.0993 | 4.4187 | 0.00029074
164 | 0.0002039 | 0.00014633 | 0 | 2.7276 | 2.8751 | 3.0192 | 3.7887 | 4.0993 | 4.4187 | 0.00024665
165 | 0.0002039 | 0.00014544 | 0 | 2.7127 | 2.8742 | 3.0192 | 3.7583 | 4.0972 | 4.4187 | 0.00026779
166 | 0.0002039 | 0.00014539 | 0 | 2.7032 | 2.8742 | 3.0192 | 3.7389 | 4.0972 | 4.4187 | 1.4258e-05
167 | 0.0002039 | 0.00014578 | 0 | 2.6972 | 2.8742 | 3.0192 | 3.7267 | 4.0972 | 4.4187 | 8.5222e-06
168 | 0.0002039 | 0.0001463 | 0 | 2.6903 | 2.8742 | 3.0192 | 3.7128 | 4.0972 | 4.4187 | 7.8667e-06
169 | 0.0002039 | 0.0001462 | 0 | 2.6869 | 2.8742 | 3.0192 | 3.7059 | 4.0972 | 4.4187 | 2.065e-05
170 | 0.0002039 | 0.00014592 | 0 | 2.6658 | 2.8742 | 3.0192 | 3.6633 | 4.0972 | 4.4187 | 7.375e-06
171 | 0.0002039 | 0.00014486 | 0 | 2.6616 | 2.8722 | 3.0192 | 3.6549 | 4.0929 | 4.4187 | 1.4094e-05
172 | 0.0002039 | 0.00014569 | 0 | 2.6566 | 2.8722 | 3.0192 | 3.6449 | 4.0929 | 4.4187 | 1.4914e-05
173 | 0.0002039 | 0.0001452 | 0 | 2.6608 | 2.8722 | 3.0192 | 3.6533 | 4.0929 | 4.4187 | 1.8683e-05
174 | 0.0002039 | 0.00014555 | 0 | 2.665 | 2.8722 | 3.0192 | 3.6616 | 4.0929 | 4.4187 | 1.4586e-05
175 | 0.0002039 | 0.00014616 | 0 | 2.6708 | 2.8712 | 3.0192 | 3.6735 | 4.0908 | 4.4187 | 0.0006531
176 | 0.0002039 | 0.00014612 | 0.0013717 | 2.6675 | 2.8712 | 3.0192 | 3.6667 | 4.0908 | 4.4187 | 7.883e-05
177 | 0.0002039 | 0.00014649 | 0.0050536 | 2.6625 | 2.8712 | 3.0192 | 3.6566 | 4.0908 | 4.4187 | 9.9317e-05
178 | 0.0002039 | 0.00014646 | 0.0092408 | 2.6658 | 2.8712 | 3.0192 | 3.6633 | 4.0908 | 4.4187 | 7.3914e-05
179 | 0.0002039 | 0.00014646 | 0.010916 | 2.6827 | 2.8703 | 3.0192 | 3.6973 | 4.0887 | 4.4187 | 8.3583e-05
180 | 0.0002039 | 0.00014455 | 0.0099339 | 2.6955 | 2.8703 | 3.0192 | 3.7232 | 4.0887 | 4.4187 | 0.00023584
181 | 0.0002039 | 0.00014627 | 0.0097028 | 2.7215 | 2.8703 | 3.0192 | 3.7761 | 4.0887 | 4.4187 | 0.00010227
182 | 0.0002039 | 0.00014657 | 0.0056311 | 2.7276 | 2.8693 | 3.0192 | 3.7887 | 4.0866 | 4.4187 | 8.1617e-05
183 | 0.0002039 | 0.00014584 | 0.0014439 | 2.7302 | 2.8693 | 3.0192 | 3.7941 | 4.0866 | 4.4187 | 9.6203e-05
184 | 0.0002039 | 0.0001464 | 0 | 2.7127 | 2.8693 | 3.0192 | 3.7583 | 4.0866 | 4.4187 | 7.7355e-05
185 | 0.0002039 | 0.00014639 | 0 | 2.6938 | 2.8693 | 3.0192 | 3.7197 | 4.0866 | 4.4187 | 6.6375e-05
186 | 0.0002039 | 0.00014637 | 0 | 2.6793 | 2.8683 | 3.0192 | 3.6905 | 4.0845 | 4.4187 | 0.00026157
187 | 0.0002039 | 0.00014414 | 0 | 2.6725 | 2.8683 | 3.0192 | 3.6768 | 4.0845 | 4.4187 | 0.0002401
188 | 0.0002039 | 0.00014644 | 0 | 2.67 | 2.8673 | 3.0192 | 3.6718 | 4.0824 | 4.4187 | 0.00027337
189 | 0.0002039 | 0.00014611 | 0 | 2.6599 | 2.8664 | 3.0192 | 3.6516 | 4.0804 | 4.4187 | 0.00027894
190 | 0.0002039 | 0.00014537 | 0 | 2.6549 | 2.8673 | 3.0192 | 3.6416 | 4.0824 | 4.4187 | 1.2292e-05
191 | 0.0002039 | 0.00014514 | 0 | 2.6541 | 2.8673 | 3.0192 | 3.6399 | 4.0824 | 4.4187 | 1.3603e-05
192 | 0.0002039 | 0.00014598 | 0 | 2.6355 | 2.8673 | 3.0192 | 3.6029 | 4.0824 | 4.4187 | 1.3439e-05
193 | 0.0002039 | 0.00014581 | 0 | 2.6425 | 2.8664 | 3.0192 | 3.6168 | 4.0804 | 4.4187 | 7.375e-06
194 | 0.0002039 | 0.00014515 | 0 | 2.6359 | 2.8654 | 3.0192 | 3.6037 | 4.0783 | 4.4187 | 1.2292e-05
195 | 0.0002039 | 0.00014545 | 0 | 2.6409 | 2.8654 | 3.0192 | 3.6135 | 4.0783 | 4.4187 | 8.1944e-06
196 | 0.0002039 | 0.00014461 | 0 | 2.6368 | 2.8644 | 3.0192 | 3.6053 | 4.0762 | 4.4187 | 1.1308e-05
197 | 0.0002039 | 0.00014438 | 0 | 2.6409 | 2.8644 | 3.0192 | 3.6135 | 4.0762 | 4.4187 | 1.5406e-05
198 | 0.0002039 | 0.00014485 | 0 | 2.6409 | 2.8644 | 3.0192 | 3.6135 | 4.0762 | 4.4187 | 8.85e-06
199 | 0.0002039 | 0.00014599 | 0 | 2.6401 | 2.8635 | 3.0192 | 3.6119 | 4.0741 | 4.4187 | 0.00059492
200 | 0.0002039 | 0.00014609 | 0.0013476 | 2.6417 | 2.8635 | 3.0192 | 3.6151 | 4.0741 | 4.4187 | 7.2111e-05
201 | 0.0002039 | 0.00014614 | 0.0040429 | 2.6767 | 2.8635 | 3.0192 | 3.6853 | 4.0741 | 4.4187 | 8.26e-05
202 | 0.0002039 | 0.0001462 | 0.0068151 | 2.6963 | 2.8635 | 3.0192 | 3.7249 | 4.0741 | 4.4187 | 0.00010309
203 | 0.0002039 | 0.00014273 | 0.0079413 | 2.718 | 2.8635 | 3.0192 | 3.769 | 4.0741 | 4.4187 | 9.4892e-05
204 | 0.0002039 | 0.00014666 | 0.010107 | 2.7267 | 2.8635 | 3.0192 | 3.7869 | 4.0741 | 4.4187 | 0.00020929
205 | 0.0002039 | 0.00014658 | 0.0072194 | 2.7435 | 2.8625 | 3.0192 | 3.8214 | 4.072 | 4.4187 | 0.0001044
206 | 0.0002039 | 0.00014669 | 0.0042594 | 2.7329 | 2.8635 | 3.0192 | 3.7995 | 4.0741 | 4.4187 | 8.5222e-05
207 | 0.0002039 | 0.00014605 | 0.0013861 | 2.7276 | 2.8606 | 3.0192 | 3.7887 | 4.0678 | 4.4187 | 7.9978e-05
208 | 0.00020031 | 0.00014546 | 0 | 2.7084 | 2.8606 | 3.0192 | 3.7495 | 4.0678 | 4.4187 | 8.0469e-05
209 | 0.00019907 | 0.00014517 | 0 | 2.7119 | 2.8606 | 3.0192 | 3.7565 | 4.0678 | 4.4187 | 8.9647e-05
210 | 0.0002039 | 0.00014511 | 0 | 2.7075 | 2.8586 | 3.0192 | 3.7477 | 4.0637 | 4.4187 | 0.00028517
211 | 0.0002039 | 0.00014367 | 0 | 2.7075 | 2.8586 | 3.0192 | 3.7477 | 4.0637 | 4.4187 | 0.00026419
212 | 0.0002039 | 0.00014538 | 0 | 2.6861 | 2.8586 | 3.0192 | 3.7042 | 4.0637 | 4.4187 | 0.00029271
213 | 0.0002039 | 0.00014019 | 0 | 2.6784 | 2.8586 | 3.0192 | 3.6887 | 4.0637 | 4.4187 | 0.00023567
214 | 0.0002039 | 0.00014444 | 0 | 2.6759 | 2.8586 | 3.0192 | 3.6836 | 4.0637 | 4.4187 | 9.5055e-06
215 | 0.0002039 | 0.0001449 | 0 | 2.67 | 2.8586 | 3.0192 | 3.6718 | 4.0637 | 4.4187 | 7.5389e-06
216 | 0.0002039 | 0.0001444 | 0 | 2.6708 | 2.8577 | 3.0192 | 3.6735 | 4.0616 | 4.4187 | 1.7536e-05
217 | 0.0002039 | 0.00014513 | 0 | 2.6616 | 2.8577 | 3.0192 | 3.6549 | 4.0616 | 4.4187 | 7.7028e-06
218 | 0.0002039 | 0.00014426 | 0 | 2.6541 | 2.8586 | 3.0192 | 3.6399 | 4.0637 | 4.4187 | 1.5733e-05
219 | 0.0002039 | 0.00014351 | 0 | 2.6508 | 2.8586 | 3.0192 | 3.6333 | 4.0637 | 4.4187 | 1.2292e-05
220 | 0.0002039 | 0.00014254 | 0 | 2.6558 | 2.8567 | 3.0192 | 3.6432 | 4.0595 | 4.4187 | 1.8519e-05
221 | 0.0002039 | 0.00014262 | 0 | 2.65 | 2.8567 | 3.0192 | 3.6316 | 4.0595 | 4.4187 | 9.3417e-06
222 | 0.0002039 | 0.00014373 | 0 | 2.6359 | 2.8567 | 3.0192 | 3.6037 | 4.0595 | 4.4187 | 1.0981e-05
223 | 0.0002039 | 0.00014629 | 0 | 2.6376 | 2.8567 | 3.0192 | 3.607 | 4.0595 | 4.4187 | 0.00068276
224 | 0.0002039 | 0.00014666 | 0.0016364 | 2.6351 | 2.8567 | 3.0192 | 3.6021 | 4.0595 | 4.4187 | 8.6205e-05
225 | 0.0002039 | 0.00014664 | 0.0068151 | 2.6784 | 2.8567 | 3.0192 | 3.6887 | 4.0595 | 4.4187 | 6.3917e-05
226 | 0.0002039 | 0.00014625 | 0.012129 | 2.7049 | 2.8548 | 3.0192 | 3.7424 | 4.0554 | 4.4187 | 9.1122e-05
227 | 0.0002039 | 0.00014649 | 0.014323 | 2.7206 | 2.8567 | 3.0192 | 3.7743 | 4.0595 | 4.4187 | 9.653e-05
228 | 0.0002039 | 0.00014674 | 0.014728 | 2.739 | 2.8567 | 3.0192 | 3.8122 | 4.0595 | 4.4187 | 0.0002201
229 | 0.0002039 | 0.00014629 | 0.014265 | 2.7364 | 2.8548 | 3.0192 | 3.8068 | 4.0554 | 4.4187 | 0.00010309
230 | 0.0002039 | 0.00014631 | 0.008259 | 2.7417 | 2.8548 | 3.0192 | 3.8177 | 4.0554 | 4.4187 | 0.00013472
231 | 0.0002039 | 0.00014659 | 0.0020214 | 2.7382 | 2.8548 | 3.0192 | 3.8104 | 4.0554 | 4.4187 | 9.2433e-05
232 | 0.0002039 | 0.00014613 | 0 | 2.7223 | 2.8548 | 3.0192 | 3.7779 | 4.0554 | 4.4187 | 6.4244e-05
233 | 0.0002039 | 0.00014666 | 0 | 2.6852 | 2.8548 | 3.0192 | 3.7025 | 4.0554 | 4.4187 | 7.2439e-05
234 | 0.0002039 | 0.0001467 | 0 | 2.6599 | 2.8548 | 3.0192 | 3.6516 | 4.0554 | 4.4187 | 0.00024305
235 | 0.0002039 | 0.00014719 | 0 | 2.6359 | 2.8538 | 3.0192 | 3.6037 | 4.0533 | 4.4187 | 0.0002614
236 | 0.0002039 | 0.00014556 | 0 | 2.6237 | 2.8528 | 3.0192 | 3.5794 | 4.0513 | 4.4187 | 0.00026697
237 | 0.0002039 | 0.00014093 | 0 | 2.61 | 2.8519 | 3.0192 | 3.5523 | 4.0492 | 4.4187 | 0.00027107
238 | 0.0002039 | 0.0001461 | 0 | 2.606 | 2.8519 | 3.0192 | 3.5444 | 4.0492 | 4.4187 | 1.0817e-05
239 | 0.0002039 | 0.00014539 | 0 | 2.6012 | 2.8538 | 3.0192 | 3.535 | 4.0533 | 4.4187 | 9.9972e-06
240 | 0.0002039 | 0.00014526 | 0 | 2.6012 | 2.8538 | 3.0192 | 3.535 | 4.0533 | 4.4187 | 1.1144e-05
241 | 0.0002039 | 0.00014535 | 0 | 2.5964 | 2.8528 | 3.0192 | 3.5256 | 4.0513 | 4.4187 | 2.2125e-05
242 | 0.0002039 | 0.0001453 | 0 | 2.5932 | 2.8528 | 3.0192 | 3.5194 | 4.0513 | 4.4187 | 9.1778e-06
243 | 0.0002039 | 0.00014385 | 0 | 2.5956 | 2.8528 | 3.0192 | 3.5241 | 4.0513 | 4.4187 | 1.7536e-05
244 | 0.0002039 | 0.00014417 | 0 | 2.594 | 2.8538 | 3.0192 | 3.5209 | 4.0533 | 4.4187 | 1.2947e-05
245 | 0.0002039 | 0.00014534 | 0 | 2.5861 | 2.8538 | 3.0192 | 3.5055 | 4.0533 | 4.4187 | 1.1964e-05
246 | 0.0002039 | 0.00014473 | 0 | 2.59 | 2.8538 | 3.0192 | 3.5132 | 4.0533 | 4.4187 | 8.5222e-06
247 | 0.0002039 | 0.00014652 | 7.2194e-05 | 2.5908 | 2.8528 | 3.0192 | 3.5147 | 4.0513 | 4.4187 | 0.00069522
248 | 0.0002039 | 0.00014659 | 0.0019492 | 2.6076 | 2.8528 | 3.0192 | 3.5476 | 4.0513 | 4.4187 | 7.3914e-05
249 | 0.0002039 | 0.00014676 | 0.0072916 | 2.6335 | 2.8528 | 3.0192 | 3.5988 | 4.0513 | 4.4187 | 7.9486e-05
250 | 0.0002039 | 0.00014666 | 0.0097606 | 2.6608 | 2.8528 | 3.0192 | 3.6533 | 4.0513 | 4.4187 | 8.6533e-05
251 | 0.0002039 | 0.00014498 | 0.011031 | 2.6938 | 2.8538 | 3.0192 | 3.7197 | 4.0533 | 4.4187 | 9.9972e-05
252 | 0.0002039 | 0.00014566 | 0.011204 | 2.7006 | 2.8528 | 3.0192 | 3.7337 | 4.0513 | 4.4187 | 0.00021715
253 | 0.0002039 | 0.00014634 | 0.0069306 | 2.7084 | 2.8538 | 3.0192 | 3.7495 | 4.0533 | 4.4187 | 8.5058e-05
254 | 0.0002039 | 0.00014636 | 0.0040429 | 2.7067 | 2.8519 | 3.0192 | 3.7459 | 4.0492 | 4.4187 | 9.5711e-05
255 | 0.0002039 | 0.00014655 | 0.0011551 | 2.7006 | 2.8509 | 3.0192 | 3.7337 | 4.0472 | 4.4187 | 9.2105e-05
256 | 0.0002039 | 0.00014653 | 0 | 2.6793 | 2.8519 | 3.0192 | 3.6905 | 4.0492 | 4.4187 | 8.555e-05
257 | 0.0002039 | 0.00014662 | 0 | 2.6692 | 2.8519 | 3.0192 | 3.6701 | 4.0492 | 4.4187 | 8.0469e-05
258 | 0.0002039 | 0.0001453 | 0 | 2.6666 | 2.85 | 3.0192 | 3.665 | 4.0451 | 4.4187 | 0.00025599
259 | 0.0002039 | 0.00014336 | 0 | 2.6574 | 2.8519 | 3.0192 | 3.6466 | 4.0492 | 4.4187 | 0.00025485
260 | 0.0002039 | 0.00014638 | 0 | 2.6549 | 2.8519 | 3.0192 | 3.6416 | 4.0492 | 4.4187 | 0.00027435
261 | 0.0002039 | 0.00014534 | 0 | 2.6541 | 2.8519 | 3.0192 | 3.6399 | 4.0492 | 4.4187 | 0.00026337
262 | 0.0002039 | 0.0001469 | 0 | 2.6525 | 2.8519 | 3.0192 | 3.6366 | 4.0492 | 4.4187 | 1.0161e-05
263 | 0.0002039 | 0.0001459 | 0 | 2.6508 | 2.8509 | 3.0192 | 3.6333 | 4.0472 | 4.4187 | 4.9167e-06
264 | 0.0002039 | 0.00014686 | 0 | 2.6483 | 2.85 | 3.0192 | 3.6283 | 4.0451 | 4.4187 | 1.7536e-05
265 | 0.0002039 | 0.00014624 | 0 | 2.6376 | 2.85 | 3.0192 | 3.607 | 4.0451 | 4.4187 | 2.3108e-05
266 | 0.0002039 | 0.00014677 | 0 | 2.6302 | 2.85 | 3.0192 | 3.5923 | 4.0451 | 4.4187 | 2.3928e-05
267 | 0.0002039 | 0.0001468 | 0 | 2.6475 | 2.85 | 3.0192 | 3.6267 | 4.0451 | 4.4187 | 3.4253e-05
268 | 0.0002039 | 0.00014615 | 0 | 2.65 | 2.85 | 3.0192 | 3.6316 | 4.0451 | 4.4187 | 1.5078e-05
269 | 0.0002039 | 0.0001451 | 0 | 2.6591 | 2.85 | 3.0192 | 3.6499 | 4.0451 | 4.4187 | 2.4092e-05
270 | 0.0002039 | 0.00014638 | 0 | 2.67 | 2.849 | 3.0192 | 3.6718 | 4.0431 | 4.4187 | 2.2125e-05
271 | 0.0002039 | 0.00014644 | 0 | 2.6776 | 2.849 | 3.0192 | 3.687 | 4.0431 | 4.4187 | 0.0006095
272 | 0.0002039 | 0.00014663 | 0.0011551 | 2.6895 | 2.849 | 3.0192 | 3.7111 | 4.0431 | 4.4187 | 0.00062163
273 | 0.0002039 | 0.00014648 | 0.004115 | 2.7162 | 2.849 | 3.0192 | 3.7654 | 4.0431 | 4.4187 | 8.3419e-05
274 | 0.0002039 | 0.00014676 | 0.0069306 | 2.7461 | 2.849 | 3.0192 | 3.8269 | 4.0431 | 4.4187 | 8.7353e-05
275 | 0.0002039 | 0.00014625 | 0.0086633 | 2.7713 | 2.848 | 3.0192 | 3.879 | 4.041 | 4.4187 | 8.473e-05
276 | 0.0002039 | 0.00014684 | 0.0073349 | 2.7822 | 2.848 | 3.0192 | 3.9018 | 4.041 | 4.4187 | 9.2433e-05
277 | 0.0002039 | 0.00014685 | 0.0050536 | 2.7941 | 2.8471 | 3.0192 | 3.9268 | 4.0389 | 4.4187 | 6.8505e-05
278 | 0.0002039 | 0.00014608 | 0.0035375 | 2.7923 | 2.8461 | 3.0192 | 3.9229 | 4.0369 | 4.4187 | 0.00010292
279 | 0.0002039 | 0.00014642 | 0.0012129 | 2.7813 | 2.8461 | 3.0192 | 3.8999 | 4.0369 | 4.4187 | 0.00034089
280 | 0.0002039 | 0.00014625 | 0 | 2.7686 | 2.8461 | 3.0192 | 3.8733 | 4.0369 | 4.4187 | 0.00032794
281 | 0.0002039 | 0.00014626 | 0 | 2.7596 | 2.8461 | 3.0192 | 3.8546 | 4.0369 | 4.4187 | 3.835e-05
282 | 0.0002039 | 0.00014635 | 0 | 2.7461 | 2.8461 | 3.0192 | 3.8269 | 4.0369 | 4.4187 | 5.7197e-05
283 | 0.0002039 | 0.00014666 | 0 | 2.7578 | 2.8461 | 3.0192 | 3.8509 | 4.0369 | 4.4187 | 4.1628e-05
284 | 0.0002039 | 0.00014696 | 0 | 2.7641 | 2.8433 | 3.0192 | 3.864 | 4.0308 | 4.4187 | 0.00016405
285 | 0.0002039 | 0.00014056 | 0 | 2.7578 | 2.8433 | 3.0192 | 3.8509 | 4.0308 | 4.4187 | 0.00018323
286 | 0.0002039 | 0.00014555 | 0 | 2.7605 | 2.8433 | 3.0192 | 3.8565 | 4.0308 | 4.4187 | 0.00017356
287 | 0.0002039 | 0.00014621 | 0 | 2.7479 | 2.8433 | 3.0192 | 3.8305 | 4.0308 | 4.4187 | 2.4583e-05
288 | 0.0002039 | 0.00014627 | 0 | 2.7417 | 2.8433 | 3.0192 | 3.8177 | 4.0308 | 4.4187 | 2.7369e-05
289 | 0.0002039 | 0.00014616 | 0 | 2.7461 | 2.8433 | 3.0192 | 3.8269 | 4.0308 | 4.4187 | 2.7533e-05
290 | 0.0002039 | 0.00014578 | 0 | 2.7373 | 2.8433 | 3.0192 | 3.8086 | 4.0308 | 4.4187 | 2.065e-05
291 | 0.0002039 | 0.0001457 | 0 | 2.7497 | 2.8433 | 3.0192 | 3.8342 | 4.0308 | 4.4187 | 1.9175e-05
292 | 0.0002039 | 0.00014481 | 0 | 2.7426 | 2.8433 | 3.0192 | 3.8195 | 4.0308 | 4.4187 | 2.3764e-05
293 | 0.0002039 | 0.00014389 | 0 | 2.7533 | 2.8433 | 3.0192 | 3.8416 | 4.0308 | 4.4187 | 3.3269e-05
294 | 0.0002039 | 0.00014519 | 0 | 2.7596 | 2.8433 | 3.0192 | 3.8546 | 4.0308 | 4.4187 | 2.4256e-05
295 | 0.0002039 | 0.00014632 | 0 | 2.7515 | 2.8433 | 3.0192 | 3.8379 | 4.0308 | 4.4187 | 0.00061688
296 | 0.0002039 | 0.00014679 | 0.0015161 | 2.7355 | 2.8433 | 3.0192 | 3.8049 | 4.0308 | 4.4187 | 0.00061917
297 | 0.0002039 | 0.00014694 | 0.0045626 | 2.7515 | 2.8433 | 3.0192 | 3.8379 | 4.0308 | 4.4187 | 0.00011259
298 | 0.0002039 | 0.00014642 | 0.0068728 | 2.7686 | 2.8433 | 3.0192 | 3.8733 | 4.0308 | 4.4187 | 9.4892e-05
299 | 0.0002039 | 0.00014648 | 0.010338 | 2.7941 | 2.8433 | 3.0192 | 3.9268 | 4.0308 | 4.4187 | 8.8664e-05
300 | 0.0002039 | 0.00014696 | 0.0090098 | 2.8136 | 2.8423 | 3.0192 | 3.9678 | 4.0287 | 4.4187 | 0.00010833
301 | 0.0002039 | 0.00014643 | 0.0070461 | 2.8296 | 2.8423 | 3.0192 | 4.0017 | 4.0287 | 4.4187 | 8.5058e-05
302 | 0.0002039 | 0.00014695 | 0.0043316 | 2.8202 | 2.8423 | 3.0192 | 3.9817 | 4.0287 | 4.4187 | 7.0144e-05
303 | 0.0002039 | 0.00014676 | 0.0012129 | 2.8071 | 2.8423 | 3.0192 | 3.954 | 4.0287 | 4.4187 | 0.00028992
304 | 0.0002009 | 0.00014553 | 0 | 2.7895 | 2.8423 | 3.0192 | 3.9171 | 4.0287 | 4.4187 | 0.00032712
305 | 0.0001975 | 0.00014478 | 0 | 2.7795 | 2.8414 | 3.0192 | 3.8961 | 4.0267 | 4.4187 | 3.54e-05
306 | 0.0002039 | 0.0001469 | 0 | 2.7777 | 2.8414 | 3.0192 | 3.8923 | 4.0267 | 4.4187 | 3.6383e-05
307 | 0.0002039 | 0.00014656 | 0 | 2.7569 | 2.8414 | 3.0192 | 3.849 | 4.0267 | 4.4187 | 5.3592e-05
308 | 0.0002039 | 0.00014528 | 0 | 2.7461 | 2.8414 | 3.0192 | 3.8269 | 4.0267 | 4.4187 | 0.00016897
309 | 0.0002039 | 0.00014567 | 0 | 2.7524 | 2.8414 | 3.0192 | 3.8398 | 4.0267 | 4.4187 | 0.00015127
310 | 0.0002039 | 0.00014675 | 0 | 2.732 | 2.8414 | 3.0192 | 3.7977 | 4.0267 | 4.4187 | 0.00017602
311 | 0.0002039 | 0.00014697 | 0 | 2.7162 | 2.8414 | 3.0192 | 3.7654 | 4.0267 | 4.4187 | 1.7372e-05
312 | 0.0002039 | 0.00014677 | 0 | 2.7136 | 2.8404 | 3.0192 | 3.7601 | 4.0247 | 4.4187 | 1.1964e-05
313 | 0.0002039 | 0.00014532 | 0 | 2.7197 | 2.8404 | 3.0192 | 3.7725 | 4.0247 | 4.4187 | 1.3931e-05
314 | 0.0002039 | 0.00014546 | 0 | 2.7119 | 2.8385 | 3.0192 | 3.7565 | 4.0206 | 4.4187 | 1.5242e-05
315 | 0.0002039 | 0.00014522 | 0 | 2.6998 | 2.8404 | 3.0192 | 3.7319 | 4.0247 | 4.4187 | 1.8683e-05
316 | 0.0002039 | 0.00014425 | 0 | 2.7075 | 2.8404 | 3.0192 | 3.7477 | 4.0247 | 4.4187 | 1.3931e-05
317 | 0.0002039 | 0.00014535 | 0 | 2.7162 | 2.8404 | 3.0192 | 3.7654 | 4.0247 | 4.4187 | 1.1472e-05
318 | 0.0002039 | 0.00014535 | 0 | 2.7075 | 2.8404 | 3.0192 | 3.7477 | 4.0247 | 4.4187 | 9.8333e-06
319 | 0.0002039 | 0.00014685 | 0.00014439 | 2.7067 | 2.8404 | 3.0192 | 3.7459 | 4.0247 | 4.4187 | 0.00065113
320 | 0.0002039 | 0.00014695 | 0.0023102 | 2.7241 | 2.8394 | 3.0192 | 3.7815 | 4.0226 | 4.4187 | 8.2764e-05
321 | 0.0002039 | 0.00014699 | 0.0095873 | 2.7542 | 2.8385 | 3.0192 | 3.8435 | 4.0206 | 4.4187 | 6.1786e-05
322 | 0.0002039 | 0.00014669 | 0.013341 | 2.7677 | 2.8385 | 3.0192 | 3.8715 | 4.0206 | 4.4187 | 0.00010817
323 | 0.0002039 | 0.00014675 | 0.016749 | 2.7951 | 2.8385 | 3.0192 | 3.9287 | 4.0206 | 4.4187 | 7.9486e-05
324 | 0.0002039 | 0.0001471 | 0.017095 | 2.8099 | 2.8385 | 3.0192 | 3.9599 | 4.0206 | 4.4187 | 0.00022469
325 | 0.0002039 | 0.00014708 | 0.015132 | 2.8164 | 2.8375 | 3.0192 | 3.9737 | 4.0186 | 4.4187 | 9.7842e-05
326 | 0.0002039 | 0.00014689 | 0.010396 | 2.8239 | 2.8375 | 3.0192 | 3.9896 | 4.0186 | 4.4187 | 0.00010374
327 | 0.00019318 | 0.00014347 | 0.0032487 | 2.8221 | 2.8375 | 3.0192 | 3.9857 | 4.0186 | 4.4187 | 0.00010833
328 | 0.00017426 | 0.00013756 | 7.2194e-05 | 2.8034 | 2.8375 | 3.0192 | 3.9462 | 4.0186 | 4.4187 | 8.4567e-05
329 | 0.0001701 | 0.00013663 | 0 | 2.8025 | 2.8375 | 3.0192 | 3.9442 | 4.0186 | 4.4187 | 7.6208e-05
330 | 0.00019098 | 0.00014266 | 0 | 2.7905 | 2.8375 | 3.0192 | 3.919 | 4.0186 | 4.4187 | 0.00024042
331 | 0.0002039 | 0.00014375 | 0 | 2.8043 | 2.8375 | 3.0192 | 3.9481 | 4.0186 | 4.4187 | 0.00025468
332 | 0.0002039 | 0.00014688 | 0 | 2.8034 | 2.8375 | 3.0192 | 3.9462 | 4.0186 | 4.4187 | 0.00025009
333 | 0.0002039 | 0.00014711 | 0 | 2.8127 | 2.8375 | 3.0192 | 3.9658 | 4.0186 | 4.4187 | 0.00027943
334 | 0.0002039 | 0.00014602 | 0 | 2.8127 | 2.8375 | 3.0192 | 3.9658 | 4.0186 | 4.4187 | 9.1778e-06
335 | 0.0002039 | 0.00014619 | 0 | 2.8174 | 2.8375 | 3.0192 | 3.9757 | 4.0186 | 4.4187 | 1.7372e-05
336 | 0.0002039 | 0.00014679 | 0 | 2.808 | 2.8375 | 3.0192 | 3.956 | 4.0186 | 4.4187 | 4.2611e-06
337 | 0.0002039 | 0.00014583 | 0 | 2.7941 | 2.8375 | 3.0192 | 3.9268 | 4.0186 | 4.4187 | 9.1778e-06
338 | 0.0002039 | 0.00014517 | 0 | 2.809 | 2.8375 | 3.0192 | 3.9579 | 4.0186 | 4.4187 | 1.2783e-05
339 | 0.0002039 | 0.00014474 | 0 | 2.8025 | 2.8366 | 3.0192 | 3.9442 | 4.0165 | 4.4187 | 9.9972e-06
340 | 0.0002039 | 0.00014463 | 0 | 2.7877 | 2.8366 | 3.0192 | 3.9133 | 4.0165 | 4.4187 | 2.7042e-05
341 | 0.0002039 | 0.00014537 | 0 | 2.7813 | 2.8347 | 3.0192 | 3.8999 | 4.0125 | 4.4187 | 1.3111e-05
342 | 0.0002039 | 0.00014431 | 0 | 2.747 | 2.8347 | 3.0192 | 3.8287 | 4.0125 | 4.4187 | 1.2128e-05
343 | 0.0002039 | 0.0001465 | 7.2194e-05 | 2.7435 | 2.8347 | 3.0192 | 3.8214 | 4.0125 | 4.4187 | 0.00056755
344 | 0.0002039 | 0.00014661 | 0.0024546 | 2.7488 | 2.8366 | 3.0192 | 3.8324 | 4.0165 | 4.4187 | 7.6044e-05
345 | 0.0002039 | 0.00014705 | 0.0068151 | 2.756 | 2.8366 | 3.0192 | 3.8472 | 4.0165 | 4.4187 | 8.0305e-05
346 | 0.0002039 | 0.00014713 | 0.011609 | 2.7786 | 2.8366 | 3.0192 | 3.8942 | 4.0165 | 4.4187 | 8.9647e-05
347 | 0.0002039 | 0.00014684 | 0.013919 | 2.7951 | 2.8347 | 3.0192 | 3.9287 | 4.0125 | 4.4187 | 8.9483e-05
348 | 0.0002039 | 0.00014665 | 0.011667 | 2.8108 | 2.8347 | 3.0192 | 3.9619 | 4.0125 | 4.4187 | 0.00019765
349 | 0.0002039 | 0.00014709 | 0.0080857 | 2.8249 | 2.8347 | 3.0192 | 3.9916 | 4.0125 | 4.4187 | 9.7186e-05
350 | 0.0002039 | 0.0001471 | 0.0054145 | 2.8146 | 2.8347 | 3.0192 | 3.9698 | 4.0125 | 4.4187 | 8.0305e-05
351 | 0.0002039 | 0.00014667 | 0.0013717 | 2.7951 | 2.8347 | 3.0192 | 3.9287 | 4.0125 | 4.4187 | 9.0303e-05
352 | 0.0002039 | 0.00014694 | 0 | 2.774 | 2.8347 | 3.0192 | 3.8847 | 4.0125 | 4.4187 | 7.5061e-05
353 | 0.0002039 | 0.00014691 | 0 | 2.7677 | 2.8347 | 3.0192 | 3.8715 | 4.0125 | 4.4187 | 7.883e-05
354 | 0.0002039 | 0.00014657 | 0 | 2.7497 | 2.8347 | 3.0192 | 3.8342 | 4.0125 | 4.4187 | 0.00026239
355 | 0.0002039 | 0.00014543 | 0 | 2.739 | 2.8347 | 3.0192 | 3.8122 | 4.0125 | 4.4187 | 0.00020453
356 | 0.0002039 | 0.00014621 | 0 | 2.7119 | 2.8347 | 3.0192 | 3.7565 | 4.0125 | 4.4187 | 0.00027746
357 | 0.0002039 | 0.00014393 | 0 | 2.6921 | 2.8347 | 3.0192 | 3.7163 | 4.0125 | 4.4187 | 0.00024813
358 | 0.0002039 | 0.00014577 | 0 | 2.6895 | 2.8347 | 3.0192 | 3.7111 | 4.0125 | 4.4187 | 2.6222e-06
359 | 0.0002039 | 0.00014646 | 0 | 2.6912 | 2.8347 | 3.0192 | 3.7145 | 4.0125 | 4.4187 | 1.3439e-05
360 | 0.0002039 | 0.00014555 | 0 | 2.6852 | 2.8328 | 3.0192 | 3.7025 | 4.0084 | 4.4187 | 1.9011e-05
361 | 0.0002039 | 0.00014554 | 0 | 2.6903 | 2.8328 | 3.0192 | 3.7128 | 4.0084 | 4.4187 | 1.3439e-05
362 | 0.0002039 | 0.00014414 | 0 | 2.6734 | 2.8328 | 3.0192 | 3.6785 | 4.0084 | 4.4187 | 1.5569e-05
363 | 0.0002039 | 0.00014557 | 0 | 2.6776 | 2.8328 | 3.0192 | 3.687 | 4.0084 | 4.4187 | 1.6553e-05
364 | 0.0002039 | 0.00014575 | 0 | 2.6666 | 2.8328 | 3.0192 | 3.665 | 4.0084 | 4.4187 | 2.1633e-05
365 | 0.0002039 | 0.00014544 | 0 | 2.6425 | 2.8318 | 3.0192 | 3.6168 | 4.0064 | 4.4187 | 1.2292e-05
366 | 0.0002039 | 0.00014505 | 0 | 2.6343 | 2.8328 | 3.0192 | 3.6005 | 4.0084 | 4.4187 | 2.0158e-05
367 | 0.0002039 | 0.00014694 | 0.00014439 | 2.6302 | 2.8328 | 3.0192 | 3.5923 | 4.0084 | 4.4187 | 0.00063982
368 | 0.0002039 | 0.00014706 | 0.0019492 | 2.631 | 2.8328 | 3.0192 | 3.594 | 4.0084 | 4.4187 | 6.7686e-05
369 | 0.0002039 | 0.00014629 | 0.0043316 | 2.6869 | 2.8328 | 3.0192 | 3.7059 | 4.0084 | 4.4187 | 8.5714e-05
370 | 0.0002039 | 0.00014721 | 0.0092986 | 2.7223 | 2.8328 | 3.0192 | 3.7779 | 4.0084 | 4.4187 | 7.7355e-05
371 | 0.0002039 | 0.00014714 | 0.0094141 | 2.7444 | 2.8328 | 3.0192 | 3.8232 | 4.0084 | 4.4187 | 8.7189e-05
372 | 0.0002039 | 0.00014638 | 0.0069306 | 2.7686 | 2.8337 | 3.0192 | 3.8733 | 4.0105 | 4.4187 | 0.00022256
373 | 0.0002039 | 0.00014705 | 0.007075 | 2.7722 | 2.8328 | 3.0192 | 3.8809 | 4.0084 | 4.4187 | 9.5875e-05
374 | 0.0002039 | 0.00014704 | 0.0036819 | 2.7804 | 2.8328 | 3.0192 | 3.898 | 4.0084 | 4.4187 | 7.375e-05
375 | 0.0002039 | 0.00014698 | 0.0014439 | 2.7632 | 2.8328 | 3.0192 | 3.8621 | 4.0084 | 4.4187 | 0.00010194
376 | 0.00020089 | 0.00014579 | 0.00014439 | 2.718 | 2.8328 | 3.0192 | 3.769 | 4.0084 | 4.4187 | 9.1778e-05
377 | 0.0002039 | 0.00014702 | 0 | 2.7067 | 2.8328 | 3.0192 | 3.7459 | 4.0084 | 4.4187 | 7.7847e-05
378 | 0.0002039 | 0.00014714 | 0 | 2.6972 | 2.8328 | 3.0192 | 3.7267 | 4.0084 | 4.4187 | 0.00026353
379 | 0.0002039 | 0.00014699 | 0 | 2.6955 | 2.8309 | 3.0192 | 3.7232 | 4.0044 | 4.4187 | 0.00027009
380 | 0.0002039 | 0.00014747 | 0 | 2.6734 | 2.8318 | 3.0192 | 3.6785 | 4.0064 | 4.4187 | 0.00024337
381 | 0.0002039 | 0.00014698 | 0 | 2.6591 | 2.8318 | 3.0192 | 3.6499 | 4.0064 | 4.4187 | 0.00027582
382 | 0.0002039 | 0.00014713 | 0 | 2.6508 | 2.8309 | 3.0192 | 3.6333 | 4.0044 | 4.4187 | 1.3603e-05
383 | 0.0002039 | 0.00014666 | 0 | 2.6516 | 2.8309 | 3.0192 | 3.6349 | 4.0044 | 4.4187 | 1.0653e-05
384 | 0.0002039 | 0.00014674 | 0 | 2.6475 | 2.8309 | 3.0192 | 3.6267 | 4.0044 | 4.4187 | 1.1144e-05
385 | 0.0002039 | 0.00014686 | 0 | 2.6467 | 2.8309 | 3.0192 | 3.625 | 4.0044 | 4.4187 | 1.0489e-05
386 | 0.0002039 | 0.00014714 | 0 | 2.6549 | 2.8309 | 3.0192 | 3.6416 | 4.0044 | 4.4187 | 8.0305e-06
387 | 0.0002039 | 0.00014728 | 0 | 2.6384 | 2.8309 | 3.0192 | 3.6086 | 4.0044 | 4.4187 | 1.0817e-05
388 | 0.0002039 | 0.00014722 | 0 | 2.6245 | 2.8309 | 3.0192 | 3.581 | 4.0044 | 4.4187 | 1.1308e-05
389 | 0.0002039 | 0.00014713 | 0 | 2.6164 | 2.8309 | 3.0192 | 3.565 | 4.0044 | 4.4187 | 1.0653e-05
390 | 0.0002039 | 0.00014596 | 0 | 2.614 | 2.8318 | 3.0192 | 3.5603 | 4.0064 | 4.4187 | 1.6389e-05
391 | 0.0002039 | 0.00014646 | 0.00014439 | 2.602 | 2.8318 | 3.0192 | 3.5366 | 4.0064 | 4.4187 | 0.00064621
392 | 0.0002039 | 0.0001469 | 0.0020214 | 2.5869 | 2.8309 | 3.0192 | 3.507 | 4.0044 | 4.4187 | 7.883e-05
393 | 0.0002039 | 0.00014699 | 0.0065696 | 2.6558 | 2.8309 | 3.0192 | 3.6432 | 4.0044 | 4.4187 | 8.473e-05
394 | 0.0002039 | 0.00014605 | 0.0095873 | 2.7093 | 2.829 | 3.0192 | 3.7512 | 4.0004 | 4.4187 | 8.4075e-05
395 | 0.0002039 | 0.00014705 | 0.011724 | 2.7364 | 2.829 | 3.0192 | 3.8068 | 4.0004 | 4.4187 | 0.00010538
396 | 0.0002039 | 0.00014681 | 0.012186 | 2.7578 | 2.8281 | 3.0192 | 3.8509 | 3.9984 | 4.4187 | 0.0001965
397 | 0.0002039 | 0.00014684 | 0.011378 | 2.7777 | 2.8281 | 3.0192 | 3.8923 | 3.9984 | 4.4187 | 8.8992e-05
398 | 0.00019063 | 0.00014309 | 0.0072194 | 2.7596 | 2.8281 | 3.0192 | 3.8546 | 3.9984 | 4.4187 | 9.4892e-05
399 | 0.00017503 | 0.00013813 | 0.002599 | 2.7285 | 2.8281 | 3.0192 | 3.7905 | 3.9984 | 4.4187 | 9.2105e-05
400 | 0.00016254 | 0.00013431 | 0.00014439 | 2.6844 | 2.8281 | 3.0192 | 3.7007 | 3.9984 | 4.4187 | 9.6039e-05
401 | 0.00018755 | 0.00014185 | 0 | 2.6683 | 2.8281 | 3.0192 | 3.6684 | 3.9984 | 4.4187 | 8.85e-05
402 | 0.00019348 | 0.00014391 | 0 | 2.6196 | 2.8281 | 3.0192 | 3.5714 | 3.9984 | 4.4187 | 0.00029467
403 | 0.0002039 | 0.00014583 | 0 | 2.5908 | 2.8271 | 3.0192 | 3.5147 | 3.9964 | 4.4187 | 0.00025288
404 | 0.0002039 | 0.00014767 | 0 | 2.5916 | 2.8271 | 3.0192 | 3.5163 | 3.9964 | 4.4187 | 0.00028467
405 | 0.0002039 | 0.00014724 | 0 | 2.5884 | 2.8271 | 3.0192 | 3.5101 | 3.9964 | 4.4187 | 0.0002637
406 | 0.0002039 | 0.0001474 | 0 | 2.5948 | 2.8271 | 3.0192 | 3.5225 | 3.9964 | 4.4187 | 1.5242e-05
407 | 0.0002039 | 0.00014667 | 0 | 2.6108 | 2.8262 | 3.0192 | 3.5539 | 3.9944 | 4.4187 | 7.0472e-06
408 | 0.0002039 | 0.00014723 | 0 | 2.6052 | 2.8271 | 3.0192 | 3.5429 | 3.9964 | 4.4187 | 1.5078e-05
409 | 0.0002039 | 0.00014734 | 0 | 2.6196 | 2.8262 | 3.0192 | 3.5714 | 3.9944 | 4.4187 | 1.5897e-05
410 | 0.0002039 | 0.00014703 | 0 | 2.631 | 2.8262 | 3.0192 | 3.594 | 3.9944 | 4.4187 | 1.3931e-05
411 | 0.0002039 | 0.00014698 | 0 | 2.6392 | 2.8262 | 3.0192 | 3.6102 | 3.9944 | 4.4187 | 8.5222e-06
412 | 0.0002039 | 0.00014636 | 0 | 2.65 | 2.8262 | 3.0192 | 3.6316 | 3.9944 | 4.4187 | 1.5897e-05
413 | 0.0002039 | 0.00014616 | 0 | 2.645 | 2.8262 | 3.0192 | 3.6217 | 3.9944 | 4.4187 | 1.4914e-05
414 | 0.0002039 | 0.00014618 | 0 | 2.6409 | 2.8262 | 3.0192 | 3.6135 | 3.9944 | 4.4187 | 1.8847e-05
415 | 0.0002039 | 0.00014702 | 0.00017327 | 2.6458 | 2.8252 | 3.0192 | 3.6234 | 3.9924 | 4.4187 | 0.00071472
416 | 0.0002039 | 0.00014672 | 0.0027434 | 2.6491 | 2.8233 | 3.0192 | 3.63 | 3.9884 | 4.4187 | 6.4408e-05
417 | 0.0002039 | 0.00014698 | 0.0086633 | 2.6633 | 2.8233 | 3.0192 | 3.6583 | 3.9884 | 4.4187 | 9.5055e-05
418 | 0.00020358 | 0.00014716 | 0.014785 | 2.6844 | 2.8233 | 3.0192 | 3.7007 | 3.9884 | 4.4187 | 9.1122e-05
419 | 0.0002039 | 0.00014689 | 0.017269 | 2.7024 | 2.8233 | 3.0192 | 3.7372 | 3.9884 | 4.4187 | 9.2761e-05
420 | 0.0002039 | 0.00014722 | 0.017442 | 2.711 | 2.8233 | 3.0192 | 3.7548 | 3.9884 | 4.4187 | 0.00023125
421 | 0.0002039 | 0.00014725 | 0.017038 | 2.7223 | 2.8233 | 3.0192 | 3.7779 | 3.9884 | 4.4187 | 8.4403e-05
422 | 0.00018378 | 0.00014066 | 0.011089 | 2.732 | 2.8233 | 3.0192 | 3.7977 | 3.9884 | 4.4187 | 8.26e-05
423 | 0.00018114 | 0.00014025 | 0.0040429 | 2.718 | 2.8233 | 3.0192 | 3.769 | 3.9884 | 4.4187 | 0.0001021
424 | 0.00017827 | 0.0001389 | 0.00023102 | 2.7032 | 2.8233 | 3.0192 | 3.7389 | 3.9884 | 4.4187 | 7.9814e-05
425 | 0.00019748 | 0.00014463 | 0 | 2.6759 | 2.8233 | 3.0192 | 3.6836 | 3.9884 | 4.4187 | 8.4894e-05
426 | 0.00020301 | 0.00014679 | 0 | 2.6708 | 2.8233 | 3.0192 | 3.6735 | 3.9884 | 4.4187 | 0.00027664
427 | 0.0002039 | 0.00014516 | 0 | 2.6625 | 2.8233 | 3.0192 | 3.6566 | 3.9884 | 4.4187 | 0.00028451
428 | 0.0002039 | 0.00014572 | 0 | 2.6392 | 2.8233 | 3.0192 | 3.6102 | 3.9884 | 4.4187 | 0.00023567
429 | 0.0002039 | 0.00014619 | 0 | 2.6343 | 2.8233 | 3.0192 | 3.6005 | 3.9884 | 4.4187 | 0.00024551
430 | 0.0002039 | 0.0001466 | 0 | 2.6213 | 2.8233 | 3.0192 | 3.5746 | 3.9884 | 4.4187 | 6.5555e-06
431 | 0.0002039 | 0.0001473 | 0 | 2.6164 | 2.8233 | 3.0192 | 3.565 | 3.9884 | 4.4187 | 1.1964e-05
432 | 0.0002039 | 0.00014709 | 0 | 2.6012 | 2.8233 | 3.0192 | 3.535 | 3.9884 | 4.4187 | 3.0975e-05
433 | 0.0002039 | 0.00014671 | 0 | 2.6076 | 2.8233 | 3.0192 | 3.5476 | 3.9884 | 4.4187 | 2.8353e-05
434 | 0.0002039 | 0.00014531 | 0 | 2.6036 | 2.8205 | 3.0192 | 3.5397 | 3.9824 | 4.4187 | 1.3767e-05
435 | 0.0002039 | 0.00014673 | 0 | 2.5988 | 2.8205 | 3.0192 | 3.5303 | 3.9824 | 4.4187 | 3.0811e-05
436 | 0.0002039 | 0.00014549 | 0 | 2.5861 | 2.8196 | 3.0192 | 3.5055 | 3.9804 | 4.4187 | 2.2125e-05
437 | 0.0002039 | 0.00014636 | 0 | 2.5829 | 2.8196 | 3.0192 | 3.4993 | 3.9804 | 4.4187 | 2.0486e-05
438 | 0.0002039 | 0.00014557 | 0 | 2.5877 | 2.8196 | 3.0192 | 3.5086 | 3.9804 | 4.4187 | 1.7372e-05
439 | 0.0002039 | 0.00014689 | 0.00028878 | 2.5964 | 2.8196 | 3.0192 | 3.5256 | 3.9804 | 4.4187 | 0.00062261
440 | 0.0002039 | 0.00014717 | 0.0030033 | 2.6004 | 2.8196 | 3.0192 | 3.5334 | 3.9804 | 4.4187 | 0.00064228
441 | 0.0002039 | 0.00014734 | 0.010685 | 2.6188 | 2.8186 | 3.0192 | 3.5698 | 3.9784 | 4.4187 | 8.8336e-05
442 | 0.0002039 | 0.00014737 | 0.01646 | 2.6475 | 2.8186 | 3.0192 | 3.6267 | 3.9784 | 4.4187 | 9.4728e-05
443 | 0.0002039 | 0.00014722 | 0.019579 | 2.6625 | 2.8186 | 3.0192 | 3.6566 | 3.9784 | 4.4187 | 9.653e-05
444 | 0.0002039 | 0.00014688 | 0.02033 | 2.6938 | 2.8186 | 3.0192 | 3.7197 | 3.9784 | 4.4187 | 7.6536e-05
445 | 0.0002039 | 0.00014744 | 0.019348 | 2.7041 | 2.8186 | 3.0192 | 3.7407 | 3.9784 | 4.4187 | 0.00010669
446 | 0.0002039 | 0.00014682 | 0.012186 | 2.7058 | 2.8186 | 3.0192 | 3.7442 | 3.9784 | 4.4187 | 9.5711e-05
447 | 0.00018228 | 0.00014035 | 0.0038503 | 2.6921 | 2.8186 | 3.0192 | 3.7163 | 3.9784 | 4.4187 | 0.00032368
448 | 0.00017946 | 0.00013969 | 0.00023102 | 2.6827 | 2.8186 | 3.0192 | 3.6973 | 3.9784 | 4.4187 | 0.00029221
449 | 0.00018914 | 0.0001428 | 0 | 2.6784 | 2.8186 | 3.0192 | 3.6887 | 3.9784 | 4.4187 | 4.13e-05
450 | 0.00020124 | 0.00014632 | 0 | 2.6878 | 2.8186 | 3.0192 | 3.7076 | 3.9784 | 4.4187 | 4.1464e-05
451 | 0.0002039 | 0.00014765 | 0 | 2.6895 | 2.8186 | 3.0192 | 3.7111 | 3.9784 | 4.4187 | 5.9983e-05
452 | 0.0002039 | 0.00014696 | 0 | 2.6869 | 2.8186 | 3.0192 | 3.7059 | 3.9784 | 4.4187 | 0.00016995
453 | 0.0002039 | 0.00014736 | 0 | 2.6895 | 2.8186 | 3.0192 | 3.7111 | 3.9784 | 4.4187 | 0.00018093
454 | 0.0002039 | 0.0001474 | 0 | 2.6835 | 2.8186 | 3.0192 | 3.699 | 3.9784 | 4.4187 | 0.00019454
455 | 0.0002039 | 0.00014747 | 0 | 2.6793 | 2.8186 | 3.0192 | 3.6905 | 3.9784 | 4.4187 | 2.2617e-05
456 | 0.0002039 | 0.00014721 | 0 | 2.6776 | 2.8186 | 3.0192 | 3.687 | 3.9784 | 4.4187 | 3.3106e-05
457 | 0.0002039 | 0.00014605 | 0 | 2.6751 | 2.8186 | 3.0192 | 3.6819 | 3.9784 | 4.4187 | 2.3928e-05
458 | 0.0002039 | 0.00014606 | 0 | 2.6658 | 2.8186 | 3.0192 | 3.6633 | 3.9784 | 4.4187 | 1.5078e-05
459 | 0.0002039 | 0.00014344 | 0 | 2.6525 | 2.8186 | 3.0192 | 3.6366 | 3.9784 | 4.4187 | 2.9992e-05
460 | 0.0002039 | 0.00014562 | 0 | 2.6566 | 2.8186 | 3.0192 | 3.6449 | 3.9784 | 4.4187 | 2.1469e-05
461 | 0.0002039 | 0.00014618 | 0 | 2.6591 | 2.8177 | 3.0192 | 3.6499 | 3.9764 | 4.4187 | 2.95e-05
462 | 0.0002039 | 0.00014604 | 0 | 2.6683 | 2.8177 | 3.0192 | 3.6684 | 3.9764 | 4.4187 | 3.2286e-05
463 | 0.0002039 | 0.00014663 | 0.00019252 | 2.6516 | 2.8177 | 3.0192 | 3.6349 | 3.9764 | 4.4187 | 0.00070472
464 | 0.0002039 | 0.00014652 | 0.0030321 | 2.6574 | 2.8177 | 3.0192 | 3.6466 | 3.9764 | 4.4187 | 0.0006136
465 | 0.0002039 | 0.00014722 | 0.0068343 | 2.6675 | 2.8177 | 3.0192 | 3.6667 | 3.9764 | 4.4187 | 0.0001062
466 | 0.0002039 | 0.00014702 | 0.012302 | 2.6981 | 2.8177 | 3.0192 | 3.7284 | 3.9764 | 4.4187 | 8.6205e-05
467 | 0.0002039 | 0.00014437 | 0.013977 | 2.7188 | 2.8177 | 3.0192 | 3.7707 | 3.9764 | 4.4187 | 0.00010046
468 | 0.0002039 | 0.00014725 | 0.016518 | 2.7417 | 2.8177 | 3.0192 | 3.8177 | 3.9764 | 4.4187 | 8.7189e-05
469 | 0.0002039 | 0.00014678 | 0.012071 | 2.7632 | 2.8168 | 3.0192 | 3.8621 | 3.9744 | 4.4187 | 9.0139e-05
470 | 0.00019193 | 0.00014355 | 0.0078691 | 2.7569 | 2.8158 | 3.0192 | 3.849 | 3.9724 | 4.4187 | 8.6861e-05
471 | 0.00015571 | 0.00013241 | 0.0027915 | 2.7426 | 2.8158 | 3.0192 | 3.8195 | 3.9724 | 4.4187 | 0.00031073
472 | 0.000159 | 0.00013332 | 0.00019252 | 2.7093 | 2.8158 | 3.0192 | 3.7512 | 3.9724 | 4.4187 | 0.00031729
473 | 0.00017438 | 0.00013817 | 0 | 2.6929 | 2.8158 | 3.0192 | 3.718 | 3.9724 | 4.4187 | 3.7367e-05
474 | 0.00018284 | 0.00014102 | 0 | 2.6666 | 2.8149 | 3.0192 | 3.665 | 3.9705 | 4.4187 | 4.0153e-05
475 | 0.0002039 | 0.00014483 | 0 | 2.6359 | 2.8149 | 3.0192 | 3.6037 | 3.9705 | 4.4187 | 4.3758e-05
476 | 0.0002039 | 0.00014753 | 0 | 2.6229 | 2.8149 | 3.0192 | 3.5778 | 3.9705 | 4.4187 | 0.00020158
477 | 0.0002039 | 0.00014678 | 0 | 2.606 | 2.8149 | 3.0192 | 3.5444 | 3.9705 | 4.4187 | 0.00014996
478 | 0.0002039 | 0.00014617 | 0 | 2.59 | 2.8139 | 3.0192 | 3.5132 | 3.9685 | 4.4187 | 0.00017733
479 | 0.0002039 | 0.0001473 | 0 | 2.5924 | 2.8139 | 3.0192 | 3.5178 | 3.9685 | 4.4187 | 1.6225e-05
480 | 0.0002039 | 0.00014655 | 0 | 2.59 | 2.8139 | 3.0192 | 3.5132 | 3.9685 | 4.4187 | 1.2947e-05
481 | 0.0002039 | 0.00014675 | 0 | 2.594 | 2.8139 | 3.0192 | 3.5209 | 3.9685 | 4.4187 | 1.3111e-05
482 | 0.0002039 | 0.00014618 | 0 | 2.5924 | 2.8139 | 3.0192 | 3.5178 | 3.9685 | 4.4187 | 1.1144e-05
483 | 0.0002039 | 0.00014591 | 0 | 2.5853 | 2.8139 | 3.0192 | 3.5039 | 3.9685 | 4.4187 | 7.8667e-06
484 | 0.0002039 | 0.00014605 | 0 | 2.59 | 2.8139 | 3.0192 | 3.5132 | 3.9685 | 4.4187 | 1.0653e-05
485 | 0.0002039 | 0.00014675 | 0 | 2.5996 | 2.8139 | 3.0192 | 3.5319 | 3.9685 | 4.4187 | 1.2947e-05
486 | 0.0002039 | 0.00014604 | 0 | 2.6028 | 2.8158 | 3.0192 | 3.5381 | 3.9724 | 4.4187 | 1.2947e-05
487 | 0.0002039 | 0.00014708 | 0.00023102 | 2.5996 | 2.8139 | 3.0192 | 3.5319 | 3.9685 | 4.4187 | 0.00069948
488 | 0.0002039 | 0.000147 | 0.0028878 | 2.6245 | 2.8139 | 3.0192 | 3.581 | 3.9685 | 4.4187 | 7.4569e-05
489 | 0.0002039 | 0.00014708 | 0.0090675 | 2.6591 | 2.8121 | 3.0192 | 3.6499 | 3.9645 | 4.4187 | 7.9158e-05
490 | 0.0002039 | 0.00014718 | 0.015363 | 2.7127 | 2.8121 | 3.0192 | 3.7583 | 3.9645 | 4.4187 | 8.9647e-05
491 | 0.0002039 | 0.00014616 | 0.021196 | 2.7632 | 2.8121 | 3.0192 | 3.8621 | 3.9645 | 4.4187 | 8.6861e-05
492 | 0.00018521 | 0.00014192 | 0.01981 | 2.7749 | 2.8121 | 3.0192 | 3.8866 | 3.9645 | 4.4187 | 0.00021551
493 | 0.00015212 | 0.00013195 | 0.018655 | 2.7914 | 2.8121 | 3.0192 | 3.921 | 3.9645 | 4.4187 | 7.9814e-05
494 | 0.00013889 | 0.00012791 | 0.014901 | 2.8071 | 2.8111 | 3.0192 | 3.954 | 3.9626 | 4.4187 | 0.00010309
495 | 0.0001231 | 0.00012274 | 0.005968 | 2.7767 | 2.8121 | 3.0192 | 3.8904 | 3.9645 | 4.4187 | 8.6205e-05
496 | 0.00013073 | 0.000125 | 0.00028878 | 2.7408 | 2.813 | 3.0192 | 3.8159 | 3.9665 | 4.4187 | 6.7358e-05
497 | 0.00012877 | 0.00012468 | 0 | 2.7127 | 2.8121 | 3.0192 | 3.7583 | 3.9645 | 4.4187 | 5.0314e-05
498 | 0.00015641 | 0.00013271 | 0 | 2.7302 | 2.8121 | 3.0192 | 3.7941 | 3.9645 | 4.4187 | 0.00024714
499 | 0.0002039 | 0.0001468 | 0 | 2.7285 | 2.8111 | 3.0192 | 3.7905 | 3.9626 | 4.4187 | 0.00028254
500 | 0.0002039 | 0.00014685 | 0 | 2.7145 | 2.8111 | 3.0192 | 3.7619 | 3.9626 | 4.4187 | 0.00024977
501 | 0.0002039 | 0.00014385 | 0 | 2.7171 | 2.8102 | 3.0192 | 3.7672 | 3.9606 | 4.4187 | 0.00024846
502 | 0.0002039 | 0.00014693 | 0 | 2.711 | 2.8102 | 3.0192 | 3.7548 | 3.9606 | 4.4187 | 1.0325e-05
503 | 0.0002039 | 0.00014712 | 0 | 2.7223 | 2.8111 | 3.0192 | 3.7779 | 3.9626 | 4.4187 | 8.85e-06
504 | 0.0002039 | 0.00014611 | 0 | 2.7373 | 2.8111 | 3.0192 | 3.8086 | 3.9626 | 4.4187 | 1.4422e-05
505 | 0.0002039 | 0.00014679 | 0 | 2.7373 | 2.8111 | 3.0192 | 3.8086 | 3.9626 | 4.4187 | 8.5222e-06
506 | 0.0002039 | 0.00014582 | 0 | 2.7276 | 2.8111 | 3.0192 | 3.7887 | 3.9626 | 4.4187 | 9.0139e-06
507 | 0.0002039 | 0.00014655 | 0 | 2.7337 | 2.8102 | 3.0192 | 3.8013 | 3.9606 | 4.4187 | 1.1144e-05
508 | 0.0002039 | 0.00014557 | 0 | 2.7408 | 2.8102 | 3.0192 | 3.8159 | 3.9606 | 4.4187 | 5.7361e-06
509 | 0.0002039 | 0.00014593 | 0 | 2.7479 | 2.8093 | 3.0192 | 3.8305 | 3.9586 | 4.4187 | 1.8028e-05
510 | 0.0002039 | 0.00014535 | 0 | 2.7542 | 2.8093 | 3.0192 | 3.8435 | 3.9586 | 4.4187 | 1.2619e-05
511 | 0.0002039 | 0.00014717 | 0.00021658 | 2.7506 | 2.8093 | 3.0192 | 3.8361 | 3.9586 | 4.4187 | 0.00067997
512 | 0.0002039 | 0.00014756 | 0.0024546 | 2.7731 | 2.8083 | 3.0192 | 3.8828 | 3.9566 | 4.4187 | 8.4567e-05
513 | 0.0002039 | 0.00014745 | 0.0076525 | 2.7932 | 2.8083 | 3.0192 | 3.9248 | 3.9566 | 4.4187 | 8.3911e-05
514 | 0.0002039 | 0.00014761 | 0.012345 | 2.7704 | 2.8093 | 3.0192 | 3.8771 | 3.9586 | 4.4187 | 9.6203e-05
515 | 0.0002039 | 0.0001469 | 0.014655 | 2.784 | 2.8083 | 3.0192 | 3.9056 | 3.9566 | 4.4187 | 8.6042e-05
516 | 0.0002039 | 0.00014769 | 0.013861 | 2.7923 | 2.8083 | 3.0192 | 3.9229 | 3.9566 | 4.4187 | 0.00021125
517 | 0.0002039 | 0.00014774 | 0.012562 | 2.7951 | 2.8083 | 3.0192 | 3.9287 | 3.9566 | 4.4187 | 0.00010571
518 | 0.00020333 | 0.00014673 | 0.010627 | 2.7941 | 2.8083 | 3.0192 | 3.9268 | 3.9566 | 4.4187 | 9.8989e-05
519 | 0.00018725 | 0.00014247 | 0.0043316 | 2.7932 | 2.8083 | 3.0192 | 3.9248 | 3.9566 | 4.4187 | 8.7517e-05
520 | 0.00017187 | 0.00013772 | 0.00028878 | 2.7822 | 2.8074 | 3.0192 | 3.9018 | 3.9547 | 4.4187 | 6.4244e-05
521 | 0.00018341 | 0.00014137 | 0 | 2.7786 | 2.8083 | 3.0192 | 3.8942 | 3.9566 | 4.4187 | 9.4728e-05
522 | 0.00019725 | 0.00014508 | 0 | 2.7578 | 2.8083 | 3.0192 | 3.8509 | 3.9566 | 4.4187 | 0.00026911
523 | 0.0002039 | 0.00014811 | 0 | 2.7524 | 2.8074 | 3.0192 | 3.8398 | 3.9547 | 4.4187 | 0.00022781
524 | 0.0002039 | 0.00014628 | 0 | 2.7533 | 2.8056 | 3.0192 | 3.8416 | 3.9508 | 4.4187 | 0.00025845
525 | 0.0002039 | 0.00014341 | 0 | 2.7488 | 2.8056 | 3.0192 | 3.8324 | 3.9508 | 4.4187 | 0.00026845
526 | 0.0002039 | 0.00014512 | 0 | 2.7444 | 2.8056 | 3.0192 | 3.8232 | 3.9508 | 4.4187 | 1.0981e-05
527 | 0.0002039 | 0.00014507 | 0 | 2.7453 | 2.8065 | 3.0192 | 3.825 | 3.9527 | 4.4187 | 1.6881e-05
528 | 0.0002039 | 0.0001454 | 0 | 2.7364 | 2.8065 | 3.0192 | 3.8068 | 3.9527 | 4.4187 | 1.3767e-05
529 | 0.0002039 | 0.00014471 | 0 | 2.732 | 2.8065 | 3.0192 | 3.7977 | 3.9527 | 4.4187 | 8.0305e-06
530 | 0.0002039 | 0.00014487 | 0 | 2.7346 | 2.8065 | 3.0192 | 3.8031 | 3.9527 | 4.4187 | 1.8192e-05
531 | 0.0002039 | 0.00014381 | 0 | 2.7364 | 2.8083 | 3.0192 | 3.8068 | 3.9566 | 4.4187 | 2.2453e-05
532 | 0.0002039 | 0.0001442 | 0 | 2.7206 | 2.8083 | 3.0192 | 3.7743 | 3.9566 | 4.4187 | 1.3931e-05
533 | 0.0002039 | 0.00014177 | 0 | 2.7171 | 2.8037 | 3.0192 | 3.7672 | 3.9468 | 4.4187 | 2.6222e-06
534 | 0.0002039 | 0.00014376 | 0 | 2.7032 | 2.8037 | 3.0192 | 3.7389 | 3.9468 | 4.4187 | 1.4422e-05
535 | 0.0002039 | 0.00014656 | 0.00028878 | 2.6946 | 2.8037 | 3.0192 | 3.7215 | 3.9468 | 4.4187 | 0.00063835
536 | 0.0002039 | 0.00014769 | 0.0023102 | 2.6998 | 2.8037 | 3.0192 | 3.7319 | 3.9468 | 4.4187 | 8.4567e-05
537 | 0.0002039 | 0.00014776 | 0.0061365 | 2.7127 | 2.8046 | 3.0192 | 3.7583 | 3.9488 | 4.4187 | 6.408e-05
538 | 0.0002039 | 0.00014777 | 0.0088943 | 2.7302 | 2.8037 | 3.0192 | 3.7941 | 3.9468 | 4.4187 | 9.8497e-05
539 | 0.0002039 | 0.00014613 | 0.010165 | 2.7569 | 2.8037 | 3.0192 | 3.849 | 3.9468 | 4.4187 | 7.588e-05
540 | 0.0002039 | 0.00014695 | 0.010742 | 2.7686 | 2.8037 | 3.0192 | 3.8733 | 3.9468 | 4.4187 | 0.00020994
541 | 0.0002039 | 0.00014747 | 0.0092408 | 2.7886 | 2.8037 | 3.0192 | 3.9152 | 3.9468 | 4.4187 | 7.5389e-05
542 | 0.0002039 | 0.00014782 | 0.0060643 | 2.7758 | 2.8037 | 3.0192 | 3.8885 | 3.9468 | 4.4187 | 8.3255e-05
543 | 0.0002039 | 0.00014775 | 0.0023102 | 2.765 | 2.8037 | 3.0192 | 3.8658 | 3.9468 | 4.4187 | 0.00010112
544 | 0.0002039 | 0.00014773 | 0.00017327 | 2.7444 | 2.8037 | 3.0192 | 3.8232 | 3.9468 | 4.4187 | 8.2928e-05
545 | 0.0002039 | 0.00014769 | 0 | 2.7119 | 2.8037 | 3.0192 | 3.7565 | 3.9468 | 4.4187 | 8.3092e-05
546 | 0.0002039 | 0.0001478 | 0 | 2.7067 | 2.8037 | 3.0192 | 3.7459 | 3.9468 | 4.4187 | 0.000285
547 | 0.0002039 | 0.0001469 | 0 | 2.6827 | 2.8037 | 3.0192 | 3.6973 | 3.9468 | 4.4187 | 0.00026943
548 | 0.0002039 | 0.00014443 | 0 | 2.67 | 2.8028 | 3.0192 | 3.6718 | 3.9449 | 4.4187 | 0.0002183
549 | 0.0002039 | 0.00014287 | 0 | 2.6666 | 2.8028 | 3.0192 | 3.665 | 3.9449 | 4.4187 | 0.00024927
550 | 0.0002039 | 0.00014439 | 0 | 2.6675 | 2.8037 | 3.0192 | 3.6667 | 3.9468 | 4.4187 | 1.0325e-05
551 | 0.0002039 | 0.00014299 | 0 | 2.6616 | 2.8037 | 3.0192 | 3.6549 | 3.9468 | 4.4187 | 2.2289e-05
552 | 0.0002039 | 0.0001428 | 0 | 2.6625 | 2.8037 | 3.0192 | 3.6566 | 3.9468 | 4.4187 | 1.2783e-05
553 | 0.0002039 | 0.00014144 | 0 | 2.6604 | 2.8028 | 3.0192 | 3.6524 | 3.9449 | 4.4187 | 1.3439e-05
554 | 0.0002039 | 0.00014385 | 0 | 2.6675 | 2.8028 | 3.0192 | 3.6667 | 3.9449 | 4.4187 | 1.475e-05
555 | 0.0002039 | 0.00014255 | 0 | 2.6844 | 2.8028 | 3.0192 | 3.7007 | 3.9449 | 4.4187 | 1.1144e-05
556 | 0.0002039 | 0.00014386 | 0 | 2.6963 | 2.8028 | 3.0192 | 3.7249 | 3.9449 | 4.4187 | 7.7028e-06
557 | 0.0002039 | 0.00014298 | 0 | 2.6981 | 2.8028 | 3.0192 | 3.7284 | 3.9449 | 4.4187 | 7.2111e-06
558 | 0.0002039 | 0.00014455 | 0 | 2.7127 | 2.8028 | 3.0192 | 3.7583 | 3.9449 | 4.4187 | 1.4258e-05
559 | 0.0002039 | 0.00014734 | 0.00028878 | 2.7188 | 2.8028 | 3.0192 | 3.7707 | 3.9449 | 4.4187 | 0.00061983
560 | 0.0002039 | 0.0001477 | 0.0024546 | 2.7346 | 2.8018 | 3.0192 | 3.8031 | 3.9429 | 4.4187 | 9.3089e-05
561 | 0.0002039 | 0.00014777 | 0.0065263 | 2.7524 | 2.8018 | 3.0192 | 3.8398 | 3.9429 | 4.4187 | 6.49e-05
562 | 0.0002039 | 0.00014724 | 0.01184 | 2.7659 | 2.8018 | 3.0192 | 3.8677 | 3.9429 | 4.4187 | 9.8661e-05
563 | 0.0002039 | 0.00014757 | 0.013168 | 2.7767 | 2.8018 | 3.0192 | 3.8904 | 3.9429 | 4.4187 | 7.5061e-05
564 | 0.0002039 | 0.00014777 | 0.019059 | 2.7868 | 2.8018 | 3.0192 | 3.9113 | 3.9429 | 4.4187 | 0.00023862
565 | 0.0002039 | 0.00014754 | 0.01311 | 2.7997 | 2.8018 | 3.0192 | 3.9384 | 3.9429 | 4.4187 | 0.00010948
566 | 0.0002039 | 0.00014769 | 0.006122 | 2.7978 | 2.8037 | 3.0192 | 3.9345 | 3.9468 | 4.4187 | 9.0139e-05
567 | 0.0002039 | 0.00014763 | 0.0030033 | 2.7795 | 2.8037 | 3.0192 | 3.8961 | 3.9468 | 4.4187 | 8.2928e-05
568 | 0.00020016 | 0.0001463 | 0.00028878 | 2.7569 | 2.8018 | 3.0192 | 3.849 | 3.9429 | 4.4187 | 8.2764e-05
569 | 0.00019517 | 0.00014504 | 0 | 2.7373 | 2.8018 | 3.0192 | 3.8086 | 3.9429 | 4.4187 | 8.7189e-05
570 | 0.0002039 | 0.00014756 | 0 | 2.7302 | 2.8018 | 3.0192 | 3.7941 | 3.9429 | 4.4187 | 0.00028599
571 | 0.0002039 | 0.00014706 | 0 | 2.7337 | 2.8018 | 3.0192 | 3.8013 | 3.9429 | 4.4187 | 0.00026894
572 | 0.0002039 | 0.00014734 | 0 | 2.7285 | 2.8009 | 3.0192 | 3.7905 | 3.941 | 4.4187 | 0.00024272
573 | 0.0002039 | 0.00014712 | 0 | 2.7206 | 2.8009 | 3.0192 | 3.7743 | 3.941 | 4.4187 | 0.00022535
574 | 0.0002039 | 0.0001462 | 0 | 2.7197 | 2.8018 | 3.0192 | 3.7725 | 3.9429 | 4.4187 | 4.2611e-06
575 | 0.0002039 | 0.00014613 | 0 | 2.7206 | 2.8018 | 3.0192 | 3.7743 | 3.9429 | 4.4187 | 9.6694e-06
576 | 0.0002039 | 0.00014558 | 0 | 2.7232 | 2.8009 | 3.0192 | 3.7797 | 3.941 | 4.4187 | 8.3583e-06
577 | 0.0002039 | 0.00014583 | 0 | 2.7145 | 2.8009 | 3.0192 | 3.7619 | 3.941 | 4.4187 | 1.5078e-05
578 | 0.0002039 | 0.00014624 | 0 | 2.7067 | 2.8028 | 3.0192 | 3.7459 | 3.9449 | 4.4187 | 1.1472e-05
579 | 0.0002039 | 0.00014563 | 0 | 2.6912 | 2.8028 | 3.0192 | 3.7145 | 3.9449 | 4.4187 | 1.4914e-05
580 | 0.0002039 | 0.00014533 | 0 | 2.6818 | 2.8037 | 3.0192 | 3.6956 | 3.9468 | 4.4187 | 1.6389e-05
581 | 0.0002039 | 0.00014578 | 0 | 2.6772 | 2.8037 | 3.0192 | 3.6862 | 3.9468 | 4.4187 | 1.1144e-05
582 | 0.0002039 | 0.00014504 | 0 | 2.6717 | 2.8037 | 3.0192 | 3.6751 | 3.9468 | 4.4187 | 1.7536e-05
583 | 0.0002039 | 0.00014739 | 0.00017327 | 2.6641 | 2.8037 | 3.0192 | 3.66 | 3.9468 | 4.4187 | 0.00068194
584 | 0.0002039 | 0.00014774 | 0.0020214 | 2.665 | 2.8028 | 3.0192 | 3.6616 | 3.9449 | 4.4187 | 6.2605e-05
585 | 0.0002039 | 0.00014769 | 0.0048129 | 2.6776 | 2.8028 | 3.0192 | 3.687 | 3.9449 | 4.4187 | 7.7028e-05
586 | 0.0002039 | 0.00014777 | 0.010396 | 2.6903 | 2.8028 | 3.0192 | 3.7128 | 3.9449 | 4.4187 | 0.00010423
587 | 0.0002039 | 0.00014731 | 0.011435 | 2.7015 | 2.8037 | 3.0192 | 3.7354 | 3.9468 | 4.4187 | 0.00010079
588 | 0.0002039 | 0.00014779 | 0.010742 | 2.7067 | 2.8028 | 3.0192 | 3.7459 | 3.9449 | 4.4187 | 0.00024616
589 | 0.0002039 | 0.00014773 | 0.0072771 | 2.7093 | 2.8037 | 3.0192 | 3.7512 | 3.9468 | 4.4187 | 0.00010341
590 | 0.0002039 | 0.00014753 | 0.0043316 | 2.7041 | 2.8037 | 3.0192 | 3.7407 | 3.9468 | 4.4187 | 9.7186e-05
591 | 0.00019025 | 0.00014305 | 0.0018048 | 2.6878 | 2.8028 | 3.0192 | 3.7076 | 3.9449 | 4.4187 | 8.3583e-05
592 | 0.00019638 | 0.00014464 | 0.00011551 | 2.6708 | 2.8037 | 3.0192 | 3.6735 | 3.9468 | 4.4187 | 8.7353e-05
593 | 0.00018109 | 0.00014057 | 0 | 2.6658 | 2.8037 | 3.0192 | 3.6633 | 3.9468 | 4.4187 | 9.5875e-05
594 | 0.0002039 | 0.00014554 | 0 | 2.6583 | 2.8037 | 3.0192 | 3.6482 | 3.9468 | 4.4187 | 0.00030008
595 | 0.0002039 | 0.00014801 | 0 | 2.6467 | 2.8037 | 3.0192 | 3.625 | 3.9468 | 4.4187 | 0.00022764
596 | 0.0002039 | 0.00014799 | 0 | 2.6319 | 2.8037 | 3.0192 | 3.5956 | 3.9468 | 4.4187 | 0.00025927
597 | 0.0002039 | 0.00014517 | 0 | 2.631 | 2.8028 | 3.0192 | 3.594 | 3.9449 | 4.4187 | 0.00023043
598 | 0.0002039 | 0.00014757 | 0 | 2.6213 | 2.8037 | 3.0192 | 3.5746 | 3.9468 | 4.4187 | 1.2128e-05
599 | 0.0002039 | 0.00014685 | 0 | 2.6164 | 2.8037 | 3.0192 | 3.565 | 3.9468 | 4.4187 | 1.6389e-05
600 | 0.0002039 | 0.000146 | 0 | 2.6084 | 2.8037 | 3.0192 | 3.5492 | 3.9468 | 4.4187 | 1.4258e-05
601 | 0.0002039 | 0.00014652 | 0 | 2.6084 | 2.8046 | 3.0192 | 3.5492 | 3.9488 | 4.4187 | 2.0158e-05
602 | 0.0002039 | 0.00014659 | 0 | 2.6076 | 2.8065 | 3.0192 | 3.5476 | 3.9527 | 4.4187 | 2.7533e-05
603 | 0.0002039 | 0.00014532 | 0 | 2.6036 | 2.8065 | 3.0192 | 3.5397 | 3.9527 | 4.4187 | 3.0156e-05
604 | 0.0002039 | 0.00014585 | 0 | 2.6124 | 2.8074 | 3.0192 | 3.5571 | 3.9547 | 4.4187 | 2.6714e-05
605 | 0.0002039 | 0.00014469 | 0 | 2.61 | 2.8065 | 3.0192 | 3.5523 | 3.9527 | 4.4187 | 2.3436e-05
606 | 0.0002039 | 0.00014488 | 0 | 2.6213 | 2.8065 | 3.0192 | 3.5746 | 3.9527 | 4.4187 | 2.0322e-05
607 | 0.0002039 | 0.00014748 | 0.00028878 | 2.6229 | 2.8074 | 3.0192 | 3.5778 | 3.9547 | 4.4187 | 0.00063458
608 | 0.0002039 | 0.00014787 | 0.0034653 | 2.6327 | 2.8074 | 3.0192 | 3.5972 | 3.9547 | 4.4187 | 0.00063195
609 | 0.0002039 | 0.00014793 | 0.0088943 | 2.6491 | 2.8037 | 3.0192 | 3.63 | 3.9468 | 4.4187 | 8.85e-05
610 | 0.0002039 | 0.00014793 | 0.014843 | 2.6734 | 2.8028 | 3.0192 | 3.6785 | 3.9449 | 4.4187 | 7.2275e-05
611 | 0.0002039 | 0.0001478 | 0.015767 | 2.6998 | 2.8046 | 3.0192 | 3.7319 | 3.9488 | 4.4187 | 0.0001044
612 | 0.0002039 | 0.00014795 | 0.013688 | 2.7075 | 2.8056 | 3.0192 | 3.7477 | 3.9508 | 4.4187 | 7.5553e-05
613 | 0.0002039 | 0.00014763 | 0.010396 | 2.7067 | 2.8046 | 3.0192 | 3.7459 | 3.9488 | 4.4187 | 8.3092e-05
614 | 0.0002039 | 0.00014768 | 0.0073638 | 2.7136 | 2.8056 | 3.0192 | 3.7601 | 3.9508 | 4.4187 | 8.1453e-05
615 | 0.0002039 | 0.00014744 | 0.0039273 | 2.7232 | 2.8046 | 3.0192 | 3.7797 | 3.9488 | 4.4187 | 0.00029729
616 | 0.0002039 | 0.00014692 | 0.00028878 | 2.6921 | 2.8046 | 3.0192 | 3.7163 | 3.9488 | 4.4187 | 0.00031303
617 | 0.0002039 | 0.00014642 | 0 | 2.681 | 2.8046 | 3.0192 | 3.6939 | 3.9488 | 4.4187 | 5.9492e-05
618 | 0.0002039 | 0.00014733 | 0 | 2.6844 | 2.8046 | 3.0192 | 3.7007 | 3.9488 | 4.4187 | 4.0972e-05
619 | 0.0002039 | 0.00014836 | 0 | 2.681 | 2.8046 | 3.0192 | 3.6939 | 3.9488 | 4.4187 | 4.7528e-05
620 | 0.0002039 | 0.00014775 | 0 | 2.6869 | 2.8046 | 3.0192 | 3.7059 | 3.9488 | 4.4187 | 0.00019601
621 | 0.0002039 | 0.0001465 | 0 | 2.6878 | 2.8065 | 3.0192 | 3.7076 | 3.9527 | 4.4187 | 0.00018552
622 | 0.0002039 | 0.00014615 | 0 | 2.6784 | 2.8074 | 3.0192 | 3.6887 | 3.9547 | 4.4187 | 0.00017389
623 | 0.0002039 | 0.0001463 | 0 | 2.6566 | 2.8046 | 3.0192 | 3.6449 | 3.9488 | 4.4187 | 2.3108e-05
624 | 0.0002039 | 0.00014486 | 0 | 2.665 | 2.8056 | 3.0192 | 3.6616 | 3.9508 | 4.4187 | 2.9172e-05
625 | 0.0002039 | 0.00014655 | 0 | 2.6616 | 2.8046 | 3.0192 | 3.6549 | 3.9488 | 4.4187 | 2.5403e-05
626 | 0.0002039 | 0.00014542 | 0 | 2.6549 | 2.8046 | 3.0192 | 3.6416 | 3.9488 | 4.4187 | 2.065e-05
627 | 0.0002039 | 0.00014569 | 0 | 2.6583 | 2.8046 | 3.0192 | 3.6482 | 3.9488 | 4.4187 | 3.0156e-05
628 | 0.0002039 | 0.00014617 | 0 | 2.6599 | 2.8046 | 3.0192 | 3.6516 | 3.9488 | 4.4187 | 2.6714e-05
629 | 0.0002039 | 0.00014567 | 0 | 2.6658 | 2.8046 | 3.0192 | 3.6633 | 3.9488 | 4.4187 | 1.4914e-05
630 | 0.0002039 | 0.00014588 | 0 | 2.6675 | 2.8037 | 3.0192 | 3.6667 | 3.9468 | 4.4187 | 3.0975e-05
631 | 0.0002039 | 0.00014736 | 0.00028878 | 2.67 | 2.8037 | 3.0192 | 3.6718 | 3.9468 | 4.4187 | 0.00062147
632 | 0.0002039 | 0.00014783 | 0.0031043 | 2.6734 | 2.8028 | 3.0192 | 3.6785 | 3.9449 | 4.4187 | 0.00064195
633 | 0.0002039 | 0.00014795 | 0.0083745 | 2.6946 | 2.8028 | 3.0192 | 3.7215 | 3.9449 | 4.4187 | 7.9486e-05
634 | 0.0002039 | 0.00014742 | 0.012995 | 2.7337 | 2.8028 | 3.0192 | 3.8013 | 3.9449 | 4.4187 | 9.145e-05
635 | 0.0002039 | 0.00014666 | 0.017558 | 2.7795 | 2.8028 | 3.0192 | 3.8961 | 3.9449 | 4.4187 | 8.7353e-05
636 | 0.0002039 | 0.00014793 | 0.016402 | 2.7988 | 2.8028 | 3.0192 | 3.9365 | 3.9449 | 4.4187 | 0.000108
637 | 0.0002039 | 0.00014581 | 0.017976 | 2.8221 | 2.8028 | 3.0192 | 3.9857 | 3.9449 | 4.4187 | 9.063e-05
638 | 0.0002039 | 0.00014748 | 0.011768 | 2.8239 | 2.8028 | 3.0192 | 3.9896 | 3.9449 | 4.4187 | 9.735e-05
639 | 0.00020251 | 0.00014695 | 0.0049092 | 2.8202 | 2.8028 | 3.0192 | 3.9817 | 3.9449 | 4.4187 | 0.00034072
640 | 0.00018841 | 0.00014259 | 0.00048129 | 2.7978 | 2.8028 | 3.0192 | 3.9345 | 3.9449 | 4.4187 | 0.00027861
641 | 0.00018382 | 0.0001414 | 0 | 2.7822 | 2.8028 | 3.0192 | 3.9018 | 3.9449 | 4.4187 | 5.0478e-05
642 | 0.00019759 | 0.00014569 | 0 | 2.7605 | 2.8028 | 3.0192 | 3.8565 | 3.9449 | 4.4187 | 3.9169e-05
643 | 0.0002039 | 0.00014707 | 0 | 2.756 | 2.8018 | 3.0192 | 3.8472 | 3.9429 | 4.4187 | 4.7364e-05
644 | 0.0002039 | 0.00014797 | 0 | 2.7373 | 2.8018 | 3.0192 | 3.8086 | 3.9429 | 4.4187 | 0.00017471
645 | 0.0002039 | 0.00014766 | 0 | 2.732 | 2.8018 | 3.0192 | 3.7977 | 3.9429 | 4.4187 | 0.0002142
646 | 0.0002039 | 0.00014756 | 0 | 2.7215 | 2.8018 | 3.0192 | 3.7761 | 3.9429 | 4.4187 | 0.00018011
647 | 0.0002039 | 0.00014685 | 0 | 2.7311 | 2.8018 | 3.0192 | 3.7959 | 3.9429 | 4.4187 | 2.8025e-05
648 | 0.0002039 | 0.00014665 | 0 | 2.711 | 2.8018 | 3.0192 | 3.7548 | 3.9429 | 4.4187 | 1.2456e-05
649 | 0.0002039 | 0.00014613 | 0 | 2.711 | 2.8009 | 3.0192 | 3.7548 | 3.941 | 4.4187 | 1.4422e-05
650 | 0.0002039 | 0.00014585 | 0 | 2.7206 | 2.8009 | 3.0192 | 3.7743 | 3.941 | 4.4187 | 9.5055e-06
651 | 0.0002039 | 0.00014659 | 0 | 2.7127 | 2.8009 | 3.0192 | 3.7583 | 3.941 | 4.4187 | 9.8333e-06
652 | 0.0002039 | 0.00014633 | 0 | 2.7032 | 2.8018 | 3.0192 | 3.7389 | 3.9429 | 4.4187 | 1.3439e-05
653 | 0.0002039 | 0.00014562 | 0 | 2.7006 | 2.8009 | 3.0192 | 3.7337 | 3.941 | 4.4187 | 1.4586e-05
654 | 0.0002039 | 0.00014394 | 0 | 2.7067 | 2.8009 | 3.0192 | 3.7459 | 3.941 | 4.4187 | 1.0653e-05
655 | 0.0002039 | 0.00014755 | 0.00050536 | 2.6998 | 2.8009 | 3.0192 | 3.7319 | 3.941 | 4.4187 | 0.00069817
656 | 0.0002039 | 0.00014792 | 0.0043316 | 2.7093 | 2.8009 | 3.0192 | 3.7512 | 3.941 | 4.4187 | 7.4897e-05
657 | 0.0002039 | 0.00014737 | 0.010858 | 2.7329 | 2.8009 | 3.0192 | 3.7995 | 3.941 | 4.4187 | 9.145e-05
658 | 0.0002039 | 0.00014795 | 0.021081 | 2.7488 | 2.8009 | 3.0192 | 3.8324 | 3.941 | 4.4187 | 8.2764e-05
659 | 0.0002039 | 0.00014726 | 0.019463 | 2.7795 | 2.8009 | 3.0192 | 3.8961 | 3.941 | 4.4187 | 0.00011062
660 | 0.0002039 | 0.00014643 | 0.018135 | 2.8071 | 2.8018 | 3.0192 | 3.954 | 3.9429 | 4.4187 | 0.00025255
661 | 0.0002039 | 0.00014782 | 0.014959 | 2.785 | 2.8018 | 3.0192 | 3.9075 | 3.9429 | 4.4187 | 9.4728e-05
662 | 0.00020109 | 0.0001469 | 0.0098761 | 2.7951 | 2.8018 | 3.0192 | 3.9287 | 3.9429 | 4.4187 | 8.5222e-05
663 | 0.00018108 | 0.00014005 | 0.0049092 | 2.7831 | 2.8018 | 3.0192 | 3.9037 | 3.9429 | 4.4187 | 0.00010817
664 | 0.00017035 | 0.00013724 | 0.00043316 | 2.7524 | 2.8018 | 3.0192 | 3.8398 | 3.9429 | 4.4187 | 7.7683e-05
665 | 0.00019692 | 0.00014568 | 0 | 2.7075 | 2.8018 | 3.0192 | 3.7477 | 3.9429 | 4.4187 | 7.8994e-05
666 | 0.00019692 | 0.00014571 | 0 | 2.6861 | 2.8018 | 3.0192 | 3.7042 | 3.9429 | 4.4187 | 0.00025976
667 | 0.0002039 | 0.00014592 | 0 | 2.67 | 2.8018 | 3.0192 | 3.6718 | 3.9429 | 4.4187 | 0.00026026
668 | 0.0002039 | 0.00014793 | 0 | 2.6558 | 2.8028 | 3.0192 | 3.6432 | 3.9449 | 4.4187 | 0.0002891
669 | 0.0002039 | 0.00014654 | 0 | 2.6483 | 2.8018 | 3.0192 | 3.6283 | 3.9429 | 4.4187 | 0.00025075
670 | 0.0002039 | 0.00014715 | 0 | 2.6558 | 2.8018 | 3.0192 | 3.6432 | 3.9429 | 4.4187 | 1.1472e-05
671 | 0.0002039 | 0.00014728 | 0 | 2.6583 | 2.8018 | 3.0192 | 3.6482 | 3.9429 | 4.4187 | 1.3931e-05
672 | 0.0002039 | 0.00014803 | 0 | 2.6583 | 2.8018 | 3.0192 | 3.6482 | 3.9429 | 4.4187 | 1.1964e-05
673 | 0.0002039 | 0.00014804 | 0 | 2.6541 | 2.8018 | 3.0192 | 3.6399 | 3.9429 | 4.4187 | 8.6861e-06
674 | 0.0002039 | 0.0001469 | 0 | 2.6409 | 2.8009 | 3.0192 | 3.6135 | 3.941 | 4.4187 | 9.0139e-06
675 | 0.0002039 | 0.00014778 | 0 | 2.6261 | 2.8009 | 3.0192 | 3.5843 | 3.941 | 4.4187 | 1.7208e-05
676 | 0.0002039 | 0.00014655 | 0 | 2.6343 | 2.8009 | 3.0192 | 3.6005 | 3.941 | 4.4187 | 7.8667e-06
677 | 0.0002039 | 0.00014768 | 0 | 2.6368 | 2.8009 | 3.0192 | 3.6053 | 3.941 | 4.4187 | 9.6694e-06
678 | 0.0002039 | 0.00014556 | 0 | 2.6359 | 2.8009 | 3.0192 | 3.6037 | 3.941 | 4.4187 | 1.0161e-05
679 | 0.0002039 | 0.00014653 | 0.00057755 | 2.6433 | 2.8009 | 3.0192 | 3.6184 | 3.941 | 4.4187 | 0.00069538
680 | 0.0002039 | 0.00014784 | 0.0048129 | 2.6742 | 2.8009 | 3.0192 | 3.6802 | 3.941 | 4.4187 | 8.6042e-05
681 | 0.0002039 | 0.00014798 | 0.014843 | 2.7075 | 2.8009 | 3.0192 | 3.7477 | 3.941 | 4.4187 | 9.8333e-05
682 | 0.0002039 | 0.00014701 | 0.019868 | 2.7488 | 2.8009 | 3.0192 | 3.8324 | 3.941 | 4.4187 | 0.0001021
683 | 0.0002039 | 0.0001423 | 0.021254 | 2.785 | 2.8 | 3.0192 | 3.9075 | 3.939 | 4.4187 | 0.00011472
684 | 0.0002039 | 0.0001465 | 0.017846 | 2.8118 | 2.8 | 3.0192 | 3.9639 | 3.939 | 4.4187 | 0.00021814
685 | 0.00018602 | 0.00014172 | 0.016691 | 2.8277 | 2.8009 | 3.0192 | 3.9976 | 3.941 | 4.4187 | 9.7022e-05
686 | 0.00017734 | 0.00013972 | 0.011898 | 2.8287 | 2.8 | 3.0192 | 3.9996 | 3.939 | 4.4187 | 0.00011128
687 | 0.0001655 | 0.0001362 | 0.0043316 | 2.8211 | 2.8 | 3.0192 | 3.9837 | 3.939 | 4.4187 | 8.85e-05
688 | 0.00017107 | 0.00013772 | 0.00057755 | 2.8015 | 2.8009 | 3.0192 | 3.9423 | 3.941 | 4.4187 | 7.0472e-05
689 | 0.00015941 | 0.00013435 | 0 | 2.7932 | 2.8009 | 3.0192 | 3.9248 | 3.941 | 4.4187 | 7.8011e-05
690 | 0.00017657 | 0.00013917 | 0 | 2.7914 | 2.8 | 3.0192 | 3.921 | 3.939 | 4.4187 | 0.00026648
691 | 0.0002039 | 0.00014779 | 0 | 2.7786 | 2.8 | 3.0192 | 3.8942 | 3.939 | 4.4187 | 0.00027353
692 | 0.0002039 | 0.00014834 | 0 | 2.7731 | 2.8 | 3.0192 | 3.8828 | 3.939 | 4.4187 | 0.00027582
693 | 0.0002039 | 0.00014305 | 0 | 2.7859 | 2.8 | 3.0192 | 3.9094 | 3.939 | 4.4187 | 0.00027599
694 | 0.0002039 | 0.00014679 | 0 | 2.7329 | 2.8 | 3.0192 | 3.7995 | 3.939 | 4.4187 | 1.3275e-05
695 | 0.0002039 | 0.00014819 | 0 | 2.747 | 2.7991 | 3.0192 | 3.8287 | 3.9371 | 4.4187 | 1.5406e-05
696 | 0.0002039 | 0.00014791 | 0 | 2.7426 | 2.7991 | 3.0192 | 3.8195 | 3.9371 | 4.4187 | 1.1308e-05
697 | 0.0002039 | 0.00014795 | 0 | 2.7373 | 2.7981 | 3.0192 | 3.8086 | 3.9351 | 4.4187 | 2.0978e-05
698 | 0.0002039 | 0.0001476 | 0 | 2.7632 | 2.7981 | 3.0192 | 3.8621 | 3.9351 | 4.4187 | 1.6225e-05
699 | 0.0002039 | 0.00014729 | 0 | 2.725 | 2.7981 | 3.0192 | 3.7833 | 3.9351 | 4.4187 | 1.475e-05
700 | 0.0002039 | 0.00014776 | 0 | 2.718 | 2.7991 | 3.0192 | 3.769 | 3.9371 | 4.4187 | 1.8192e-05
701 | 0.0002039 | 0.00014722 | 0 | 2.718 | 2.7991 | 3.0192 | 3.769 | 3.9371 | 4.4187 | 1.4094e-05
702 | 0.0002039 | 0.00014577 | 0 | 2.7346 | 2.7991 | 3.0192 | 3.8031 | 3.9371 | 4.4187 | 2.2453e-05
703 | 0.0002039 | 0.0001477 | 0.00079413 | 2.7382 | 2.7991 | 3.0192 | 3.8104 | 3.9371 | 4.4187 | 0.00066195
704 | 0.0002039 | 0.00014736 | 0.0060643 | 2.7497 | 2.7991 | 3.0192 | 3.8342 | 3.9371 | 4.4187 | 6.9325e-05
705 | 0.0002039 | 0.00014801 | 0.01467 | 2.7713 | 2.7991 | 3.0192 | 3.879 | 3.9371 | 4.4187 | 9.2269e-05
706 | 0.0002039 | 0.00014784 | 0.016114 | 2.8015 | 2.7981 | 3.0192 | 3.9423 | 3.9351 | 4.4187 | 0.00011062
707 | 0.0002039 | 0.00014788 | 0.015883 | 2.8268 | 2.7991 | 3.0192 | 3.9956 | 3.9371 | 4.4187 | 0.00011161
708 | 0.0002039 | 0.00014781 | 0.016518 | 2.8477 | 2.7991 | 3.0192 | 4.0402 | 3.9371 | 4.4187 | 0.00023616
709 | 0.0002039 | 0.00014801 | 0.01415 | 2.8737 | 2.7972 | 3.0192 | 4.0962 | 3.9332 | 4.4187 | 9.3253e-05
710 | 0.0002039 | 0.00014718 | 0.0097606 | 2.8679 | 2.7991 | 3.0192 | 4.0836 | 3.9371 | 4.4187 | 9.5383e-05
711 | 0.00019341 | 0.0001442 | 0.0054867 | 2.8592 | 2.7972 | 3.0192 | 4.0649 | 3.9332 | 4.4187 | 9.6203e-05
712 | 0.00018305 | 0.00014138 | 0.00043316 | 2.8419 | 2.7972 | 3.0192 | 4.0279 | 3.9332 | 4.4187 | 9.7022e-05
713 | 0.0002039 | 0.00014781 | 0 | 2.8268 | 2.7972 | 3.0192 | 3.9956 | 3.9332 | 4.4187 | 8.1453e-05
714 | 0.0002039 | 0.00014775 | 0 | 2.8099 | 2.7972 | 3.0192 | 3.9599 | 3.9332 | 4.4187 | 0.00025091
715 | 0.0002039 | 0.00014845 | 0 | 2.8006 | 2.7972 | 3.0192 | 3.9403 | 3.9332 | 4.4187 | 0.00025911
716 | 0.0002039 | 0.00014833 | 0 | 2.7941 | 2.7972 | 3.0192 | 3.9268 | 3.9332 | 4.4187 | 0.00026222
717 | 0.0002039 | 0.0001482 | 0 | 2.7997 | 2.7972 | 3.0192 | 3.9384 | 3.9332 | 4.4187 | 0.00028664
718 | 0.0002039 | 0.00014711 | 0 | 2.7877 | 2.7981 | 3.0192 | 3.9133 | 3.9351 | 4.4187 | 1.3767e-05
719 | 0.0002039 | 0.00014795 | 0 | 2.7941 | 2.7981 | 3.0192 | 3.9268 | 3.9351 | 4.4187 | 1.8847e-05
720 | 0.0002039 | 0.00014573 | 0 | 2.7905 | 2.7981 | 3.0192 | 3.919 | 3.9351 | 4.4187 | 1.5569e-05
721 | 0.0002039 | 0.00014725 | 0 | 2.7886 | 2.7981 | 3.0192 | 3.9152 | 3.9351 | 4.4187 | 1.7864e-05
722 | 0.0002039 | 0.00014715 | 0 | 2.7941 | 2.7972 | 3.0192 | 3.9268 | 3.9332 | 4.4187 | 1.7372e-05
723 | 0.0002039 | 0.00014697 | 0 | 2.8006 | 2.7972 | 3.0192 | 3.9403 | 3.9332 | 4.4187 | 1.8356e-05
724 | 0.0002039 | 0.00014716 | 0 | 2.7923 | 2.7972 | 3.0192 | 3.9229 | 3.9332 | 4.4187 | 1.1144e-05
725 | 0.0002039 | 0.00014648 | 0 | 2.7831 | 2.7963 | 3.0192 | 3.9037 | 3.9312 | 4.4187 | 1.2619e-05
726 | 0.0002039 | 0.00014568 | 0 | 2.7605 | 2.7963 | 3.0192 | 3.8565 | 3.9312 | 4.4187 | 2.1961e-05
727 | 0.0002039 | 0.00014745 | 0.00057755 | 2.7542 | 2.7972 | 3.0192 | 3.8435 | 3.9332 | 4.4187 | 0.0006295
728 | 0.0002039 | 0.00014797 | 0.0037541 | 2.7515 | 2.7963 | 3.0192 | 3.8379 | 3.9312 | 4.4187 | 7.1947e-05
729 | 0.0002039 | 0.00014806 | 0.010454 | 2.7822 | 2.7963 | 3.0192 | 3.9018 | 3.9312 | 4.4187 | 6.5392e-05
730 | 0.0002039 | 0.00014752 | 0.013977 | 2.8006 | 2.7963 | 3.0192 | 3.9403 | 3.9312 | 4.4187 | 9.2761e-05
731 | 0.0002039 | 0.00014643 | 0.017558 | 2.808 | 2.7963 | 3.0192 | 3.956 | 3.9312 | 4.4187 | 9.948e-05
732 | 0.0002039 | 0.00014797 | 0.018308 | 2.8249 | 2.7963 | 3.0192 | 3.9916 | 3.9312 | 4.4187 | 0.00021699
733 | 0.0002039 | 0.00014816 | 0.013919 | 2.8496 | 2.7963 | 3.0192 | 4.0443 | 3.9312 | 4.4187 | 9.4564e-05
734 | 0.0002039 | 0.00014811 | 0.0063531 | 2.8525 | 2.7972 | 3.0192 | 4.0505 | 3.9332 | 4.4187 | 9.653e-05
735 | 0.00019585 | 0.00014551 | 0.0043316 | 2.8343 | 2.7972 | 3.0192 | 4.0117 | 3.9332 | 4.4187 | 0.00010112
736 | 0.00020311 | 0.0001475 | 0.00067381 | 2.8146 | 2.7972 | 3.0192 | 3.9698 | 3.9332 | 4.4187 | 7.2603e-05
737 | 0.00017923 | 0.00014029 | 0 | 2.8006 | 2.7972 | 3.0192 | 3.9403 | 3.9332 | 4.4187 | 8.3092e-05
738 | 0.0002039 | 0.00014811 | 0 | 2.7868 | 2.7981 | 3.0192 | 3.9113 | 3.9351 | 4.4187 | 0.00028533
739 | 0.0002039 | 0.00014648 | 0 | 2.7758 | 2.7981 | 3.0192 | 3.8885 | 3.9351 | 4.4187 | 0.00023895
740 | 0.0002039 | 0.00014755 | 0 | 2.7686 | 2.7981 | 3.0192 | 3.8733 | 3.9351 | 4.4187 | 0.000285
741 | 0.0002039 | 0.0001449 | 0 | 2.7542 | 2.7981 | 3.0192 | 3.8435 | 3.9351 | 4.4187 | 0.00027501
742 | 0.0002039 | 0.00014636 | 0 | 2.7293 | 2.7972 | 3.0192 | 3.7923 | 3.9332 | 4.4187 | 5.2444e-06
743 | 0.0002039 | 0.00014679 | 0 | 2.7215 | 2.7972 | 3.0192 | 3.7761 | 3.9332 | 4.4187 | 6.5555e-06
744 | 0.0002039 | 0.00014651 | 0 | 2.7346 | 2.7972 | 3.0192 | 3.8031 | 3.9332 | 4.4187 | 1.8847e-05
745 | 0.0002039 | 0.00014434 | 0 | 2.7329 | 2.7972 | 3.0192 | 3.7995 | 3.9332 | 4.4187 | 7.5389e-06
746 | 0.0002039 | 0.00014503 | 0 | 2.7444 | 2.7981 | 3.0192 | 3.8232 | 3.9351 | 4.4187 | 8.0305e-06
747 | 0.0002039 | 0.00014416 | 0 | 2.7479 | 2.8 | 3.0192 | 3.8305 | 3.939 | 4.4187 | 2.0978e-05
748 | 0.0002039 | 0.00014345 | 0 | 2.7497 | 2.8 | 3.0192 | 3.8342 | 3.939 | 4.4187 | 9.5055e-06
749 | 0.0002039 | 0.0001425 | 0 | 2.7587 | 2.8 | 3.0192 | 3.8527 | 3.939 | 4.4187 | 1.3931e-05
750 | 0.0002039 | 0.00014239 | 0 | 2.7533 | 2.8 | 3.0192 | 3.8416 | 3.939 | 4.4187 | 9.5055e-06
751 | 0.0002039 | 0.00014582 | 0.00063531 | 2.7587 | 2.8 | 3.0192 | 3.8527 | 3.939 | 4.4187 | 0.00067522
752 | 0.0002039 | 0.00014724 | 0.0036097 | 2.7868 | 2.7991 | 3.0192 | 3.9113 | 3.9371 | 4.4187 | 7.5061e-05
753 | 0.0002039 | 0.00014706 | 0.010165 | 2.8118 | 2.8009 | 3.0192 | 3.9639 | 3.941 | 4.4187 | 6.8833e-05
754 | 0.0002039 | 0.00014805 | 0.014208 | 2.8448 | 2.8009 | 3.0192 | 4.0341 | 3.941 | 4.4187 | 8.6861e-05
755 | 0.0002039 | 0.00014827 | 0.012417 | 2.8884 | 2.8009 | 3.0192 | 4.1281 | 3.941 | 4.4187 | 0.00010571
756 | 0.0002039 | 0.00014813 | 0.013919 | 2.9073 | 2.8009 | 3.0192 | 4.1691 | 3.941 | 4.4187 | 0.00027484
757 | 0.0002039 | 0.00014811 | 0.014381 | 2.9003 | 2.8009 | 3.0192 | 4.1539 | 3.941 | 4.4187 | 9.8989e-05
758 | 0.0002039 | 0.00014798 | 0.010049 | 2.8855 | 2.8 | 3.0192 | 4.1216 | 3.939 | 4.4187 | 8.4567e-05
759 | 0.00016974 | 0.0001371 | 0.0039707 | 2.8806 | 2.8 | 3.0192 | 4.111 | 3.939 | 4.4187 | 0.00010341
760 | 0.000172 | 0.00013773 | 0.00063531 | 2.8553 | 2.8009 | 3.0192 | 4.0566 | 3.941 | 4.4187 | 7.8339e-05
761 | 0.00017183 | 0.00013726 | 0 | 2.8136 | 2.8018 | 3.0192 | 3.9678 | 3.9429 | 4.4187 | 9.3089e-05
762 | 0.0001757 | 0.00013943 | 0 | 2.8211 | 2.8018 | 3.0192 | 3.9837 | 3.9429 | 4.4187 | 0.00027632
763 | 0.0002039 | 0.00014794 | 0 | 2.8315 | 2.8018 | 3.0192 | 4.0057 | 3.9429 | 4.4187 | 0.00027681
764 | 0.0002039 | 0.00014813 | 0 | 2.8353 | 2.8009 | 3.0192 | 4.0137 | 3.941 | 4.4187 | 0.00028386
765 | 0.0002039 | 0.00014587 | 0 | 2.8192 | 2.8009 | 3.0192 | 3.9797 | 3.941 | 4.4187 | 0.00025468
766 | 0.0002039 | 0.00014663 | 0 | 2.8006 | 2.8018 | 3.0192 | 3.9403 | 3.9429 | 4.4187 | 9.0139e-06
767 | 0.0002039 | 0.00014646 | 0 | 2.7895 | 2.8028 | 3.0192 | 3.9171 | 3.9449 | 4.4187 | 1.6717e-05
768 | 0.0002039 | 0.00014677 | 0 | 2.8099 | 2.8018 | 3.0192 | 3.9599 | 3.9429 | 4.4187 | 2.3928e-05
769 | 0.0002039 | 0.00014479 | 0 | 2.809 | 2.8028 | 3.0192 | 3.9579 | 3.9449 | 4.4187 | 2.2781e-05
770 | 0.0002039 | 0.00014572 | 0 | 2.8071 | 2.8028 | 3.0192 | 3.954 | 3.9449 | 4.4187 | 3.3761e-05
771 | 0.0002039 | 0.00014423 | 0 | 2.8108 | 2.8028 | 3.0192 | 3.9619 | 3.9449 | 4.4187 | 2.1142e-05
772 | 0.0002039 | 0.00014477 | 0 | 2.809 | 2.8028 | 3.0192 | 3.9579 | 3.9449 | 4.4187 | 2.8189e-05
773 | 0.0002039 | 0.00014337 | 0 | 2.8015 | 2.8037 | 3.0192 | 3.9423 | 3.9468 | 4.4187 | 2.2453e-05
774 | 0.0002039 | 0.00014388 | 0 | 2.8099 | 2.8037 | 3.0192 | 3.9599 | 3.9468 | 4.4187 | 3.2122e-05
775 | 0.0002039 | 0.00014662 | 0.00063531 | 2.808 | 2.8037 | 3.0192 | 3.956 | 3.9468 | 4.4187 | 0.00065818
776 | 0.0002039 | 0.00014816 | 0.0046204 | 2.8258 | 2.8028 | 3.0192 | 3.9936 | 3.9449 | 4.4187 | 0.00061966
777 | 0.0002039 | 0.00014829 | 0.01028 | 2.8496 | 2.8037 | 3.0192 | 4.0443 | 3.9468 | 4.4187 | 9.2433e-05
778 | 0.0002039 | 0.0001483 | 0.012417 | 2.8708 | 2.8037 | 3.0192 | 4.0899 | 3.9468 | 4.4187 | 0.00011734
779 | 0.0002039 | 0.00014814 | 0.013746 | 2.8825 | 2.8046 | 3.0192 | 4.1153 | 3.9488 | 4.4187 | 8.0305e-05
780 | 0.0002039 | 0.00014813 | 0.011898 | 2.8855 | 2.8046 | 3.0192 | 4.1216 | 3.9488 | 4.4187 | 8.9319e-05
781 | 0.0002039 | 0.00014812 | 0.0094718 | 2.8806 | 2.8046 | 3.0192 | 4.111 | 3.9488 | 4.4187 | 0.00010096
782 | 0.0002039 | 0.00014793 | 0.0052701 | 2.8728 | 2.8046 | 3.0192 | 4.0941 | 3.9488 | 4.4187 | 9.9808e-05
783 | 0.00017583 | 0.00013871 | 0.0030033 | 2.8728 | 2.8037 | 3.0192 | 4.0941 | 3.9468 | 4.4187 | 0.0002968
784 | 0.00016728 | 0.00013636 | 0.00046204 | 2.8602 | 2.8046 | 3.0192 | 4.067 | 3.9488 | 4.4187 | 0.00029238
785 | 0.00016507 | 0.00013572 | 0 | 2.8381 | 2.8065 | 3.0192 | 4.0198 | 3.9527 | 4.4187 | 3.3269e-05
786 | 0.00017613 | 0.00013939 | 0 | 2.8315 | 2.8065 | 3.0192 | 4.0057 | 3.9527 | 4.4187 | 4.8347e-05
787 | 0.0002039 | 0.00014688 | 0 | 2.8448 | 2.8065 | 3.0192 | 4.0341 | 3.9527 | 4.4187 | 4.8675e-05
788 | 0.0002039 | 0.00014843 | 0 | 2.8563 | 2.8056 | 3.0192 | 4.0587 | 3.9508 | 4.4187 | 0.0001811
789 | 0.0002039 | 0.00014633 | 0 | 2.864 | 2.8056 | 3.0192 | 4.0753 | 3.9508 | 4.4187 | 0.00018339
790 | 0.0002039 | 0.00014752 | 0 | 2.8796 | 2.8056 | 3.0192 | 4.1089 | 3.9508 | 4.4187 | 0.00017438
791 | 0.0002039 | 0.00014801 | 0 | 2.8718 | 2.8083 | 3.0192 | 4.092 | 3.9566 | 4.4187 | 1.1144e-05
792 | 0.0002039 | 0.00014795 | 0 | 2.8669 | 2.8093 | 3.0192 | 4.0816 | 3.9586 | 4.4187 | 2.6058e-05
793 | 0.0002039 | 0.00014634 | 0 | 2.8544 | 2.8083 | 3.0192 | 4.0546 | 3.9566 | 4.4187 | 3.0811e-05
794 | 0.0002039 | 0.0001467 | 0 | 2.8573 | 2.8083 | 3.0192 | 4.0608 | 3.9566 | 4.4187 | 3.0483e-05
795 | 0.0002039 | 0.00014672 | 0 | 2.8611 | 2.8093 | 3.0192 | 4.0691 | 3.9586 | 4.4187 | 2.5239e-05
796 | 0.0002039 | 0.00014514 | 0 | 2.8747 | 2.8093 | 3.0192 | 4.0983 | 3.9586 | 4.4187 | 2.8189e-05
797 | 0.0002039 | 0.00014585 | 0 | 2.8904 | 2.8093 | 3.0192 | 4.1323 | 3.9586 | 4.4187 | 2.3928e-05
798 | 0.0002039 | 0.00014468 | 0 | 2.8983 | 2.8093 | 3.0192 | 4.1495 | 3.9586 | 4.4187 | 2.8517e-05
799 | 0.0002039 | 0.00014784 | 0.00063531 | 2.9284 | 2.8093 | 3.0192 | 4.2154 | 3.9586 | 4.4187 | 0.00061475
800 | 0.0002039 | 0.00014792 | 0.0035375 | 2.9334 | 2.8102 | 3.0192 | 4.2265 | 3.9606 | 4.4187 | 0.0006272
801 | 0.0002039 | 0.00014833 | 0.0093563 | 2.9673 | 2.8102 | 3.0192 | 4.3018 | 3.9606 | 4.4187 | 0.00011243
802 | 0.0002039 | 0.00014792 | 0.017095 | 2.9904 | 2.8102 | 3.0192 | 4.3535 | 3.9606 | 4.4187 | 9.8989e-05
803 | 0.0002039 | 0.00014795 | 0.012417 | 3.002 | 2.8102 | 3.0192 | 4.3798 | 3.9606 | 4.4187 | 9.5055e-05
804 | 0.00019863 | 0.00014608 | 0.0094141 | 3.0181 | 2.8102 | 3.0192 | 4.4162 | 3.9606 | 4.4187 | 9.063e-05
805 | 0.00018951 | 0.00014387 | 0.0088365 | 3.0343 | 2.8102 | 3.0192 | 4.4532 | 3.9606 | 4.4187 | 0.00010391
806 | 0.00020078 | 0.00014693 | 0.0054867 | 3.0316 | 2.8102 | 3.0192 | 4.447 | 3.9606 | 4.4187 | 0.00010587
807 | 0.00015064 | 0.0001319 | 0.0034653 | 2.9988 | 2.8102 | 3.0192 | 4.3726 | 3.9606 | 4.4187 | 0.00033499
808 | 0.00014981 | 0.0001312 | 0.00050536 | 3.001 | 2.8102 | 3.0192 | 4.3774 | 3.9606 | 4.4187 | 0.00031729
809 | 0.00015399 | 0.00013244 | 0 | 3.002 | 2.8102 | 3.0192 | 4.3798 | 3.9606 | 4.4187 | 5.5886e-05
810 | 0.00016304 | 0.00013575 | 0 | 2.9946 | 2.8111 | 3.0192 | 4.363 | 3.9626 | 4.4187 | 4.8839e-05
811 | 0.0002039 | 0.00014869 | 0 | 2.9925 | 2.8111 | 3.0192 | 4.3582 | 3.9626 | 4.4187 | 6.1786e-05
812 | 0.0002039 | 0.00014791 | 0 | 2.9705 | 2.8111 | 3.0192 | 4.3088 | 3.9626 | 4.4187 | 0.00018749
813 | 0.0002039 | 0.00014821 | 0 | 2.9684 | 2.8102 | 3.0192 | 4.3041 | 3.9606 | 4.4187 | 0.00019519
814 | 0.0002039 | 0.00014825 | 0 | 2.9642 | 2.8111 | 3.0192 | 4.2948 | 3.9626 | 4.4187 | 0.00020699
815 | 0.0002039 | 0.00014726 | 0 | 2.9487 | 2.8121 | 3.0192 | 4.2604 | 3.9645 | 4.4187 | 2.1142e-05
816 | 0.0002039 | 0.0001481 | 0 | 2.9083 | 2.813 | 3.0192 | 4.1712 | 3.9665 | 4.4187 | 1.9831e-05
817 | 0.0002039 | 0.00014801 | 0 | 2.8747 | 2.813 | 3.0192 | 4.0983 | 3.9665 | 4.4187 | 1.1964e-05
818 | 0.0002039 | 0.00014729 | 0 | 2.8611 | 2.813 | 3.0192 | 4.0691 | 3.9665 | 4.4187 | 1.9175e-05
819 | 0.0002039 | 0.00014768 | 0 | 2.8438 | 2.813 | 3.0192 | 4.032 | 3.9665 | 4.4187 | 1.5897e-05
820 | 0.0002039 | 0.00014777 | 0 | 2.8353 | 2.8168 | 3.0192 | 4.0137 | 3.9744 | 4.4187 | 1.4586e-05
821 | 0.0002039 | 0.00014554 | 0 | 2.8296 | 2.8168 | 3.0192 | 4.0017 | 3.9744 | 4.4187 | 9.6694e-06
822 | 0.0002039 | 0.00014751 | 0 | 2.8287 | 2.8168 | 3.0192 | 3.9996 | 3.9744 | 4.4187 | 1.3439e-05
823 | 0.0002039 | 0.00014778 | 0.00072194 | 2.8099 | 2.8168 | 3.0192 | 3.9599 | 3.9744 | 4.4187 | 0.0006472
824 | 0.0002039 | 0.00014812 | 0.0044471 | 2.8249 | 2.8177 | 3.0192 | 3.9916 | 3.9764 | 4.4187 | 7.5717e-05
825 | 0.00020231 | 0.00014753 | 0.014265 | 2.8592 | 2.8177 | 3.0192 | 4.0649 | 3.9764 | 4.4187 | 7.9158e-05
826 | 0.00019273 | 0.0001444 | 0.019175 | 2.8816 | 2.8177 | 3.0192 | 4.1131 | 3.9764 | 4.4187 | 0.00010604
827 | 0.00019265 | 0.00014415 | 0.022467 | 2.9073 | 2.8177 | 3.0192 | 4.1691 | 3.9764 | 4.4187 | 9.2925e-05
828 | 0.0001815 | 0.00014153 | 0.022813 | 2.9193 | 2.8177 | 3.0192 | 4.1954 | 3.9764 | 4.4187 | 0.00023567
829 | 0.00018675 | 0.00014301 | 0.020099 | 2.9355 | 2.8186 | 3.0192 | 4.231 | 3.9784 | 4.4187 | 8.2108e-05
830 | 0.00018093 | 0.00014136 | 0.014554 | 2.9406 | 2.8186 | 3.0192 | 4.2423 | 3.9784 | 4.4187 | 0.00010653
831 | 0.00018975 | 0.00014382 | 0.0060065 | 2.9183 | 2.8186 | 3.0192 | 4.1932 | 3.9784 | 4.4187 | 9.8169e-05
832 | 0.00016687 | 0.00013685 | 0.0010107 | 2.8776 | 2.8186 | 3.0192 | 4.1047 | 3.9784 | 4.4187 | 6.8342e-05
833 | 0.00016951 | 0.00013782 | 0 | 2.8505 | 2.8186 | 3.0192 | 4.0463 | 3.9784 | 4.4187 | 7.4569e-05
834 | 0.00018946 | 0.00014395 | 0 | 2.8211 | 2.8186 | 3.0192 | 3.9837 | 3.9784 | 4.4187 | 0.00024764
835 | 0.0002039 | 0.00014771 | 0 | 2.8043 | 2.8186 | 3.0192 | 3.9481 | 3.9784 | 4.4187 | 0.00024141
836 | 0.0002039 | 0.00014817 | 0 | 2.8025 | 2.8196 | 3.0192 | 3.9442 | 3.9804 | 4.4187 | 0.000226
837 | 0.0002039 | 0.0001424 | 0 | 2.796 | 2.8196 | 3.0192 | 3.9306 | 3.9804 | 4.4187 | 0.00027238
838 | 0.0002039 | 0.00014791 | 0 | 2.7988 | 2.8196 | 3.0192 | 3.9365 | 3.9804 | 4.4187 | 1.2456e-05
839 | 0.0002039 | 0.00014709 | 0 | 2.7804 | 2.8196 | 3.0192 | 3.898 | 3.9804 | 4.4187 | 1.0325e-05
840 | 0.0002039 | 0.00014806 | 0 | 2.7623 | 2.8205 | 3.0192 | 3.8602 | 3.9824 | 4.4187 | 1.3767e-05
841 | 0.0002039 | 0.0001461 | 0 | 2.7542 | 2.8215 | 3.0192 | 3.8435 | 3.9844 | 4.4187 | 7.0472e-06
842 | 0.0002039 | 0.00014762 | 0 | 2.739 | 2.8215 | 3.0192 | 3.8122 | 3.9844 | 4.4187 | 1.2947e-05
843 | 0.0002039 | 0.00014573 | 0 | 2.7188 | 2.8215 | 3.0192 | 3.7707 | 3.9844 | 4.4187 | 2.4256e-05
844 | 0.0002039 | 0.00014725 | 0 | 2.7197 | 2.8224 | 3.0192 | 3.7725 | 3.9864 | 4.4187 | 1.2128e-05
845 | 0.0002039 | 0.00014569 | 0 | 2.7101 | 2.8215 | 3.0192 | 3.753 | 3.9844 | 4.4187 | 1.2456e-05
846 | 0.0002039 | 0.0001469 | 0 | 2.711 | 2.8224 | 3.0192 | 3.7548 | 3.9864 | 4.4187 | 1.5733e-05
847 | 0.0002039 | 0.00014761 | 0.00093852 | 2.7241 | 2.8224 | 3.0192 | 3.7815 | 3.9864 | 4.4187 | 0.00073537
848 | 0.0002039 | 0.00014815 | 0.0046204 | 2.7399 | 2.8243 | 3.0192 | 3.814 | 3.9904 | 4.4187 | 9.8497e-05
849 | 0.0002039 | 0.00014826 | 0.0094141 | 2.7686 | 2.8252 | 3.0192 | 3.8733 | 3.9924 | 4.4187 | 8.4894e-05
850 | 0.0002039 | 0.00014758 | 0.011493 | 2.7969 | 2.8252 | 3.0192 | 3.9326 | 3.9924 | 4.4187 | 7.7519e-05
851 | 0.0002039 | 0.0001457 | 0.017384 | 2.8174 | 2.8252 | 3.0192 | 3.9757 | 3.9924 | 4.4187 | 0.00011161
852 | 0.0002039 | 0.00014714 | 0.015074 | 2.8239 | 2.8252 | 3.0192 | 3.9896 | 3.9924 | 4.4187 | 0.00023961
853 | 0.0002039 | 0.00014766 | 0.013226 | 2.841 | 2.8252 | 3.0192 | 4.0259 | 3.9924 | 4.4187 | 9.1778e-05
854 | 0.0002039 | 0.00014757 | 0.01184 | 2.8429 | 2.8252 | 3.0192 | 4.03 | 3.9924 | 4.4187 | 8.7844e-05
855 | 0.00017444 | 0.00013891 | 0.005198 | 2.8296 | 2.8271 | 3.0192 | 4.0017 | 3.9964 | 4.4187 | 0.00010325
856 | 0.00017721 | 0.0001395 | 0.00064974 | 2.8043 | 2.8281 | 3.0192 | 3.9481 | 3.9984 | 4.4187 | 9.063e-05
857 | 0.00017159 | 0.00013831 | 0 | 2.7686 | 2.8281 | 3.0192 | 3.8733 | 3.9984 | 4.4187 | 0.00010063
858 | 0.00018683 | 0.00014272 | 0 | 2.7426 | 2.8281 | 3.0192 | 3.8195 | 3.9984 | 4.4187 | 0.00026779
859 | 0.0002039 | 0.00014842 | 0 | 2.7258 | 2.8281 | 3.0192 | 3.7851 | 3.9984 | 4.4187 | 0.00024485
860 | 0.0002039 | 0.00014825 | 0 | 2.7145 | 2.8281 | 3.0192 | 3.7619 | 3.9984 | 4.4187 | 0.00026927
861 | 0.0002039 | 0.0001477 | 0 | 2.7058 | 2.8281 | 3.0192 | 3.7442 | 3.9984 | 4.4187 | 0.0002773
862 | 0.0002039 | 0.00014737 | 0 | 2.6998 | 2.829 | 3.0192 | 3.7319 | 4.0004 | 4.4187 | 1.1144e-05
863 | 0.0002039 | 0.00014769 | 0 | 2.6835 | 2.829 | 3.0192 | 3.699 | 4.0004 | 4.4187 | 1.1964e-05
864 | 0.0002039 | 0.00014845 | 0 | 2.67 | 2.829 | 3.0192 | 3.6718 | 4.0004 | 4.4187 | 1.475e-05
865 | 0.0002039 | 0.000148 | 0 | 2.6683 | 2.8281 | 3.0192 | 3.6684 | 3.9984 | 4.4187 | 8.5222e-06
866 | 0.0002039 | 0.00014817 | 0 | 2.6692 | 2.8281 | 3.0192 | 3.6701 | 3.9984 | 4.4187 | 9.0139e-06
867 | 0.0002039 | 0.00014731 | 0 | 2.6751 | 2.829 | 3.0192 | 3.6819 | 4.0004 | 4.4187 | 1.4094e-05
868 | 0.0002039 | 0.00014793 | 0 | 2.6835 | 2.829 | 3.0192 | 3.699 | 4.0004 | 4.4187 | 9.1778e-06
869 | 0.0002039 | 0.0001477 | 0 | 2.7049 | 2.829 | 3.0192 | 3.7424 | 4.0004 | 4.4187 | 9.6694e-06
870 | 0.0002039 | 0.00014724 | 0 | 2.7075 | 2.829 | 3.0192 | 3.7477 | 4.0004 | 4.4187 | 1.3603e-05
871 | 0.0002039 | 0.00014797 | 0.0012995 | 2.7206 | 2.829 | 3.0192 | 3.7743 | 4.0004 | 4.4187 | 0.00063933
872 | 0.0002039 | 0.00014809 | 0.0057755 | 2.7355 | 2.829 | 3.0192 | 3.8049 | 4.0004 | 4.4187 | 9.6367e-05
873 | 0.0002039 | 0.00014797 | 0.014785 | 2.7533 | 2.829 | 3.0192 | 3.8416 | 4.0004 | 4.4187 | 8.1125e-05
874 | 0.00019232 | 0.0001447 | 0.019175 | 2.774 | 2.829 | 3.0192 | 3.8847 | 4.0004 | 4.4187 | 0.00011161
875 | 0.00019781 | 0.00014542 | 0.020676 | 2.7877 | 2.829 | 3.0192 | 3.9133 | 4.0004 | 4.4187 | 7.965e-05
876 | 0.00019204 | 0.00014443 | 0.0216 | 2.7988 | 2.829 | 3.0192 | 3.9365 | 4.0004 | 4.4187 | 0.00020207
877 | 0.00019987 | 0.00014679 | 0.021831 | 2.8052 | 2.829 | 3.0192 | 3.9501 | 4.0004 | 4.4187 | 8.3911e-05
878 | 0.00019424 | 0.00014537 | 0.014612 | 2.8062 | 2.829 | 3.0192 | 3.9521 | 4.0004 | 4.4187 | 0.0001021
879 | 0.00018619 | 0.00014278 | 0.0068343 | 2.7914 | 2.8309 | 3.0192 | 3.921 | 4.0044 | 4.4187 | 8.5878e-05
880 | 0.00019501 | 0.00014532 | 0.0011551 | 2.7786 | 2.8309 | 3.0192 | 3.8942 | 4.0044 | 4.4187 | 8.5058e-05
881 | 0.0001946 | 0.00014437 | 0 | 2.7722 | 2.8309 | 3.0192 | 3.8809 | 4.0044 | 4.4187 | 6.3261e-05
882 | 0.00018901 | 0.00014354 | 0 | 2.7605 | 2.8281 | 3.0192 | 3.8565 | 3.9984 | 4.4187 | 0.00027992
883 | 0.0002039 | 0.000148 | 0 | 2.7382 | 2.8299 | 3.0192 | 3.8104 | 4.0024 | 4.4187 | 0.00023108
884 | 0.0002039 | 0.00014861 | 0 | 2.7258 | 2.8299 | 3.0192 | 3.7851 | 4.0024 | 4.4187 | 0.00029057
885 | 0.0002039 | 0.00014828 | 0 | 2.7206 | 2.8309 | 3.0192 | 3.7743 | 4.0044 | 4.4187 | 0.00028533
886 | 0.0002039 | 0.00014748 | 0 | 2.711 | 2.8309 | 3.0192 | 3.7548 | 4.0044 | 4.4187 | 1.5569e-05
887 | 0.0002039 | 0.00014815 | 0 | 2.6929 | 2.8299 | 3.0192 | 3.718 | 4.0024 | 4.4187 | 1.7044e-05
888 | 0.0002039 | 0.00014739 | 0 | 2.6759 | 2.8309 | 3.0192 | 3.6836 | 4.0044 | 4.4187 | 1.7372e-05
889 | 0.0002039 | 0.00014833 | 0 | 2.665 | 2.8299 | 3.0192 | 3.6616 | 4.0024 | 4.4187 | 1.6717e-05
890 | 0.0002039 | 0.00014757 | 0 | 2.6467 | 2.8299 | 3.0192 | 3.625 | 4.0024 | 4.4187 | 9.1778e-06
891 | 0.0002039 | 0.00014614 | 0 | 2.6294 | 2.8299 | 3.0192 | 3.5907 | 4.0024 | 4.4187 | 1.6553e-05
892 | 0.0002039 | 0.00014806 | 0 | 2.6245 | 2.8299 | 3.0192 | 3.581 | 4.0024 | 4.4187 | 1.0817e-05
893 | 0.0002039 | 0.00014721 | 0 | 2.6392 | 2.8281 | 3.0192 | 3.6102 | 3.9984 | 4.4187 | 8.6861e-06
894 | 0.0002039 | 0.00014685 | 0 | 2.6028 | 2.8281 | 3.0192 | 3.5381 | 3.9984 | 4.4187 | 7.7028e-06
895 | 0.0002039 | 0.00014803 | 0.0010396 | 2.5869 | 2.829 | 3.0192 | 3.507 | 4.0004 | 4.4187 | 0.00063753
896 | 0.0002039 | 0.00014818 | 0.0054145 | 2.5821 | 2.8309 | 3.0192 | 3.4978 | 4.0044 | 4.4187 | 7.8011e-05
897 | 0.0002039 | 0.00014799 | 0.015132 | 2.5996 | 2.8281 | 3.0192 | 3.5319 | 3.9984 | 4.4187 | 8.1617e-05
898 | 0.0002039 | 0.00014824 | 0.019925 | 2.6148 | 2.8281 | 3.0192 | 3.5618 | 3.9984 | 4.4187 | 9.1614e-05
899 | 0.0002039 | 0.00014779 | 0.021831 | 2.6343 | 2.829 | 3.0192 | 3.6005 | 4.0004 | 4.4187 | 8.178e-05
900 | 0.00019453 | 0.00014469 | 0.022409 | 2.6442 | 2.829 | 3.0192 | 3.6201 | 4.0004 | 4.4187 | 0.0002124
901 | 0.00018056 | 0.00014112 | 0.017384 | 2.6475 | 2.829 | 3.0192 | 3.6267 | 4.0004 | 4.4187 | 8.9319e-05
902 | 0.00016917 | 0.00013716 | 0.011493 | 2.645 | 2.829 | 3.0192 | 3.6217 | 4.0004 | 4.4187 | 9.2269e-05
903 | 0.00015055 | 0.00013138 | 0.0050054 | 2.6327 | 2.829 | 3.0192 | 3.5972 | 4.0004 | 4.4187 | 0.00010374
904 | 0.00013725 | 0.00012725 | 0.00086633 | 2.6156 | 2.829 | 3.0192 | 3.5634 | 4.0004 | 4.4187 | 6.5392e-05
905 | 0.00015367 | 0.00013255 | 0 | 2.6092 | 2.8281 | 3.0192 | 3.5507 | 3.9984 | 4.4187 | 8.2272e-05
906 | 0.00016668 | 0.00013559 | 0 | 2.6012 | 2.829 | 3.0192 | 3.535 | 4.0004 | 4.4187 | 0.00027025
907 | 0.0002039 | 0.00014779 | 0 | 2.5948 | 2.8281 | 3.0192 | 3.5225 | 3.9984 | 4.4187 | 0.00029418
908 | 0.0002039 | 0.00014872 | 0 | 2.5869 | 2.8281 | 3.0192 | 3.507 | 3.9984 | 4.4187 | 0.00026452
909 | 0.0002039 | 0.00014774 | 0 | 2.5877 | 2.8281 | 3.0192 | 3.5086 | 3.9984 | 4.4187 | 0.000246
910 | 0.0002039 | 0.00014765 | 0 | 2.5869 | 2.8281 | 3.0192 | 3.507 | 3.9984 | 4.4187 | 1.0653e-05
911 | 0.0002039 | 0.00014831 | 0 | 2.5821 | 2.8281 | 3.0192 | 3.4978 | 3.9984 | 4.4187 | 1.6553e-05
912 | 0.0002039 | 0.00014838 | 0 | 2.579 | 2.8281 | 3.0192 | 3.4916 | 3.9984 | 4.4187 | 1.1308e-05
913 | 0.0002039 | 0.00014814 | 0 | 2.5782 | 2.8271 | 3.0192 | 3.4901 | 3.9964 | 4.4187 | 8.85e-06
914 | 0.0002039 | 0.00014728 | 0 | 2.5774 | 2.8271 | 3.0192 | 3.4886 | 3.9964 | 4.4187 | 9.1778e-06
915 | 0.0002039 | 0.00014708 | 0 | 2.5774 | 2.8271 | 3.0192 | 3.4886 | 3.9964 | 4.4187 | 1.5897e-05
916 | 0.0002039 | 0.00014743 | 0 | 2.5782 | 2.8271 | 3.0192 | 3.4901 | 3.9964 | 4.4187 | 1.6225e-05
917 | 0.0002039 | 0.00014766 | 0 | 2.5774 | 2.8271 | 3.0192 | 3.4886 | 3.9964 | 4.4187 | 1.4422e-05
918 | 0.0002039 | 0.00014659 | 0 | 2.5774 | 2.8262 | 3.0192 | 3.4886 | 3.9944 | 4.4187 | 1.1964e-05
919 | 0.0002039 | 0.00014769 | 0.0012273 | 2.5774 | 2.8262 | 3.0192 | 3.4886 | 3.9944 | 4.4187 | 0.00064998
920 | 0.0002039 | 0.00014819 | 0.0054867 | 2.579 | 2.8271 | 3.0192 | 3.4916 | 3.9964 | 4.4187 | 7.9978e-05
921 | 0.0002039 | 0.00014759 | 0.013977 | 2.5798 | 2.8271 | 3.0192 | 3.4932 | 3.9964 | 4.4187 | 9.44e-05
922 | 0.0002039 | 0.00014828 | 0.018655 | 2.5964 | 2.8271 | 3.0192 | 3.5256 | 3.9964 | 4.4187 | 8.1617e-05
923 | 0.0002039 | 0.00014821 | 0.023449 | 2.6458 | 2.8271 | 3.0192 | 3.6234 | 3.9964 | 4.4187 | 9.7678e-05
924 | 0.0002039 | 0.00014833 | 0.025643 | 2.6861 | 2.8252 | 3.0192 | 3.7042 | 3.9924 | 4.4187 | 0.00019978
925 | 0.0002039 | 0.00014761 | 0.018482 | 2.7119 | 2.8252 | 3.0192 | 3.7565 | 3.9924 | 4.4187 | 8.2272e-05
926 | 0.0002039 | 0.00014746 | 0.01415 | 2.732 | 2.8243 | 3.0192 | 3.7977 | 3.9904 | 4.4187 | 0.0001162
927 | 0.0001944 | 0.00014535 | 0.0072194 | 2.7258 | 2.8243 | 3.0192 | 3.7851 | 3.9904 | 4.4187 | 9.8333e-05
928 | 0.00018353 | 0.00014198 | 0.0010396 | 2.6852 | 2.8243 | 3.0192 | 3.7025 | 3.9904 | 4.4187 | 7.4078e-05
929 | 0.00019682 | 0.00014611 | 0 | 2.6616 | 2.8243 | 3.0192 | 3.6549 | 3.9904 | 4.4187 | 9.1614e-05
930 | 0.000194 | 0.0001452 | 0 | 2.65 | 2.8243 | 3.0192 | 3.6316 | 3.9904 | 4.4187 | 0.00024206
931 | 0.0002039 | 0.00014662 | 0 | 2.645 | 2.8252 | 3.0192 | 3.6217 | 3.9924 | 4.4187 | 0.00027976
932 | 0.0002039 | 0.00014868 | 0 | 2.6384 | 2.8243 | 3.0192 | 3.6086 | 3.9904 | 4.4187 | 0.00028828
933 | 0.0002039 | 0.00014851 | 0 | 2.6221 | 2.8243 | 3.0192 | 3.5762 | 3.9904 | 4.4187 | 0.00028779
934 | 0.0002039 | 0.00014844 | 0 | 2.5908 | 2.8243 | 3.0192 | 3.5147 | 3.9904 | 4.4187 | 1.6717e-05
935 | 0.0002039 | 0.00014745 | 0 | 2.5845 | 2.8243 | 3.0192 | 3.5024 | 3.9904 | 4.4187 | 1.9831e-05
936 | 0.0002039 | 0.00014848 | 0 | 2.5798 | 2.8243 | 3.0192 | 3.4932 | 3.9904 | 4.4187 | 2.2453e-05
937 | 0.0002039 | 0.00014857 | 0 | 2.5861 | 2.8243 | 3.0192 | 3.5055 | 3.9904 | 4.4187 | 3.5564e-05
938 | 0.0002039 | 0.00014752 | 0 | 2.5845 | 2.8233 | 3.0192 | 3.5024 | 3.9884 | 4.4187 | 1.9503e-05
939 | 0.0002039 | 0.00014809 | 0 | 2.5853 | 2.8233 | 3.0192 | 3.5039 | 3.9884 | 4.4187 | 2.1142e-05
940 | 0.0002039 | 0.00014819 | 0 | 2.5892 | 2.8233 | 3.0192 | 3.5116 | 3.9884 | 4.4187 | 2.1469e-05
941 | 0.0002039 | 0.00014811 | 0 | 2.5996 | 2.8215 | 3.0192 | 3.5319 | 3.9844 | 4.4187 | 2.4092e-05
942 | 0.0002039 | 0.00014791 | 0 | 2.6237 | 2.8215 | 3.0192 | 3.5794 | 3.9844 | 4.4187 | 1.2947e-05
943 | 0.0002039 | 0.00014762 | 0.0010396 | 2.6229 | 2.8215 | 3.0192 | 3.5778 | 3.9844 | 4.4187 | 0.00060098
944 | 0.0002039 | 0.00014817 | 0.006122 | 2.6666 | 2.8205 | 3.0192 | 3.665 | 3.9824 | 4.4187 | 0.00067653
945 | 0.0002039 | 0.00014833 | 0.018482 | 2.7032 | 2.8215 | 3.0192 | 3.7389 | 3.9844 | 4.4187 | 9.6858e-05
946 | 0.0002039 | 0.00014829 | 0.020792 | 2.7569 | 2.8205 | 3.0192 | 3.849 | 3.9824 | 4.4187 | 8.0305e-05
947 | 0.00020274 | 0.0001478 | 0.019117 | 2.7951 | 2.8205 | 3.0192 | 3.9287 | 3.9824 | 4.4187 | 9.1286e-05
948 | 0.00019988 | 0.00014702 | 0.020965 | 2.8324 | 2.8196 | 3.0192 | 4.0077 | 3.9804 | 4.4187 | 9.6203e-05
949 | 0.0002039 | 0.0001484 | 0.017211 | 2.8602 | 2.8196 | 3.0192 | 4.067 | 3.9804 | 4.4187 | 9.6203e-05
950 | 0.00019208 | 0.00014477 | 0.0080857 | 2.8611 | 2.8196 | 3.0192 | 4.0691 | 3.9804 | 4.4187 | 8.0142e-05
951 | 0.00016513 | 0.00013623 | 0.0042594 | 2.8602 | 2.8196 | 3.0192 | 4.067 | 3.9804 | 4.4187 | 0.00028467
952 | 0.0001873 | 0.00014288 | 0.00086633 | 2.8324 | 2.8196 | 3.0192 | 4.0077 | 3.9804 | 4.4187 | 0.00030844
953 | 0.00016367 | 0.00013592 | 0 | 2.774 | 2.8196 | 3.0192 | 3.8847 | 3.9804 | 4.4187 | 5.8344e-05
954 | 0.00017721 | 0.00013802 | 0 | 2.7605 | 2.8205 | 3.0192 | 3.8565 | 3.9824 | 4.4187 | 4.5889e-05
955 | 0.0002039 | 0.0001489 | 0 | 2.7461 | 2.8205 | 3.0192 | 3.8269 | 3.9824 | 4.4187 | 5.4575e-05
956 | 0.0002039 | 0.00014283 | 0 | 2.7488 | 2.8205 | 3.0192 | 3.8324 | 3.9824 | 4.4187 | 0.00020027
957 | 0.0002039 | 0.00014853 | 0 | 2.747 | 2.8196 | 3.0192 | 3.8287 | 3.9804 | 4.4187 | 0.00018421
958 | 0.0002039 | 0.00014845 | 0 | 2.7533 | 2.8196 | 3.0192 | 3.8416 | 3.9804 | 4.4187 | 0.00018192
959 | 0.0002039 | 0.00014825 | 0 | 2.739 | 2.8196 | 3.0192 | 3.8122 | 3.9804 | 4.4187 | 2.8025e-05
960 | 0.0002039 | 0.00014775 | 0 | 2.7197 | 2.8186 | 3.0192 | 3.7725 | 3.9784 | 4.4187 | 2.8517e-05
961 | 0.0002039 | 0.0001486 | 0 | 2.7024 | 2.8186 | 3.0192 | 3.7372 | 3.9784 | 4.4187 | 4.0317e-05
962 | 0.0002039 | 0.00014801 | 0 | 2.7101 | 2.8186 | 3.0192 | 3.753 | 3.9784 | 4.4187 | 1.7372e-05
963 | 0.0002039 | 0.00014763 | 0 | 2.7093 | 2.8186 | 3.0192 | 3.7512 | 3.9784 | 4.4187 | 2.8189e-05
964 | 0.0002039 | 0.00014794 | 0 | 2.681 | 2.8186 | 3.0192 | 3.6939 | 3.9784 | 4.4187 | 2.0158e-05
965 | 0.0002039 | 0.00014561 | 0 | 2.681 | 2.8186 | 3.0192 | 3.6939 | 3.9784 | 4.4187 | 3.0975e-05
966 | 0.0002039 | 0.00014654 | 0 | 2.681 | 2.8205 | 3.0192 | 3.6939 | 3.9824 | 4.4187 | 3.2614e-05
967 | 0.0002039 | 0.00014815 | 0.00069306 | 2.6784 | 2.8196 | 3.0192 | 3.6887 | 3.9804 | 4.4187 | 0.00061327
968 | 0.0002039 | 0.00014826 | 0.0035375 | 2.7041 | 2.8196 | 3.0192 | 3.7407 | 3.9804 | 4.4187 | 0.00065719
969 | 0.0002039 | 0.00014838 | 0.0079702 | 2.747 | 2.8196 | 3.0192 | 3.8287 | 3.9804 | 4.4187 | 0.00010554
970 | 0.0002039 | 0.00014832 | 0.010858 | 2.7408 | 2.8196 | 3.0192 | 3.8159 | 3.9804 | 4.4187 | 7.4569e-05
971 | 0.0002039 | 0.00014801 | 0.015883 | 2.8277 | 2.8196 | 3.0192 | 3.9976 | 3.9804 | 4.4187 | 8.6697e-05
972 | 0.0002039 | 0.00014735 | 0.014092 | 2.8438 | 2.8196 | 3.0192 | 4.032 | 3.9804 | 4.4187 | 9.1942e-05
973 | 0.0002039 | 0.00014825 | 0.011493 | 2.8315 | 2.8196 | 3.0192 | 4.0057 | 3.9804 | 4.4187 | 0.00010767
974 | 0.0002039 | 0.00014825 | 0.0068728 | 2.8353 | 2.8196 | 3.0192 | 4.0137 | 3.9804 | 4.4187 | 9.1778e-05
975 | 0.00017704 | 0.00014 | 0.0030321 | 2.8315 | 2.8196 | 3.0192 | 4.0057 | 3.9804 | 4.4187 | 0.00030729
976 | 0.00017788 | 0.00014028 | 0.00072194 | 2.7813 | 2.8196 | 3.0192 | 3.8999 | 3.9804 | 4.4187 | 0.00030893
977 | 0.00017513 | 0.00013956 | 0 | 2.7533 | 2.8196 | 3.0192 | 3.8416 | 3.9804 | 4.4187 | 5.2444e-05
978 | 0.00019637 | 0.00014583 | 0 | 2.7241 | 2.8196 | 3.0192 | 3.7815 | 3.9804 | 4.4187 | 5.8672e-05
979 | 0.0002039 | 0.00014807 | 0 | 2.7024 | 2.8215 | 3.0192 | 3.7372 | 3.9844 | 4.4187 | 4.8511e-05
980 | 0.0002039 | 0.00014776 | 0 | 2.681 | 2.8215 | 3.0192 | 3.6939 | 3.9844 | 4.4187 | 0.0001888
981 | 0.0002039 | 0.00014719 | 0 | 2.6878 | 2.8215 | 3.0192 | 3.7076 | 3.9844 | 4.4187 | 0.0002006
982 | 0.0002039 | 0.00014783 | 0 | 2.6878 | 2.8215 | 3.0192 | 3.7076 | 3.9844 | 4.4187 | 0.00020142
983 | 0.0002039 | 0.0001482 | 0 | 2.7006 | 2.8215 | 3.0192 | 3.7337 | 3.9844 | 4.4187 | 1.9503e-05
984 | 0.0002039 | 0.00014844 | 0 | 2.6878 | 2.8215 | 3.0192 | 3.7076 | 3.9844 | 4.4187 | 9.3417e-06
985 | 0.0002039 | 0.00014822 | 0 | 2.7006 | 2.8215 | 3.0192 | 3.7337 | 3.9844 | 4.4187 | 1.7864e-05
986 | 0.0002039 | 0.00014777 | 0 | 2.6929 | 2.8205 | 3.0192 | 3.718 | 3.9824 | 4.4187 | 9.0139e-06
987 | 0.0002039 | 0.00014745 | 0 | 2.6895 | 2.8205 | 3.0192 | 3.7111 | 3.9824 | 4.4187 | 1.3603e-05
988 | 0.0002039 | 0.00014732 | 0 | 2.6844 | 2.8205 | 3.0192 | 3.7007 | 3.9824 | 4.4187 | 9.0139e-06
989 | 0.0002039 | 0.00014404 | 0 | 2.6633 | 2.8205 | 3.0192 | 3.6583 | 3.9824 | 4.4187 | 1.1308e-05
990 | 0.0002039 | 0.00014675 | 0 | 2.6742 | 2.8233 | 3.0192 | 3.6802 | 3.9884 | 4.4187 | 1.4914e-05
991 | 0.0002039 | 0.00014781 | 0.0012995 | 2.6827 | 2.8233 | 3.0192 | 3.6973 | 3.9884 | 4.4187 | 0.00069702
992 | 0.0002039 | 0.00014832 | 0.005968 | 2.6972 | 2.8233 | 3.0192 | 3.7267 | 3.9884 | 4.4187 | 7.7683e-05
993 | 0.0002039 | 0.00014844 | 0.0096451 | 2.7206 | 2.8243 | 3.0192 | 3.7743 | 3.9904 | 4.4187 | 0.00010243
994 | 0.0002039 | 0.00014777 | 0.012186 | 2.7426 | 2.8243 | 3.0192 | 3.8195 | 3.9904 | 4.4187 | 9.8169e-05
995 | 0.0002039 | 0.00014748 | 0.011031 | 2.7614 | 2.8243 | 3.0192 | 3.8583 | 3.9904 | 4.4187 | 0.00011423
996 | 0.0002039 | 0.00014838 | 0.018193 | 2.7868 | 2.8243 | 3.0192 | 3.9113 | 3.9904 | 4.4187 | 0.0002283
997 | 0.00019113 | 0.00014358 | 0.014728 | 2.8015 | 2.8233 | 3.0192 | 3.9423 | 3.9884 | 4.4187 | 8.9975e-05
998 | 0.00017289 | 0.00013859 | 0.010973 | 2.7767 | 2.8224 | 3.0192 | 3.8904 | 3.9864 | 4.4187 | 8.6205e-05
999 | 0.00015831 | 0.000134 | 0.0063531 | 2.7632 | 2.8224 | 3.0192 | 3.8621 | 3.9864 | 4.4187 | 0.00010767
1000 | 0.0001547 | 0.00013279 | 0.0014439 | 2.7551 | 2.8224 | 3.0192 | 3.8453 | 3.9864 | 4.4187 | 7.9486e-05
1001 | 0.00017075 | 0.00013739 | 0 | 2.7497 | 2.8243 | 3.0192 | 3.8342 | 3.9904 | 4.4187 | 8.3092e-05
1002 | 0.00017695 | 0.00013988 | 0 | 2.7355 | 2.8224 | 3.0192 | 3.8049 | 3.9864 | 4.4187 | 0.00025354
1003 | 0.0002039 | 0.00014461 | 0 | 2.7276 | 2.8224 | 3.0192 | 3.7887 | 3.9864 | 4.4187 | 0.00030614
1004 | 0.0002039 | 0.00014875 | 0 | 2.7267 | 2.8224 | 3.0192 | 3.7869 | 3.9864 | 4.4187 | 0.00024157
1005 | 0.0002039 | 0.00014728 | 0 | 2.7206 | 2.8224 | 3.0192 | 3.7743 | 3.9864 | 4.4187 | 0.0002732
1006 | 0.0002039 | 0.00014787 | 0 | 2.7093 | 2.8224 | 3.0192 | 3.7512 | 3.9864 | 4.4187 | 1.18e-05
1007 | 0.0002039 | 0.00014851 | 0 | 2.6963 | 2.8233 | 3.0192 | 3.7249 | 3.9884 | 4.4187 | 1.6717e-05
1008 | 0.0002039 | 0.00014821 | 0 | 2.6784 | 2.8233 | 3.0192 | 3.6887 | 3.9884 | 4.4187 | 1.6225e-05
1009 | 0.0002039 | 0.00014865 | 0 | 2.6734 | 2.8233 | 3.0192 | 3.6785 | 3.9884 | 4.4187 | 5.4083e-06
1010 | 0.0002039 | 0.00014841 | 0 | 2.6708 | 2.8233 | 3.0192 | 3.6735 | 3.9884 | 4.4187 | 1.1472e-05
1011 | 0.0002039 | 0.00014811 | 0 | 2.6675 | 2.8233 | 3.0192 | 3.6667 | 3.9884 | 4.4187 | 1.6061e-05
1012 | 0.0002039 | 0.0001485 | 0 | 2.6692 | 2.8252 | 3.0192 | 3.6701 | 3.9924 | 4.4187 | 4.7528e-06
1013 | 0.0002039 | 0.00014854 | 0 | 2.6533 | 2.8252 | 3.0192 | 3.6382 | 3.9924 | 4.4187 | 1.6061e-05
1014 | 0.0002039 | 0.00014845 | 0 | 2.6508 | 2.8252 | 3.0192 | 3.6333 | 3.9924 | 4.4187 | 8.5222e-06
1015 | 0.0002039 | 0.00014809 | 0.0014439 | 2.65 | 2.8252 | 3.0192 | 3.6316 | 3.9924 | 4.4187 | 0.00064457
1016 | 0.0002039 | 0.00014823 | 0.0062375 | 2.6793 | 2.8252 | 3.0192 | 3.6905 | 3.9924 | 4.4187 | 7.0964e-05
1017 | 0.0002039 | 0.00014829 | 0.015709 | 2.7153 | 2.8233 | 3.0192 | 3.7636 | 3.9884 | 4.4187 | 7.0964e-05
1018 | 0.0002039 | 0.00014757 | 0.022062 | 2.7524 | 2.8233 | 3.0192 | 3.8398 | 3.9884 | 4.4187 | 6.0311e-05
1019 | 0.0002039 | 0.00014766 | 0.02778 | 2.774 | 2.8233 | 3.0192 | 3.8847 | 3.9884 | 4.4187 | 7.9486e-05
1020 | 0.0002039 | 0.00014838 | 0.020388 | 2.784 | 2.8233 | 3.0192 | 3.9056 | 3.9884 | 4.4187 | 0.0002224
1021 | 0.0002039 | 0.00014844 | 0.017327 | 2.7969 | 2.8233 | 3.0192 | 3.9326 | 3.9884 | 4.4187 | 0.00012177
1022 | 0.0002039 | 0.00014761 | 0.013168 | 2.8136 | 2.8233 | 3.0192 | 3.9678 | 3.9884 | 4.4187 | 8.6861e-05
1023 | 0.00019875 | 0.00014637 | 0.01132 | 2.7969 | 2.8243 | 3.0192 | 3.9326 | 3.9904 | 4.4187 | 9.1286e-05
1024 | 0.00018794 | 0.00014308 | 0.0020214 | 2.7731 | 2.8243 | 3.0192 | 3.8828 | 3.9904 | 4.4187 | 7.883e-05
1025 | 0.00018726 | 0.00014311 | 0 | 2.7162 | 2.8233 | 3.0192 | 3.7654 | 3.9884 | 4.4187 | 9.3744e-05
1026 | 0.0002039 | 0.00014801 | 0 | 2.6725 | 2.8224 | 3.0192 | 3.6768 | 3.9864 | 4.4187 | 0.00027697
1027 | 0.0002039 | 0.00014507 | 0 | 2.6533 | 2.8224 | 3.0192 | 3.6382 | 3.9864 | 4.4187 | 0.00024256
1028 | 0.0002039 | 0.00014876 | 0 | 2.6458 | 2.8224 | 3.0192 | 3.6234 | 3.9864 | 4.4187 | 0.00024272
1029 | 0.0002039 | 0.00014841 | 0 | 2.6351 | 2.8224 | 3.0192 | 3.6021 | 3.9864 | 4.4187 | 0.00028172
1030 | 0.0002039 | 0.00014724 | 0 | 2.6164 | 2.8224 | 3.0192 | 3.565 | 3.9864 | 4.4187 | 1.0817e-05
1031 | 0.0002039 | 0.00014526 | 0 | 2.614 | 2.8224 | 3.0192 | 3.5603 | 3.9864 | 4.4187 | 1.4586e-05
1032 | 0.0002039 | 0.00014832 | 0 | 2.5869 | 2.8224 | 3.0192 | 3.507 | 3.9864 | 4.4187 | 1.0325e-05
1033 | 0.0002039 | 0.00014861 | 0 | 2.5869 | 2.8224 | 3.0192 | 3.507 | 3.9864 | 4.4187 | 9.9972e-06
1034 | 0.0002039 | 0.00014853 | 0 | 2.5829 | 2.8224 | 3.0192 | 3.4993 | 3.9864 | 4.4187 | 2.1306e-05
1035 | 0.0002039 | 0.00014825 | 0 | 2.5884 | 2.8224 | 3.0192 | 3.5101 | 3.9864 | 4.4187 | 1.1144e-05
1036 | 0.0002039 | 0.00014802 | 0 | 2.5829 | 2.8224 | 3.0192 | 3.4993 | 3.9864 | 4.4187 | 7.5389e-06
1037 | 0.0002039 | 0.00014611 | 0 | 2.5821 | 2.8224 | 3.0192 | 3.4978 | 3.9864 | 4.4187 | 1.2456e-05
1038 | 0.0002039 | 0.00014735 | 0 | 2.5813 | 2.8224 | 3.0192 | 3.4962 | 3.9864 | 4.4187 | 1.3439e-05
1039 | 0.0002039 | 0.00014815 | 0.0020936 | 2.5964 | 2.8224 | 3.0192 | 3.5256 | 3.9864 | 4.4187 | 0.0006449
1040 | 0.0002039 | 0.00014826 | 0.013688 | 2.6327 | 2.8224 | 3.0192 | 3.5972 | 3.9864 | 4.4187 | 7.1292e-05
1041 | 0.0002039 | 0.00014838 | 0.025354 | 2.6852 | 2.8224 | 3.0192 | 3.7025 | 3.9864 | 4.4187 | 6.5064e-05
1042 | 0.0002039 | 0.00014728 | 0.030957 | 2.7223 | 2.8224 | 3.0192 | 3.7779 | 3.9864 | 4.4187 | 8.7517e-05
1043 | 0.0002039 | 0.00014822 | 0.034653 | 2.7641 | 2.8224 | 3.0192 | 3.864 | 3.9864 | 4.4187 | 8.2764e-05
1044 | 0.0002039 | 0.00014583 | 0.035462 | 2.8043 | 2.8224 | 3.0192 | 3.9481 | 3.9864 | 4.4187 | 0.00019699
1045 | 0.0002039 | 0.00014847 | 0.029628 | 2.8419 | 2.8224 | 3.0192 | 4.0279 | 3.9864 | 4.4187 | 0.0001062
1046 | 0.0002039 | 0.00014825 | 0.020561 | 2.8467 | 2.8224 | 3.0192 | 4.0381 | 3.9864 | 4.4187 | 9.0794e-05
1047 | 0.00019488 | 0.00014507 | 0.010627 | 2.8324 | 2.8224 | 3.0192 | 4.0077 | 3.9864 | 4.4187 | 8.6697e-05
1048 | 0.00018013 | 0.00014103 | 0.0025268 | 2.8025 | 2.8224 | 3.0192 | 3.9442 | 3.9864 | 4.4187 | 7.375e-05
1049 | 0.00019116 | 0.00014446 | 0 | 2.7346 | 2.8215 | 3.0192 | 3.8031 | 3.9844 | 4.4187 | 0.00010112
1050 | 0.0002039 | 0.00014843 | 0 | 2.7024 | 2.8215 | 3.0192 | 3.7372 | 3.9844 | 4.4187 | 0.00029008
1051 | 0.0002039 | 0.00014644 | 0 | 2.6776 | 2.8215 | 3.0192 | 3.687 | 3.9844 | 4.4187 | 0.00026894
1052 | 0.0002039 | 0.00014879 | 0 | 2.6442 | 2.8224 | 3.0192 | 3.6201 | 3.9864 | 4.4187 | 0.00024895
1053 | 0.0002039 | 0.00014841 | 0 | 2.6319 | 2.8215 | 3.0192 | 3.5956 | 3.9844 | 4.4187 | 0.00028074
1054 | 0.0002039 | 0.00014729 | 0 | 2.6261 | 2.8205 | 3.0192 | 3.5843 | 3.9824 | 4.4187 | 8.3583e-06
1055 | 0.0002039 | 0.00014768 | 0 | 2.6286 | 2.8205 | 3.0192 | 3.5891 | 3.9824 | 4.4187 | 2.0158e-05
1056 | 0.0002039 | 0.00014798 | 0 | 2.6294 | 2.8205 | 3.0192 | 3.5907 | 3.9824 | 4.4187 | 1.4094e-05
1057 | 0.0002039 | 0.00014788 | 0 | 2.6205 | 2.8205 | 3.0192 | 3.573 | 3.9824 | 4.4187 | 1.18e-05
1058 | 0.0002039 | 0.0001466 | 0 | 2.6172 | 2.8205 | 3.0192 | 3.5666 | 3.9824 | 4.4187 | 1.2292e-05
1059 | 0.0002039 | 0.00014673 | 0 | 2.6327 | 2.8215 | 3.0192 | 3.5972 | 3.9844 | 4.4187 | 1.18e-05
1060 | 0.0002039 | 0.00014462 | 0 | 2.6433 | 2.8215 | 3.0192 | 3.6184 | 3.9844 | 4.4187 | 1.18e-05
1061 | 0.0002039 | 0.00014698 | 0 | 2.6633 | 2.8215 | 3.0192 | 3.6583 | 3.9844 | 4.4187 | 1.6717e-05
1062 | 0.0002039 | 0.00014653 | 0 | 2.6725 | 2.8215 | 3.0192 | 3.6768 | 3.9844 | 4.4187 | 1.3111e-05
1063 | 0.0002039 | 0.00014831 | 0.002599 | 2.6835 | 2.8205 | 3.0192 | 3.699 | 3.9824 | 4.4187 | 0.00063048
1064 | 0.0002039 | 0.00014787 | 0.011378 | 2.6903 | 2.8205 | 3.0192 | 3.7128 | 3.9824 | 4.4187 | 9.8825e-05
1065 | 0.0002039 | 0.0001482 | 0.023449 | 2.7417 | 2.8205 | 3.0192 | 3.8177 | 3.9824 | 4.4187 | 8.6697e-05
1066 | 0.0002039 | 0.00014847 | 0.029975 | 2.7997 | 2.8196 | 3.0192 | 3.9384 | 3.9804 | 4.4187 | 9.7514e-05
1067 | 0.00018999 | 0.00013949 | 0.037656 | 2.8438 | 2.8196 | 3.0192 | 4.032 | 3.9804 | 4.4187 | 0.00010997
1068 | 0.00017006 | 0.00013828 | 0.036328 | 2.8835 | 2.8196 | 3.0192 | 4.1174 | 3.9804 | 4.4187 | 0.00021191
1069 | 0.00015806 | 0.00013467 | 0.03191 | 2.9304 | 2.8196 | 3.0192 | 4.2198 | 3.9804 | 4.4187 | 8.85e-05
1070 | 0.00013957 | 0.00012909 | 0.02316 | 2.9023 | 2.8 | 3.0192 | 4.1582 | 3.939 | 4.4187 | 0.00010686
1071 | 0.00012307 | 0.00012391 | 0.013457 | 2.9183 | 2.8196 | 3.0192 | 4.1932 | 3.9804 | 4.4187 | 9.4728e-05
1072 | 0.0001249 | 0.00012399 | 0.0030033 | 2.8718 | 2.8196 | 3.0192 | 4.092 | 3.9804 | 4.4187 | 9.0467e-05
1073 | 0.00011379 | 0.00012112 | 0 | 2.7923 | 2.8196 | 3.0192 | 3.9229 | 3.9804 | 4.4187 | 7.0636e-05
1074 | 0.00013022 | 0.0001256 | 0 | 2.7417 | 2.8196 | 3.0192 | 3.8177 | 3.9804 | 4.4187 | 0.00025567
1075 | 0.00018652 | 0.00014282 | 0 | 2.7145 | 2.8196 | 3.0192 | 3.7619 | 3.9804 | 4.4187 | 0.00023452
1076 | 0.0002039 | 0.00014867 | 0 | 2.6844 | 2.8196 | 3.0192 | 3.7007 | 3.9804 | 4.4187 | 0.00027599
1077 | 0.0002039 | 0.0001485 | 0 | 2.6767 | 2.8196 | 3.0192 | 3.6853 | 3.9804 | 4.4187 | 0.00028467
1078 | 0.0002039 | 0.0001485 | 0 | 2.6625 | 2.8196 | 3.0192 | 3.6566 | 3.9804 | 4.4187 | 9.5055e-06
1079 | 0.0002039 | 0.00014833 | 0 | 2.6751 | 2.8196 | 3.0192 | 3.6819 | 3.9804 | 4.4187 | 9.9972e-06
1080 | 0.0002039 | 0.00014838 | 0 | 2.6784 | 2.8196 | 3.0192 | 3.6887 | 3.9804 | 4.4187 | 1.8847e-05
1081 | 0.0002039 | 0.00014801 | 0 | 2.6801 | 2.8196 | 3.0192 | 3.6922 | 3.9804 | 4.4187 | 7.8667e-06
1082 | 0.0002039 | 0.00014672 | 0 | 2.6599 | 2.8196 | 3.0192 | 3.6516 | 3.9804 | 4.4187 | 9.6694e-06
1083 | 0.0002039 | 0.00014533 | 0 | 2.6376 | 2.8205 | 3.0192 | 3.607 | 3.9824 | 4.4187 | 1.3275e-05
1084 | 0.0002039 | 0.00014732 | 0 | 2.6205 | 2.8196 | 3.0192 | 3.573 | 3.9804 | 4.4187 | 1.3931e-05
1085 | 0.0002039 | 0.0001476 | 0 | 2.6188 | 2.8205 | 3.0192 | 3.5698 | 3.9824 | 4.4187 | 1.2619e-05
1086 | 0.0002039 | 0.0001468 | 0 | 2.6516 | 2.8205 | 3.0192 | 3.6349 | 3.9824 | 4.4187 | 1.4914e-05
1087 | 0.0002039 | 0.0001475 | 0.0027434 | 2.665 | 2.8205 | 3.0192 | 3.6616 | 3.9824 | 4.4187 | 0.00068899
1088 | 0.00019763 | 0.00014641 | 0.012879 | 2.7153 | 2.8205 | 3.0192 | 3.7636 | 3.9824 | 4.4187 | 9.2761e-05
1089 | 0.00016233 | 0.00013602 | 0.023622 | 2.7877 | 2.8205 | 3.0192 | 3.9133 | 3.9824 | 4.4187 | 6.7686e-05
1090 | 0.00014764 | 0.00013155 | 0.024661 | 2.8767 | 2.8205 | 3.0192 | 4.1026 | 3.9824 | 4.4187 | 0.00010243
1091 | 0.00014239 | 0.00012967 | 0.026048 | 2.9263 | 2.8205 | 3.0192 | 4.2109 | 3.9824 | 4.4187 | 0.00010063
1092 | 0.00013907 | 0.00012742 | 0.024777 | 2.9904 | 2.8205 | 3.0192 | 4.3535 | 3.9824 | 4.4187 | 0.00024124
1093 | 0.00012995 | 0.00012626 | 0.02599 | 2.9862 | 2.8215 | 3.0192 | 4.344 | 3.9844 | 4.4187 | 0.00010964
1094 | 0.00011763 | 0.00012253 | 0.018193 | 3.0084 | 2.8205 | 3.0192 | 4.3943 | 3.9824 | 4.4187 | 8.6697e-05
1095 | 0.00010648 | 0.00011906 | 0.0086633 | 3.0474 | 2.8205 | 3.0192 | 4.4832 | 3.9824 | 4.4187 | 7.9322e-05
1096 | 9.6417e-05 | 0.00011587 | 0.0019059 | 3.0138 | 2.8205 | 3.0192 | 4.4064 | 3.9824 | 4.4187 | 8.4239e-05
1097 | 9.3426e-05 | 0.00011505 | 0 | 2.9073 | 2.8205 | 3.0192 | 4.1691 | 3.9824 | 4.4187 | 8.6369e-05
1098 | 0.00013097 | 0.00012622 | 0 | 2.8563 | 2.8205 | 3.0192 | 4.0587 | 3.9824 | 4.4187 | 0.00026255
1099 | 0.00017465 | 0.00013997 | 0 | 2.8573 | 2.8205 | 3.0192 | 4.0608 | 3.9824 | 4.4187 | 0.00025649
1100 | 0.0002039 | 0.00014815 | 0 | 2.8525 | 2.8215 | 3.0192 | 4.0505 | 3.9844 | 4.4187 | 0.0002342
1101 | 0.0002039 | 0.00014815 | 0 | 2.8343 | 2.8215 | 3.0192 | 4.0117 | 3.9844 | 4.4187 | 0.00028189
1102 | 0.0002039 | 0.00014649 | 0 | 2.8315 | 2.8215 | 3.0192 | 4.0057 | 3.9844 | 4.4187 | 1.4094e-05
1103 | 0.0002039 | 0.00014728 | 0 | 2.8211 | 2.8215 | 3.0192 | 3.9837 | 3.9844 | 4.4187 | 4.425e-06
1104 | 0.0002039 | 0.00014781 | 0 | 2.8221 | 2.8215 | 3.0192 | 3.9857 | 3.9844 | 4.4187 | 2.4256e-05
1105 | 0.0002039 | 0.00014705 | 0 | 2.8438 | 2.8215 | 3.0192 | 4.032 | 3.9844 | 4.4187 | 1.9831e-05
1106 | 0.0002039 | 0.00014674 | 0 | 2.8108 | 2.8215 | 3.0192 | 3.9619 | 3.9844 | 4.4187 | 2.4747e-05
1107 | 0.0002039 | 0.00014674 | 0 | 2.8183 | 2.8215 | 3.0192 | 3.9777 | 3.9844 | 4.4187 | 2.95e-05
1108 | 0.0002039 | 0.00014469 | 0 | 2.8324 | 2.8233 | 3.0192 | 4.0077 | 3.9884 | 4.4187 | 2.9664e-05
1109 | 0.0002039 | 0.00014664 | 0 | 2.8525 | 2.8233 | 3.0192 | 4.0505 | 3.9884 | 4.4187 | 3.1467e-05
1110 | 0.0002039 | 0.00014638 | 0 | 2.8757 | 2.8233 | 3.0192 | 4.1004 | 3.9884 | 4.4187 | 1.4914e-05
1111 | 0.0002039 | 0.00014792 | 0.0027434 | 2.8718 | 2.8243 | 3.0192 | 4.092 | 3.9904 | 4.4187 | 0.00062425
1112 | 0.00016725 | 0.00013741 | 0.012995 | 2.8904 | 2.8233 | 3.0192 | 4.1323 | 3.9884 | 4.4187 | 0.00055149
1113 | 0.00014181 | 0.00012983 | 0.02443 | 2.9436 | 2.8243 | 3.0192 | 4.2491 | 3.9904 | 4.4187 | 9.8169e-05
1114 | 0.00013724 | 0.00012806 | 0.031939 | 2.9925 | 2.8243 | 3.0192 | 4.3582 | 3.9904 | 4.4187 | 7.588e-05
1115 | 0.00013459 | 0.00012695 | 0.036212 | 3.0784 | 2.8243 | 3.0192 | 4.5549 | 3.9904 | 4.4187 | 9.3744e-05
1116 | 0.00012545 | 0.00012492 | 0.035519 | 3.0975 | 2.8262 | 3.0192 | 4.5996 | 3.9944 | 4.4187 | 0.00010423
1117 | 0.00013489 | 0.0001278 | 0.032285 | 3.14 | 2.8262 | 3.0192 | 4.6999 | 3.9944 | 4.4187 | 9.9317e-05
1118 | 0.00012837 | 0.0001254 | 0.02264 | 3.1563 | 2.8262 | 3.0192 | 4.7391 | 3.9944 | 4.4187 | 8.5714e-05
1119 | 0.00012261 | 0.0001238 | 0.013053 | 3.1622 | 2.8262 | 3.0192 | 4.7532 | 3.9944 | 4.4187 | 0.00032122
1120 | 9.2654e-05 | 0.00011441 | 0.0029599 | 3.1123 | 2.8233 | 3.0192 | 4.6344 | 3.9884 | 4.4187 | 0.00030713
1121 | 8.6745e-05 | 0.00011303 | 0 | 3.0986 | 2.8233 | 3.0192 | 4.6023 | 3.9884 | 4.4187 | 4.3758e-05
1122 | 0.00010149 | 0.0001177 | 0 | 3.11 | 2.8233 | 3.0192 | 4.629 | 3.9884 | 4.4187 | 5.1461e-05
1123 | 0.00015749 | 0.00013386 | 0 | 3.0952 | 2.8233 | 3.0192 | 4.5943 | 3.9884 | 4.4187 | 4.933e-05
1124 | 0.00018434 | 0.00014272 | 0 | 3.0573 | 2.8233 | 3.0192 | 4.506 | 3.9884 | 4.4187 | 0.00019355
1125 | 0.00018883 | 0.00013607 | 0 | 3.0595 | 2.8233 | 3.0192 | 4.5111 | 3.9884 | 4.4187 | 0.00016946
1126 | 0.00018808 | 0.00014276 | 0 | 3.0595 | 2.8233 | 3.0192 | 4.5111 | 3.9884 | 4.4187 | 0.00018995
1127 | 0.00019035 | 0.00014331 | 0 | 3.075 | 2.8252 | 3.0192 | 4.5471 | 3.9924 | 4.4187 | 1.8847e-05
1128 | 0.00019804 | 0.00014623 | 0 | 3.102 | 2.8271 | 3.0192 | 4.6103 | 3.9964 | 4.4187 | 3.7203e-05
1129 | 0.0002039 | 0.00014782 | 0 | 3.0617 | 2.8252 | 3.0192 | 4.5162 | 3.9924 | 4.4187 | 3.6547e-05
1130 | 0.0002039 | 0.00014692 | 0 | 3.0507 | 2.8252 | 3.0192 | 4.4908 | 3.9924 | 4.4187 | 3.4744e-05
1131 | 0.0002039 | 0.00014673 | 0 | 3.0419 | 2.8252 | 3.0192 | 4.4707 | 3.9924 | 4.4187 | 3.1958e-05
1132 | 0.0002039 | 0.00014624 | 0 | 2.9809 | 2.8252 | 3.0192 | 4.3322 | 3.9924 | 4.4187 | 2.9172e-05
1133 | 0.0002039 | 0.00014553 | 0 | 2.9621 | 2.8262 | 3.0192 | 4.2902 | 3.9944 | 4.4187 | 2.7042e-05
1134 | 0.0002039 | 0.00014627 | 0 | 2.9663 | 2.8262 | 3.0192 | 4.2995 | 3.9944 | 4.4187 | 2.5239e-05
1135 | 0.0002039 | 0.00014796 | 0.0029599 | 2.9611 | 2.829 | 3.0192 | 4.2879 | 4.0004 | 4.4187 | 0.00066735
1136 | 0.00016662 | 0.00013669 | 0.013168 | 2.983 | 2.829 | 3.0192 | 4.3369 | 4.0004 | 4.4187 | 0.00063163
1137 | 0.00015668 | 0.00013437 | 0.021543 | 3.001 | 2.829 | 3.0192 | 4.3774 | 4.0004 | 4.4187 | 0.00010063
1138 | 0.00013724 | 0.00012833 | 0.028531 | 3.0191 | 2.829 | 3.0192 | 4.4186 | 4.0004 | 4.4187 | 8.8172e-05
1139 | 0.00012897 | 0.00012582 | 0.024488 | 3.0452 | 2.829 | 3.0192 | 4.4782 | 4.0004 | 4.4187 | 9.7022e-05
1140 | 0.00013174 | 0.00012671 | 0.019232 | 3.0672 | 2.829 | 3.0192 | 4.5291 | 4.0004 | 4.4187 | 0.00010161
1141 | 0.0001472 | 0.00013151 | 0.015536 | 3.0885 | 2.8281 | 3.0192 | 4.5785 | 3.9984 | 4.4187 | 9.6203e-05
1142 | 0.00013287 | 0.00012706 | 0.010511 | 3.0851 | 2.8281 | 3.0192 | 4.5706 | 3.9984 | 4.4187 | 0.0001003
1143 | 0.00010732 | 0.00011886 | 0.0057755 | 3.0885 | 2.829 | 3.0192 | 4.5785 | 4.0004 | 4.4187 | 0.00031008
1144 | 0.00010139 | 0.00011725 | 0.0014439 | 3.0784 | 2.829 | 3.0192 | 4.5549 | 4.0004 | 4.4187 | 0.00031532
1145 | 0.00010053 | 0.00011719 | 0 | 3.0234 | 2.8309 | 3.0192 | 4.4284 | 4.0044 | 4.4187 | 4.6053e-05
1146 | 0.00010947 | 0.00011957 | 0 | 2.9788 | 2.8309 | 3.0192 | 4.3275 | 4.0044 | 4.4187 | 6.4244e-05
1147 | 0.00017022 | 0.00013791 | 0 | 2.9539 | 2.8328 | 3.0192 | 4.2718 | 4.0084 | 4.4187 | 5.0969e-05
1148 | 0.0002039 | 0.00014827 | 0 | 2.9324 | 2.8318 | 3.0192 | 4.2243 | 4.0064 | 4.4187 | 0.00016995
1149 | 0.0002039 | 0.00014775 | 0 | 2.9203 | 2.8318 | 3.0192 | 4.1976 | 4.0064 | 4.4187 | 0.00017798
1150 | 0.0002039 | 0.00014748 | 0 | 2.8728 | 2.8318 | 3.0192 | 4.0941 | 4.0064 | 4.4187 | 0.00016799
1151 | 0.0002039 | 0.00014729 | 0 | 2.864 | 2.8318 | 3.0192 | 4.0753 | 4.0064 | 4.4187 | 2.4092e-05
1152 | 0.0002039 | 0.00014813 | 0 | 2.8582 | 2.8337 | 3.0192 | 4.0628 | 4.0105 | 4.4187 | 1.4914e-05
1153 | 0.0002039 | 0.00014679 | 0 | 2.8534 | 2.8337 | 3.0192 | 4.0525 | 4.0105 | 4.4187 | 9.0139e-06
1154 | 0.0002039 | 0.00014699 | 0 | 2.8486 | 2.8347 | 3.0192 | 4.0422 | 4.0125 | 4.4187 | 1.2947e-05
1155 | 0.0002039 | 0.00014627 | 0 | 2.8353 | 2.8347 | 3.0192 | 4.0137 | 4.0125 | 4.4187 | 1.3931e-05
1156 | 0.0002039 | 0.00014587 | 0 | 2.8305 | 2.8366 | 3.0192 | 4.0037 | 4.0165 | 4.4187 | 1.4586e-05
1157 | 0.0002039 | 0.00014526 | 0 | 2.8391 | 2.8366 | 3.0192 | 4.0218 | 4.0165 | 4.4187 | 1.8847e-05
1158 | 0.0002039 | 0.00014513 | 0 | 2.8146 | 2.8366 | 3.0192 | 3.9698 | 4.0165 | 4.4187 | 1.8847e-05
1159 | 0.0002039 | 0.0001482 | 0.0015161 | 2.8155 | 2.8366 | 3.0192 | 3.9718 | 4.0165 | 4.4187 | 0.0006703
1160 | 0.00018895 | 0.00014399 | 0.0075082 | 2.864 | 2.8375 | 3.0192 | 4.0753 | 4.0186 | 4.4187 | 8.7353e-05
1161 | 0.00016316 | 0.00013632 | 0.015247 | 2.9334 | 2.8375 | 3.0192 | 4.2265 | 4.0186 | 4.4187 | 8.6369e-05
1162 | 0.00014665 | 0.00013127 | 0.021831 | 2.9757 | 2.8366 | 3.0192 | 4.3204 | 4.0165 | 4.4187 | 9.5711e-05
1163 | 0.00014593 | 0.00013089 | 0.026625 | 3.031 | 2.8375 | 3.0192 | 4.4457 | 4.0186 | 4.4187 | 0.00010079
1164 | 0.00013389 | 0.00012756 | 0.024142 | 3.0562 | 2.8375 | 3.0192 | 4.5035 | 4.0186 | 4.4187 | 0.00023764
1165 | 0.00013027 | 0.00012652 | 0.021658 | 3.0873 | 2.8385 | 3.0192 | 4.5759 | 4.0206 | 4.4187 | 8.6369e-05
1166 | 0.00012388 | 0.00012453 | 0.017153 | 3.1077 | 2.8385 | 3.0192 | 4.6236 | 4.0206 | 4.4187 | 0.00010538
1167 | 0.0001088 | 0.0001195 | 0.0093563 | 3.1077 | 2.8385 | 3.0192 | 4.6236 | 4.0206 | 4.4187 | 0.00012357
1168 | 0.00010874 | 0.0001193 | 0.0024546 | 3.0694 | 2.8385 | 3.0192 | 4.5342 | 4.0206 | 4.4187 | 8.1125e-05
1169 | 0.00013548 | 0.00012788 | 0 | 3.0463 | 2.8385 | 3.0192 | 4.4807 | 4.0206 | 4.4187 | 9.2433e-05
1170 | 0.00012232 | 0.00012346 | 0 | 3.0518 | 2.8385 | 3.0192 | 4.4933 | 4.0206 | 4.4187 | 0.00025288
1171 | 0.00017101 | 0.0001391 | 0 | 3.0256 | 2.8385 | 3.0192 | 4.4334 | 4.0206 | 4.4187 | 0.00023026
1172 | 0.0002039 | 0.00014766 | 0 | 2.9893 | 2.8385 | 3.0192 | 4.3511 | 4.0206 | 4.4187 | 0.00029205
1173 | 0.0002039 | 0.00014614 | 0 | 2.957 | 2.8385 | 3.0192 | 4.2787 | 4.0206 | 4.4187 | 0.00029057
1174 | 0.0002039 | 0.00014612 | 0 | 2.9508 | 2.8385 | 3.0192 | 4.265 | 4.0206 | 4.4187 | 1.1472e-05
1175 | 0.0002039 | 0.0001463 | 0 | 2.9663 | 2.8385 | 3.0192 | 4.2995 | 4.0206 | 4.4187 | 1.5733e-05
1176 | 0.0002039 | 0.00014615 | 0 | 2.9529 | 2.8423 | 3.0192 | 4.2695 | 4.0287 | 4.4187 | 1.2128e-05
1177 | 0.0002039 | 0.0001464 | 0 | 2.9426 | 2.8385 | 3.0192 | 4.2468 | 4.0206 | 4.4187 | 1.4586e-05
1178 | 0.0002039 | 0.00014511 | 0 | 2.9426 | 2.8414 | 3.0192 | 4.2468 | 4.0267 | 4.4187 | 1.7536e-05
1179 | 0.0002039 | 0.00014308 | 0 | 2.9324 | 2.8414 | 3.0192 | 4.2243 | 4.0267 | 4.4187 | 9.1778e-06
1180 | 0.0002039 | 0.00014508 | 0 | 2.9133 | 2.8414 | 3.0192 | 4.1822 | 4.0267 | 4.4187 | 1.2619e-05
1181 | 0.0002039 | 0.0001454 | 0 | 2.8894 | 2.8414 | 3.0192 | 4.1302 | 4.0267 | 4.4187 | 1.3111e-05
1182 | 0.0002039 | 0.00014452 | 0.00023102 | 2.8776 | 2.8423 | 3.0192 | 4.1047 | 4.0287 | 4.4187 | 1.2456e-05
1183 | 0.0002039 | 0.000148 | 0.0037541 | 2.8806 | 2.8423 | 3.0192 | 4.111 | 4.0287 | 4.4187 | 0.0006372
1184 | 0.00019669 | 0.00014583 | 0.014265 | 2.8611 | 2.8423 | 3.0192 | 4.0691 | 4.0287 | 4.4187 | 7.6864e-05
1185 | 0.0001785 | 0.00014095 | 0.026048 | 2.866 | 2.8423 | 3.0192 | 4.0795 | 4.0287 | 4.4187 | 8.8992e-05
1186 | 0.00016043 | 0.00013487 | 0.027087 | 2.8631 | 2.8423 | 3.0192 | 4.0732 | 4.0287 | 4.4187 | 9.2925e-05
1187 | 0.000172 | 0.00013897 | 0.027491 | 2.8914 | 2.8423 | 3.0192 | 4.1345 | 4.0287 | 4.4187 | 8.85e-05
1188 | 0.00017568 | 0.00014008 | 0.028011 | 2.9153 | 2.8423 | 3.0192 | 4.1866 | 4.0287 | 4.4187 | 0.00023649
1189 | 0.00016854 | 0.00013791 | 0.023564 | 2.9446 | 2.8433 | 3.0192 | 4.2513 | 4.0308 | 4.4187 | 9.9317e-05
1190 | 0.00016748 | 0.00013761 | 0.021312 | 2.957 | 2.8433 | 3.0192 | 4.2787 | 4.0308 | 4.4187 | 0.00010767
1191 | 0.00015047 | 0.00013196 | 0.012706 | 2.9621 | 2.8423 | 3.0192 | 4.2902 | 4.0287 | 4.4187 | 0.00010358
1192 | 0.00013697 | 0.00012742 | 0.0036819 | 2.9446 | 2.8423 | 3.0192 | 4.2513 | 4.0287 | 4.4187 | 7.2439e-05
1193 | 0.0001425 | 0.00012953 | 0 | 2.8806 | 2.8433 | 3.0192 | 4.111 | 4.0308 | 4.4187 | 7.7355e-05
1194 | 0.00014432 | 0.00013039 | 0 | 2.8362 | 2.8433 | 3.0192 | 4.0158 | 4.0308 | 4.4187 | 0.00031122
1195 | 0.00019236 | 0.00014518 | 0 | 2.8118 | 2.8433 | 3.0192 | 3.9639 | 4.0308 | 4.4187 | 0.00024796
1196 | 0.0002039 | 0.00014807 | 0 | 2.8249 | 2.8433 | 3.0192 | 3.9916 | 4.0308 | 4.4187 | 0.00028238
1197 | 0.0002039 | 0.00014578 | 0 | 2.8305 | 2.8442 | 3.0192 | 4.0037 | 4.0328 | 4.4187 | 0.00029254
1198 | 0.0002039 | 0.00014636 | 0 | 2.823 | 2.8433 | 3.0192 | 3.9876 | 4.0308 | 4.4187 | 1.1964e-05
1199 | 0.0002039 | 0.00014725 | 0 | 2.8249 | 2.8442 | 3.0192 | 3.9916 | 4.0328 | 4.4187 | 1.7208e-05
1200 | 0.0002039 | 0.00014617 | 0 | 2.8043 | 2.8442 | 3.0192 | 3.9481 | 4.0328 | 4.4187 | 6.8833e-06
1201 | 0.0002039 | 0.00014571 | 0 | 2.7868 | 2.8442 | 3.0192 | 3.9113 | 4.0328 | 4.4187 | 8.5222e-06
1202 | 0.0002039 | 0.00014617 | 0 | 2.7914 | 2.8442 | 3.0192 | 3.921 | 4.0328 | 4.4187 | 1.475e-05
1203 | 0.0002039 | 0.00014477 | 0 | 2.7988 | 2.8452 | 3.0192 | 3.9365 | 4.0349 | 4.4187 | 1.6389e-05
1204 | 0.0002039 | 0.00014556 | 0 | 2.8034 | 2.8461 | 3.0192 | 3.9462 | 4.0369 | 4.4187 | 1.2619e-05
1205 | 0.0002039 | 0.00014261 | 0 | 2.823 | 2.8471 | 3.0192 | 3.9876 | 4.0389 | 4.4187 | 1.3603e-05
1206 | 0.0002039 | 0.00014516 | 0.00017327 | 2.8315 | 2.8471 | 3.0192 | 4.0057 | 4.0389 | 4.4187 | 1.3275e-05
1207 | 0.0002039 | 0.00014798 | 0.0034075 | 2.8381 | 2.8471 | 3.0192 | 4.0198 | 4.0389 | 4.4187 | 0.00068489
1208 | 0.0002039 | 0.00014796 | 0.012533 | 2.864 | 2.8471 | 3.0192 | 4.0753 | 4.0389 | 4.4187 | 7.9158e-05
1209 | 0.0002039 | 0.00014857 | 0.01802 | 2.9133 | 2.8471 | 3.0192 | 4.1822 | 4.0389 | 4.4187 | 0.00010686
1210 | 0.0002039 | 0.00014813 | 0.025643 | 2.9642 | 2.8471 | 3.0192 | 4.2948 | 4.0389 | 4.4187 | 9.9972e-05
1211 | 0.0002039 | 0.00014748 | 0.025701 | 3.0181 | 2.8471 | 3.0192 | 4.4162 | 4.0389 | 4.4187 | 9.9317e-05
1212 | 0.00019868 | 0.00014615 | 0.0283 | 3.0551 | 2.848 | 3.0192 | 4.5009 | 4.041 | 4.4187 | 0.00024092
1213 | 0.00019534 | 0.00014559 | 0.018597 | 3.0885 | 2.848 | 3.0192 | 4.5785 | 4.041 | 4.4187 | 9.6367e-05
1214 | 0.0001689 | 0.00013795 | 0.015016 | 3.1111 | 2.848 | 3.0192 | 4.6317 | 4.041 | 4.4187 | 9.6858e-05
1215 | 0.00014877 | 0.00013148 | 0.009183 | 3.1111 | 2.849 | 3.0192 | 4.6317 | 4.0431 | 4.4187 | 8.473e-05
1216 | 0.00013422 | 0.00012663 | 0.0020214 | 3.093 | 2.849 | 3.0192 | 4.589 | 4.0431 | 4.4187 | 8.9811e-05
1217 | 0.00014948 | 0.00013164 | 0 | 3.0617 | 2.849 | 3.0192 | 4.5162 | 4.0431 | 4.4187 | 7.6864e-05
1218 | 0.00014407 | 0.00013026 | 0 | 3.0127 | 2.849 | 3.0192 | 4.404 | 4.0431 | 4.4187 | 0.0002596
1219 | 0.00020142 | 0.0001398 | 0 | 3.0106 | 2.848 | 3.0192 | 4.3991 | 4.041 | 4.4187 | 0.00028762
1220 | 0.0002039 | 0.00014876 | 0 | 3.0148 | 2.8471 | 3.0192 | 4.4088 | 4.0389 | 4.4187 | 0.00028664
1221 | 0.0002039 | 0.0001462 | 0 | 2.982 | 2.8471 | 3.0192 | 4.3345 | 4.0389 | 4.4187 | 0.00027763
1222 | 0.0002039 | 0.00014688 | 0 | 2.9883 | 2.8471 | 3.0192 | 4.3487 | 4.0389 | 4.4187 | 2.1961e-05
1223 | 0.0002039 | 0.00014798 | 0 | 2.9684 | 2.8471 | 3.0192 | 4.3041 | 4.0389 | 4.4187 | 1.3931e-05
1224 | 0.0002039 | 0.00014779 | 0 | 2.9621 | 2.8471 | 3.0192 | 4.2902 | 4.0389 | 4.4187 | 8.0305e-06
1225 | 0.0002039 | 0.00014656 | 0 | 2.9736 | 2.8461 | 3.0192 | 4.3158 | 4.0369 | 4.4187 | 9.9972e-06
1226 | 0.0002039 | 0.00014655 | 0 | 2.9705 | 2.848 | 3.0192 | 4.3088 | 4.041 | 4.4187 | 1.1308e-05
1227 | 0.0002039 | 0.00014587 | 0 | 2.9611 | 2.848 | 3.0192 | 4.2879 | 4.041 | 4.4187 | 1.2128e-05
1228 | 0.0002039 | 0.00014542 | 0 | 2.9233 | 2.848 | 3.0192 | 4.2042 | 4.041 | 4.4187 | 1.1308e-05
1229 | 0.0002039 | 0.00014499 | 0 | 2.9073 | 2.849 | 3.0192 | 4.1691 | 4.0431 | 4.4187 | 1.9994e-05
1230 | 0.0002039 | 0.00014563 | 0.00014439 | 2.8747 | 2.849 | 3.0192 | 4.0983 | 4.0431 | 4.4187 | 2.0486e-05
1231 | 0.0002039 | 0.0001481 | 0.0030321 | 2.8679 | 2.849 | 3.0192 | 4.0836 | 4.0431 | 4.4187 | 0.00066883
1232 | 0.0002039 | 0.00014852 | 0.011089 | 2.9073 | 2.849 | 3.0192 | 4.1691 | 4.0431 | 4.4187 | 7.7847e-05
1233 | 0.0002039 | 0.0001486 | 0.015998 | 2.9601 | 2.849 | 3.0192 | 4.2856 | 4.0431 | 4.4187 | 8.7844e-05
1234 | 0.0002039 | 0.0001484 | 0.024257 | 3.0084 | 2.85 | 3.0192 | 4.3943 | 4.0451 | 4.4187 | 8.7353e-05
1235 | 0.00019694 | 0.00014633 | 0.027376 | 3.0408 | 2.85 | 3.0192 | 4.4681 | 4.0451 | 4.4187 | 9.9153e-05
1236 | 0.00019527 | 0.00014574 | 0.02368 | 3.0706 | 2.85 | 3.0192 | 4.5368 | 4.0451 | 4.4187 | 0.00028254
1237 | 0.00019296 | 0.00014504 | 0.021658 | 3.1032 | 2.85 | 3.0192 | 4.6129 | 4.0451 | 4.4187 | 9.3744e-05
1238 | 0.00018379 | 0.00014213 | 0.012013 | 3.1376 | 2.85 | 3.0192 | 4.6944 | 4.0451 | 4.4187 | 0.00010014
1239 | 0.00016978 | 0.00013717 | 0.005429 | 3.1435 | 2.8509 | 3.0192 | 4.7083 | 4.0472 | 4.4187 | 8.8336e-05
1240 | 0.0001492 | 0.00013061 | 0.0020214 | 3.0998 | 2.8509 | 3.0192 | 4.6049 | 4.0472 | 4.4187 | 7.0964e-05
1241 | 0.00014759 | 0.00013062 | 0 | 3.0386 | 2.8509 | 3.0192 | 4.4631 | 4.0472 | 4.4187 | 0.00010096
1242 | 0.00015473 | 0.00013178 | 0 | 3.0063 | 2.8509 | 3.0192 | 4.3894 | 4.0472 | 4.4187 | 0.00025878
1243 | 0.0002039 | 0.00014581 | 0 | 2.9653 | 2.8519 | 3.0192 | 4.2972 | 4.0492 | 4.4187 | 0.00023829
1244 | 0.0002039 | 0.00014883 | 0 | 2.9334 | 2.8528 | 3.0192 | 4.2265 | 4.0513 | 4.4187 | 0.00027206
1245 | 0.0002039 | 0.00014621 | 0 | 2.9385 | 2.8519 | 3.0192 | 4.2378 | 4.0492 | 4.4187 | 0.00027501
1246 | 0.0002039 | 0.00014672 | 0 | 2.9274 | 2.8519 | 3.0192 | 4.2131 | 4.0492 | 4.4187 | 1.6225e-05
1247 | 0.0002039 | 0.00014557 | 0 | 2.9083 | 2.8519 | 3.0192 | 4.1712 | 4.0492 | 4.4187 | 2.065e-05
1248 | 0.0002039 | 0.00014693 | 0 | 2.8924 | 2.8519 | 3.0192 | 4.1366 | 4.0492 | 4.4187 | 1.9339e-05
1249 | 0.0002039 | 0.00014814 | 0 | 2.8806 | 2.8528 | 3.0192 | 4.111 | 4.0513 | 4.4187 | 1.5733e-05
1250 | 0.0002039 | 0.00014835 | 0 | 2.8534 | 2.8519 | 3.0192 | 4.0525 | 4.0492 | 4.4187 | 1.1636e-05
1251 | 0.0002039 | 0.00014378 | 0 | 2.8211 | 2.8538 | 3.0192 | 3.9837 | 4.0533 | 4.4187 | 1.7044e-05
1252 | 0.0002039 | 0.00014812 | 0 | 2.823 | 2.8538 | 3.0192 | 3.9876 | 4.0533 | 4.4187 | 1.6881e-05
1253 | 0.0002039 | 0.00014766 | 0 | 2.8155 | 2.8538 | 3.0192 | 3.9718 | 4.0533 | 4.4187 | 9.5055e-06
1254 | 0.0002039 | 0.00014744 | 0.00019252 | 2.8127 | 2.8548 | 3.0192 | 3.9658 | 4.0554 | 4.4187 | 1.1964e-05
1255 | 0.0002039 | 0.00014815 | 0.0031765 | 2.8221 | 2.8548 | 3.0192 | 3.9857 | 4.0554 | 4.4187 | 0.00065703
1256 | 0.0002039 | 0.00014814 | 0.0086055 | 2.8631 | 2.8548 | 3.0192 | 4.0732 | 4.0554 | 4.4187 | 8.8336e-05
1257 | 0.0002039 | 0.0001484 | 0.013861 | 2.9324 | 2.8548 | 3.0192 | 4.2243 | 4.0554 | 4.4187 | 8.6042e-05
1258 | 0.00020345 | 0.00014816 | 0.017269 | 2.9872 | 2.8548 | 3.0192 | 4.3464 | 4.0554 | 4.4187 | 7.5225e-05
1259 | 0.0002039 | 0.00014832 | 0.020792 | 3.0299 | 2.8557 | 3.0192 | 4.4432 | 4.0575 | 4.4187 | 8.7517e-05
1260 | 0.00019416 | 0.000145 | 0.021023 | 3.084 | 2.8548 | 3.0192 | 4.568 | 4.0554 | 4.4187 | 0.00019421
1261 | 0.00018344 | 0.00014218 | 0.016691 | 3.14 | 2.8548 | 3.0192 | 4.6999 | 4.0554 | 4.4187 | 8.6697e-05
1262 | 0.0001725 | 0.00013847 | 0.0094718 | 3.154 | 2.8548 | 3.0192 | 4.7334 | 4.0554 | 4.4187 | 0.00010981
1263 | 0.00016964 | 0.00013765 | 0.0063531 | 3.1599 | 2.8548 | 3.0192 | 4.7475 | 4.0554 | 4.4187 | 0.00010374
1264 | 0.0001494 | 0.00013141 | 0.0019492 | 3.1307 | 2.8567 | 3.0192 | 4.6779 | 4.0595 | 4.4187 | 8.555e-05
1265 | 0.00014768 | 0.00013079 | 0.00017327 | 3.0683 | 2.8567 | 3.0192 | 4.5316 | 4.0595 | 4.4187 | 7.9158e-05
1266 | 0.0001636 | 0.00013531 | 0 | 3.0343 | 2.8577 | 3.0192 | 4.4532 | 4.0616 | 4.4187 | 0.00025222
1267 | 0.0002039 | 0.00014681 | 0 | 3.0095 | 2.8577 | 3.0192 | 4.3967 | 4.0616 | 4.4187 | 0.00026632
1268 | 0.0002039 | 0.00014872 | 0 | 2.9935 | 2.8577 | 3.0192 | 4.3606 | 4.0616 | 4.4187 | 0.00023911
1269 | 0.0002039 | 0.00014757 | 0 | 2.9799 | 2.8567 | 3.0192 | 4.3298 | 4.0595 | 4.4187 | 0.0002419
1270 | 0.0002039 | 0.00014845 | 0 | 2.982 | 2.8567 | 3.0192 | 4.3345 | 4.0595 | 4.4187 | 1.0161e-05
1271 | 0.0002039 | 0.00014845 | 0 | 2.9757 | 2.8567 | 3.0192 | 4.3204 | 4.0595 | 4.4187 | 1.6881e-05
1272 | 0.0002039 | 0.00014868 | 0 | 2.9518 | 2.8577 | 3.0192 | 4.2673 | 4.0616 | 4.4187 | 3.4908e-05
1273 | 0.0002039 | 0.00014843 | 0 | 2.9508 | 2.8577 | 3.0192 | 4.265 | 4.0616 | 4.4187 | 1.3439e-05
1274 | 0.0002039 | 0.00014688 | 0 | 2.9344 | 2.8577 | 3.0192 | 4.2288 | 4.0616 | 4.4187 | 2.2289e-05
1275 | 0.0002039 | 0.00014731 | 0 | 2.8914 | 2.8596 | 3.0192 | 4.1345 | 4.0658 | 4.4187 | 1.77e-05
1276 | 0.0002039 | 0.00014824 | 0 | 2.9274 | 2.8596 | 3.0192 | 4.2131 | 4.0658 | 4.4187 | 3.0319e-05
1277 | 0.0002039 | 0.00014624 | 0 | 2.9013 | 2.8596 | 3.0192 | 4.156 | 4.0658 | 4.4187 | 2.9008e-05
1278 | 0.0002039 | 0.0001476 | 0.00019252 | 2.8953 | 2.8596 | 3.0192 | 4.1431 | 4.0658 | 4.4187 | 2.8025e-05
1279 | 0.0002039 | 0.00014819 | 0.0036097 | 2.9103 | 2.8596 | 3.0192 | 4.1756 | 4.0658 | 4.4187 | 0.00058459
1280 | 0.0002039 | 0.00014831 | 0.012475 | 2.9436 | 2.8606 | 3.0192 | 4.2491 | 4.0678 | 4.4187 | 0.00064933
1281 | 0.0002039 | 0.00014846 | 0.01929 | 2.9988 | 2.8615 | 3.0192 | 4.3726 | 4.0699 | 4.4187 | 8.2436e-05
1282 | 0.00018573 | 0.00014262 | 0.023333 | 3.0441 | 2.8606 | 3.0192 | 4.4757 | 4.0678 | 4.4187 | 9.2925e-05
1283 | 0.0001575 | 0.00013417 | 0.02882 | 3.0862 | 2.8606 | 3.0192 | 4.5732 | 4.0678 | 4.4187 | 9.7678e-05
1284 | 0.00014956 | 0.00013168 | 0.029224 | 3.1123 | 2.8606 | 3.0192 | 4.6344 | 4.0678 | 4.4187 | 7.8011e-05
1285 | 0.00013418 | 0.00012716 | 0.022582 | 3.1516 | 2.8635 | 3.0192 | 4.7278 | 4.0741 | 4.4187 | 9.5547e-05
1286 | 0.00011997 | 0.00012252 | 0.018482 | 3.1848 | 2.8635 | 3.0192 | 4.8076 | 4.0741 | 4.4187 | 9.1778e-05
1287 | 0.00011108 | 0.00011837 | 0.010511 | 3.1968 | 2.8635 | 3.0192 | 4.8368 | 4.0741 | 4.4187 | 0.00036006
1288 | 9.3139e-05 | 0.00011173 | 0.0034653 | 3.1729 | 2.8635 | 3.0192 | 4.7788 | 4.0741 | 4.4187 | 0.00032499
1289 | 9.0391e-05 | 0.00011247 | 0.00019252 | 3.0828 | 2.8644 | 3.0192 | 4.5654 | 4.0762 | 4.4187 | 4.1136e-05
1290 | 0.00012316 | 0.00012286 | 0 | 2.9988 | 2.8654 | 3.0192 | 4.3726 | 4.0783 | 4.4187 | 3.7858e-05
1291 | 0.00017466 | 0.00013899 | 0 | 2.9715 | 2.8654 | 3.0192 | 4.3111 | 4.0783 | 4.4187 | 5.7853e-05
1292 | 0.00019919 | 0.00014604 | 0 | 2.9385 | 2.8654 | 3.0192 | 4.2378 | 4.0783 | 4.4187 | 0.00018896
1293 | 0.0002039 | 0.00014791 | 0 | 2.8825 | 2.8654 | 3.0192 | 4.1153 | 4.0783 | 4.4187 | 0.00017241
1294 | 0.0002039 | 0.00014846 | 0 | 2.8825 | 2.8644 | 3.0192 | 4.1153 | 4.0762 | 4.4187 | 0.00019847
1295 | 0.0002039 | 0.00014746 | 0 | 2.8631 | 2.8644 | 3.0192 | 4.0732 | 4.0762 | 4.4187 | 2.4583e-05
1296 | 0.0002039 | 0.0001475 | 0 | 2.8544 | 2.8664 | 3.0192 | 4.0546 | 4.0804 | 4.4187 | 2.1633e-05
1297 | 0.0002039 | 0.00014821 | 0 | 2.8211 | 2.8664 | 3.0192 | 3.9837 | 4.0804 | 4.4187 | 2.7042e-05
1298 | 0.0002039 | 0.00014752 | 0 | 2.8034 | 2.8664 | 3.0192 | 3.9462 | 4.0804 | 4.4187 | 3.2122e-05
1299 | 0.0002039 | 0.00014798 | 0 | 2.8118 | 2.8664 | 3.0192 | 3.9639 | 4.0804 | 4.4187 | 3.0647e-05
1300 | 0.0002039 | 0.00014846 | 0 | 2.8025 | 2.8664 | 3.0192 | 3.9442 | 4.0804 | 4.4187 | 3.3925e-05
1301 | 0.0002039 | 0.00014738 | 0 | 2.7988 | 2.8664 | 3.0192 | 3.9365 | 4.0804 | 4.4187 | 3.54e-05
1302 | 0.0002039 | 0.00014733 | 0.00034653 | 2.7905 | 2.8664 | 3.0192 | 3.919 | 4.0804 | 4.4187 | 1.9994e-05
1303 | 0.0002039 | 0.0001483 | 0.0030033 | 2.8052 | 2.8664 | 3.0192 | 3.9501 | 4.0804 | 4.4187 | 0.00059885
1304 | 0.0002039 | 0.00014838 | 0.010454 | 2.8534 | 2.8693 | 3.0192 | 4.0525 | 4.0866 | 4.4187 | 0.00065097
1305 | 0.0001726 | 0.00013906 | 0.022986 | 2.9223 | 2.8693 | 3.0192 | 4.202 | 4.0866 | 4.4187 | 0.00010227
1306 | 0.00014279 | 0.00012977 | 0.027665 | 2.9757 | 2.8693 | 3.0192 | 4.3204 | 4.0866 | 4.4187 | 7.293e-05
1307 | 0.00011707 | 0.00012145 | 0.033729 | 3.0419 | 2.8693 | 3.0192 | 4.4707 | 4.0866 | 4.4187 | 9.8989e-05
1308 | 0.00010706 | 0.0001189 | 0.03858 | 3.0683 | 2.8693 | 3.0192 | 4.5316 | 4.0866 | 4.4187 | 8.7025e-05
1309 | 9.8912e-05 | 0.00011612 | 0.036747 | 3.0862 | 2.8693 | 3.0192 | 4.5732 | 4.0866 | 4.4187 | 8.1453e-05
1310 | 9.2115e-05 | 0.00011408 | 0.027549 | 3.0828 | 2.8693 | 3.0192 | 4.5654 | 4.0866 | 4.4187 | 9.653e-05
1311 | 7.3722e-05 | 0.00010744 | 0.017038 | 3.0595 | 2.8693 | 3.0192 | 4.5111 | 4.0866 | 4.4187 | 0.00027697
1312 | 6.0279e-05 | 0.00010199 | 0.0060065 | 3.0084 | 2.8703 | 3.0192 | 4.3943 | 4.0887 | 4.4187 | 0.00029484
1313 | 6.0321e-05 | 0.00010335 | 0.00028878 | 2.9694 | 2.8703 | 3.0192 | 4.3064 | 4.0887 | 4.4187 | 5.2936e-05
1314 | 7.3678e-05 | 0.00010871 | 0 | 2.9498 | 2.8703 | 3.0192 | 4.2627 | 4.0887 | 4.4187 | 4.7855e-05
1315 | 0.00011761 | 0.00012313 | 0 | 2.9529 | 2.8703 | 3.0192 | 4.2695 | 4.0887 | 4.4187 | 5.3755e-05
1316 | 0.00015281 | 0.00013369 | 0 | 2.959 | 2.8703 | 3.0192 | 4.2833 | 4.0887 | 4.4187 | 0.00020699
1317 | 0.00018204 | 0.00014122 | 0 | 2.9223 | 2.8703 | 3.0192 | 4.202 | 4.0887 | 4.4187 | 0.00019601
1318 | 0.00017352 | 0.00013468 | 0 | 2.8973 | 2.8703 | 3.0192 | 4.1474 | 4.0887 | 4.4187 | 0.00020765
1319 | 0.00019085 | 0.00014422 | 0 | 2.8894 | 2.8712 | 3.0192 | 4.1302 | 4.0908 | 4.4187 | 1.5078e-05
1320 | 0.0002039 | 0.00014771 | 0 | 2.8621 | 2.8703 | 3.0192 | 4.0711 | 4.0887 | 4.4187 | 1.5406e-05
1321 | 0.0002039 | 0.00014596 | 0 | 2.8582 | 2.8712 | 3.0192 | 4.0628 | 4.0908 | 4.4187 | 1.4914e-05
1322 | 0.0002039 | 0.0001483 | 0 | 2.8679 | 2.8712 | 3.0192 | 4.0836 | 4.0908 | 4.4187 | 1.4258e-05
1323 | 0.0002039 | 0.00014859 | 0 | 2.8582 | 2.8712 | 3.0192 | 4.0628 | 4.0908 | 4.4187 | 1.1636e-05
1324 | 0.0002039 | 0.00014767 | 0 | 2.8062 | 2.8712 | 3.0192 | 3.9521 | 4.0908 | 4.4187 | 7.0472e-06
1325 | 0.0002039 | 0.00014802 | 0 | 2.8164 | 2.8712 | 3.0192 | 3.9737 | 4.0908 | 4.4187 | 1.3603e-05
1326 | 0.0002039 | 0.00014783 | 0.00043316 | 2.8183 | 2.8722 | 3.0192 | 3.9777 | 4.0929 | 4.4187 | 1.5406e-05
1327 | 0.0002039 | 0.00014823 | 0.0056311 | 2.8372 | 2.8732 | 3.0192 | 4.0178 | 4.095 | 4.4187 | 0.000629
1328 | 0.00017788 | 0.00014048 | 0.019117 | 2.8669 | 2.8732 | 3.0192 | 4.0816 | 4.095 | 4.4187 | 5.228e-05
1329 | 0.00015435 | 0.00013356 | 0.029282 | 2.9284 | 2.8732 | 3.0192 | 4.2154 | 4.095 | 4.4187 | 8.7844e-05
1330 | 0.00013378 | 0.00012693 | 0.036963 | 2.9663 | 2.8732 | 3.0192 | 4.2995 | 4.095 | 4.4187 | 8.3747e-05
1331 | 0.00012106 | 0.00012268 | 0.040255 | 3.0106 | 2.8732 | 3.0192 | 4.3991 | 4.095 | 4.4187 | 9.2761e-05
1332 | 0.00010212 | 0.00011698 | 0.039447 | 3.0485 | 2.8742 | 3.0192 | 4.4857 | 4.0972 | 4.4187 | 0.00024157
1333 | 9.0365e-05 | 0.0001134 | 0.032487 | 3.0683 | 2.8742 | 3.0192 | 4.5316 | 4.0972 | 4.4187 | 9.8825e-05
1334 | 7.9976e-05 | 0.00011056 | 0.025008 | 3.0386 | 2.8742 | 3.0192 | 4.4631 | 4.0972 | 4.4187 | 7.7028e-05
1335 | 7.1446e-05 | 0.00010662 | 0.016633 | 3.031 | 2.8732 | 3.0192 | 4.4457 | 4.095 | 4.4187 | 8.3255e-05
1336 | 6.0702e-05 | 0.00010181 | 0.005429 | 3.0074 | 2.8732 | 3.0192 | 4.3918 | 4.095 | 4.4187 | 8.0305e-05
1337 | 6.3115e-05 | 0.00010408 | 0.00023102 | 2.9559 | 2.8722 | 3.0192 | 4.2764 | 4.0929 | 4.4187 | 9.0303e-05
1338 | 8.9606e-05 | 0.000113 | 0 | 2.8573 | 2.8732 | 3.0192 | 4.0608 | 4.095 | 4.4187 | 0.00028172
1339 | 0.00011679 | 0.00012032 | 0 | 2.8164 | 2.8732 | 3.0192 | 3.9737 | 4.095 | 4.4187 | 0.00027877
1340 | 0.00014674 | 0.00013033 | 0 | 2.8324 | 2.8732 | 3.0192 | 4.0077 | 4.095 | 4.4187 | 0.00028287
1341 | 0.00017312 | 0.00013791 | 0 | 2.7923 | 2.8722 | 3.0192 | 3.9229 | 4.0929 | 4.4187 | 0.00029189
1342 | 0.00017492 | 0.0001394 | 0 | 2.765 | 2.8722 | 3.0192 | 3.8658 | 4.0929 | 4.4187 | 2.2617e-05
1343 | 0.00018646 | 0.00014023 | 0 | 2.7426 | 2.8722 | 3.0192 | 3.8195 | 4.0929 | 4.4187 | 1.3439e-05
1344 | 0.00020175 | 0.0001459 | 0 | 2.756 | 2.8722 | 3.0192 | 3.8472 | 4.0929 | 4.4187 | 1.18e-05
1345 | 0.0002039 | 0.00014825 | 0 | 2.739 | 2.8742 | 3.0192 | 3.8122 | 4.0972 | 4.4187 | 1.1308e-05
1346 | 0.0002039 | 0.00014809 | 0 | 2.7311 | 2.8742 | 3.0192 | 3.7959 | 4.0972 | 4.4187 | 8.3583e-06
1347 | 0.0002039 | 0.00014727 | 0 | 2.7041 | 2.8742 | 3.0192 | 3.7407 | 4.0972 | 4.4187 | 2.2944e-06
1348 | 0.0002039 | 0.00014689 | 0 | 2.7015 | 2.8732 | 3.0192 | 3.7354 | 4.095 | 4.4187 | 1.3931e-05
1349 | 0.0002039 | 0.00014787 | 0 | 2.7119 | 2.8722 | 3.0192 | 3.7565 | 4.0929 | 4.4187 | 1.0817e-05
1350 | 0.0002039 | 0.00014784 | 0.00036097 | 2.7162 | 2.8722 | 3.0192 | 3.7654 | 4.0929 | 4.4187 | 2.1469e-05
1351 | 0.0002039 | 0.00014817 | 0.0046204 | 2.7136 | 2.8742 | 3.0192 | 3.7601 | 4.0972 | 4.4187 | 0.00064539
1352 | 0.00017822 | 0.00014048 | 0.014265 | 2.7453 | 2.8722 | 3.0192 | 3.825 | 4.0929 | 4.4187 | 7.9486e-05
1353 | 0.00015962 | 0.00013447 | 0.026394 | 2.7868 | 2.8722 | 3.0192 | 3.9113 | 4.0929 | 4.4187 | 9.4072e-05
1354 | 0.0001316 | 0.00012614 | 0.028011 | 2.8249 | 2.8722 | 3.0192 | 3.9916 | 4.0929 | 4.4187 | 8.7844e-05
1355 | 0.00012366 | 0.00012415 | 0.032704 | 2.8334 | 2.8722 | 3.0192 | 4.0097 | 4.0929 | 4.4187 | 0.00010292
1356 | 0.0001142 | 0.0001213 | 0.033556 | 2.8391 | 2.8722 | 3.0192 | 4.0218 | 4.0929 | 4.4187 | 0.00023551
1357 | 0.0001103 | 0.00012016 | 0.032198 | 2.8448 | 2.8742 | 3.0192 | 4.0341 | 4.0972 | 4.4187 | 0.00010309
1358 | 0.00010298 | 0.00011795 | 0.02368 | 2.8708 | 2.8742 | 3.0192 | 4.0899 | 4.0972 | 4.4187 | 0.00011095
1359 | 8.6416e-05 | 0.00011233 | 0.013341 | 2.84 | 2.8742 | 3.0192 | 4.0239 | 4.0972 | 4.4187 | 7.8994e-05
1360 | 8.1873e-05 | 0.00011113 | 0.005198 | 2.8296 | 2.8742 | 3.0192 | 4.0017 | 4.0972 | 4.4187 | 7.8503e-05
1361 | 8.4728e-05 | 0.00011213 | 0.00036097 | 2.8099 | 2.8742 | 3.0192 | 3.9599 | 4.0972 | 4.4187 | 9.948e-05
1362 | 9.7793e-05 | 0.00011582 | 0 | 2.7831 | 2.8732 | 3.0192 | 3.9037 | 4.095 | 4.4187 | 0.00025747
1363 | 0.00014037 | 0.0001236 | 0 | 2.7569 | 2.8732 | 3.0192 | 3.849 | 4.095 | 4.4187 | 0.00027386
1364 | 0.00019352 | 0.00014476 | 0 | 2.7215 | 2.8732 | 3.0192 | 3.7761 | 4.095 | 4.4187 | 0.00029074
1365 | 0.00019082 | 0.00014354 | 0 | 2.6938 | 2.8732 | 3.0192 | 3.7197 | 4.095 | 4.4187 | 0.00026206
1366 | 0.00019834 | 0.00014632 | 0 | 2.6717 | 2.8732 | 3.0192 | 3.6751 | 4.095 | 4.4187 | 1.6061e-05
1367 | 0.0002039 | 0.00014815 | 0 | 2.6574 | 2.8742 | 3.0192 | 3.6466 | 4.0972 | 4.4187 | 7.375e-06
1368 | 0.0002039 | 0.00014766 | 0 | 2.6541 | 2.8732 | 3.0192 | 3.6399 | 4.095 | 4.4187 | 1.18e-05
1369 | 0.0002039 | 0.0001479 | 0 | 2.6483 | 2.8732 | 3.0192 | 3.6283 | 4.095 | 4.4187 | 1.6881e-05
1370 | 0.0002039 | 0.00014832 | 0 | 2.6508 | 2.8732 | 3.0192 | 3.6333 | 4.095 | 4.4187 | 1.475e-05
1371 | 0.0002039 | 0.00014745 | 0 | 2.6475 | 2.8732 | 3.0192 | 3.6267 | 4.095 | 4.4187 | 1.6717e-05
1372 | 0.0002039 | 0.00014806 | 0 | 2.645 | 2.8732 | 3.0192 | 3.6217 | 4.095 | 4.4187 | 1.3603e-05
1373 | 0.0002039 | 0.00014809 | 0 | 2.6409 | 2.8712 | 3.0192 | 3.6135 | 4.0908 | 4.4187 | 2.2617e-05
1374 | 0.0002039 | 0.00014594 | 0.00057755 | 2.6516 | 2.8722 | 3.0192 | 3.6349 | 4.0929 | 4.4187 | 1.9667e-05
1375 | 0.0002039 | 0.00014811 | 0.005198 | 2.6616 | 2.8722 | 3.0192 | 3.6549 | 4.0929 | 4.4187 | 0.00071947
1376 | 0.00016373 | 0.00013554 | 0.019232 | 2.6801 | 2.8722 | 3.0192 | 3.6922 | 4.0929 | 4.4187 | 8.8992e-05
1377 | 0.00015135 | 0.00013257 | 0.033642 | 2.7136 | 2.8712 | 3.0192 | 3.7601 | 4.0908 | 4.4187 | 9.6694e-05
1378 | 0.00012938 | 0.00012586 | 0.042277 | 2.7506 | 2.8712 | 3.0192 | 3.8361 | 4.0908 | 4.4187 | 0.00010227
1379 | 0.00012569 | 0.00012233 | 0.046088 | 2.7978 | 2.8722 | 3.0192 | 3.9345 | 4.0929 | 4.4187 | 0.00010915
1380 | 0.0001189 | 0.00012279 | 0.049438 | 2.8127 | 2.8722 | 3.0192 | 3.9658 | 4.0929 | 4.4187 | 0.00022781
1381 | 0.00011198 | 0.00012079 | 0.043143 | 2.823 | 2.8722 | 3.0192 | 3.9876 | 4.0929 | 4.4187 | 0.0001103
1382 | 0.00010782 | 0.00011941 | 0.034133 | 2.8239 | 2.8722 | 3.0192 | 3.9896 | 4.0929 | 4.4187 | 9.8825e-05
1383 | 8.8183e-05 | 0.00011314 | 0.021543 | 2.8108 | 2.8722 | 3.0192 | 3.9619 | 4.0929 | 4.4187 | 9.4236e-05
1384 | 8.069e-05 | 0.00011046 | 0.0062087 | 2.7988 | 2.8722 | 3.0192 | 3.9365 | 4.0929 | 4.4187 | 8.2108e-05
1385 | 8.6884e-05 | 0.00011282 | 0.00034653 | 2.7786 | 2.8712 | 3.0192 | 3.8942 | 4.0908 | 4.4187 | 8.6533e-05
1386 | 9.409e-05 | 0.00011493 | 0 | 2.7533 | 2.8712 | 3.0192 | 3.8416 | 4.0908 | 4.4187 | 0.00025272
1387 | 0.00016729 | 0.00013701 | 0 | 2.7215 | 2.8703 | 3.0192 | 3.7761 | 4.0887 | 4.4187 | 0.0002755
1388 | 0.00017717 | 0.00014046 | 0 | 2.6844 | 2.8703 | 3.0192 | 3.7007 | 4.0887 | 4.4187 | 0.00027681
1389 | 0.00018533 | 0.00014256 | 0 | 2.6818 | 2.8703 | 3.0192 | 3.6956 | 4.0887 | 4.4187 | 0.00023977
1390 | 0.00018451 | 0.00014175 | 0 | 2.6759 | 2.8703 | 3.0192 | 3.6836 | 4.0887 | 4.4187 | 2.4911e-05
1391 | 0.00019173 | 0.00014436 | 0 | 2.67 | 2.8703 | 3.0192 | 3.6718 | 4.0887 | 4.4187 | 1.8028e-05
1392 | 0.00020225 | 0.00014802 | 0 | 2.6683 | 2.8673 | 3.0192 | 3.6684 | 4.0824 | 4.4187 | 1.2947e-05
1393 | 0.0002039 | 0.00014816 | 0 | 2.6666 | 2.8673 | 3.0192 | 3.665 | 4.0824 | 4.4187 | 1.3111e-05
1394 | 0.0002039 | 0.00014854 | 0 | 2.6599 | 2.8673 | 3.0192 | 3.6516 | 4.0824 | 4.4187 | 1.0817e-05
1395 | 0.0002039 | 0.00014661 | 0 | 2.645 | 2.8673 | 3.0192 | 3.6217 | 4.0824 | 4.4187 | 1.6553e-05
1396 | 0.0002039 | 0.00014838 | 0 | 2.6319 | 2.8673 | 3.0192 | 3.5956 | 4.0824 | 4.4187 | 1.3603e-05
1397 | 0.0002039 | 0.00014667 | 0 | 2.6245 | 2.8673 | 3.0192 | 3.581 | 4.0824 | 4.4187 | 9.5055e-06
1398 | 0.0002039 | 0.00014838 | 0.00057755 | 2.6237 | 2.8673 | 3.0192 | 3.5794 | 4.0824 | 4.4187 | 1.2619e-05
1399 | 0.0002039 | 0.00014796 | 0.005198 | 2.6392 | 2.8673 | 3.0192 | 3.6102 | 4.0824 | 4.4187 | 0.00062229
1400 | 0.00015567 | 0.00013324 | 0.017846 | 2.665 | 2.8673 | 3.0192 | 3.6616 | 4.0824 | 4.4187 | 9.8333e-05
1401 | 0.00014764 | 0.00013109 | 0.02368 | 2.7101 | 2.8664 | 3.0192 | 3.753 | 4.0804 | 4.4187 | 6.6539e-05
1402 | 0.00012386 | 0.00012417 | 0.028762 | 2.7578 | 2.8664 | 3.0192 | 3.8509 | 4.0804 | 4.4187 | 0.00010259
1403 | 0.00012741 | 0.00012534 | 0.040775 | 2.7941 | 2.8664 | 3.0192 | 3.9268 | 4.0804 | 4.4187 | 8.9319e-05
1404 | 0.00013517 | 0.00012769 | 0.039042 | 2.84 | 2.8664 | 3.0192 | 4.0239 | 4.0804 | 4.4187 | 0.00020552
1405 | 0.00013457 | 0.00012665 | 0.036097 | 2.8553 | 2.8664 | 3.0192 | 4.0566 | 4.0804 | 4.4187 | 9.5383e-05
1406 | 0.0001252 | 0.00012466 | 0.02651 | 2.8914 | 2.8664 | 3.0192 | 4.1345 | 4.0804 | 4.4187 | 0.00010046
1407 | 0.00010989 | 0.00011937 | 0.015652 | 2.8855 | 2.8664 | 3.0192 | 4.1216 | 4.0804 | 4.4187 | 9.4892e-05
1408 | 0.0001044 | 0.00011807 | 0.0052701 | 2.8544 | 2.8644 | 3.0192 | 4.0546 | 4.0762 | 4.4187 | 6.6047e-05
1409 | 0.00010753 | 0.00011916 | 0.00043316 | 2.7659 | 2.8644 | 3.0192 | 3.8677 | 4.0762 | 4.4187 | 7.4569e-05
1410 | 0.00013957 | 0.00012894 | 0 | 2.6861 | 2.8644 | 3.0192 | 3.7042 | 4.0762 | 4.4187 | 0.0002673
1411 | 0.00020181 | 0.0001471 | 0 | 2.65 | 2.8644 | 3.0192 | 3.6316 | 4.0762 | 4.4187 | 0.0002201
1412 | 0.0002039 | 0.0001487 | 0 | 2.6237 | 2.8644 | 3.0192 | 3.5794 | 4.0762 | 4.4187 | 0.00026599
1413 | 0.0002039 | 0.00014699 | 0 | 2.61 | 2.8644 | 3.0192 | 3.5523 | 4.0762 | 4.4187 | 0.00026697
1414 | 0.0002039 | 0.00014815 | 0 | 2.6188 | 2.8644 | 3.0192 | 3.5698 | 4.0762 | 4.4187 | 1.5406e-05
1415 | 0.0002039 | 0.00014799 | 0 | 2.6036 | 2.8644 | 3.0192 | 3.5397 | 4.0762 | 4.4187 | 8.5222e-06
1416 | 0.0002039 | 0.00014735 | 0 | 2.6784 | 2.8899 | 3.0192 | 3.6887 | 4.1312 | 4.4187 | 1.9175e-05
1417 | 0.0002039 | 0.0001472 | 0 | 2.6384 | 2.8899 | 3.0192 | 3.6086 | 4.1312 | 4.4187 | 1.3603e-05
1418 | 0.0002039 | 0.00014665 | 0 | 2.5996 | 2.8899 | 3.0192 | 3.5319 | 4.1312 | 4.4187 | 1.6389e-05
1419 | 0.0002039 | 0.00014601 | 0 | 2.6392 | 2.8899 | 3.0192 | 3.6102 | 4.1312 | 4.4187 | 9.5055e-06
1420 | 0.0002039 | 0.00014502 | 0 | 2.6625 | 2.8899 | 3.0192 | 3.6566 | 4.1312 | 4.4187 | 1.4422e-05
1421 | 0.0002039 | 0.00014533 | 0 | 2.6852 | 2.8899 | 3.0192 | 3.7025 | 4.1312 | 4.4187 | 4.5889e-06
1422 | 0.0002039 | 0.00014478 | 0 | 2.7084 | 2.8899 | 3.0192 | 3.7495 | 4.1312 | 4.4187 | 1.3439e-05
1423 | 0.0002039 | 0.00014775 | 0.0017327 | 2.7461 | 2.8899 | 3.0192 | 3.8269 | 4.1312 | 4.4187 | 0.00070062
1424 | 0.0002039 | 0.00014771 | 0.0046204 | 2.8052 | 2.8899 | 3.0192 | 3.9501 | 4.1312 | 4.4187 | 8.7517e-05
1425 | 0.0002039 | 0.00014829 | 0.0040429 | 2.8621 | 2.8899 | 3.0192 | 4.0711 | 4.1312 | 4.4187 | 7.4078e-05
1426 | 0.0002039 | 0.00014778 | 0.0057755 | 2.9163 | 2.8874 | 3.0192 | 4.1888 | 4.1258 | 4.4187 | 0.00010407
1427 | 0.00019672 | 0.00014584 | 0.0077969 | 2.982 | 2.8874 | 3.0192 | 4.3345 | 4.1258 | 4.4187 | 9.44e-05
1428 | 0.00020245 | 0.00014798 | 0.0092408 | 3.0299 | 2.8874 | 3.0192 | 4.4432 | 4.1258 | 4.4187 | 0.00021306
1429 | 0.00020013 | 0.00014707 | 0.010685 | 3.1238 | 2.8874 | 3.0192 | 4.6615 | 4.1258 | 4.4187 | 8.8664e-05
1430 | 0.00019608 | 0.00014605 | 0.0066418 | 3.1353 | 2.8874 | 3.0192 | 4.6889 | 4.1258 | 4.4187 | 0.00010423
1431 | 0.00017812 | 0.00014048 | 0.0031765 | 3.1037 | 2.8874 | 3.0192 | 4.6143 | 4.1258 | 4.4187 | 8.9483e-05
1432 | 0.00017326 | 0.00013898 | 0.0012129 | 3.0952 | 2.8874 | 3.0192 | 4.5943 | 4.1258 | 4.4187 | 8.1453e-05
1433 | 0.00017345 | 0.00013903 | 0.00034653 | 3.0562 | 2.8874 | 3.0192 | 4.5035 | 4.1258 | 4.4187 | 7.8667e-05
1434 | 0.00017554 | 0.00013975 | 0 | 3.0321 | 2.8874 | 3.0192 | 4.4482 | 4.1258 | 4.4187 | 0.00026189
1435 | 0.0002039 | 0.0001487 | 0 | 2.9508 | 2.8874 | 3.0192 | 4.265 | 4.1258 | 4.4187 | 0.00025173
1436 | 0.0002039 | 0.00014764 | 0 | 2.9233 | 2.8874 | 3.0192 | 4.2042 | 4.1258 | 4.4187 | 0.0002814
1437 | 0.0002039 | 0.00014725 | 0 | 2.8544 | 2.8874 | 3.0192 | 4.0546 | 4.1258 | 4.4187 | 0.00021568
1438 | 0.0002039 | 0.00014709 | 0 | 2.8239 | 2.8874 | 3.0192 | 3.9896 | 4.1258 | 4.4187 | 1.5897e-05
1439 | 0.0002039 | 0.00014698 | 0 | 2.7831 | 2.8849 | 3.0192 | 3.9037 | 4.1205 | 4.4187 | 1.4094e-05
1440 | 0.0002039 | 0.00014543 | 0 | 2.6376 | 2.8635 | 3.0192 | 3.607 | 4.0741 | 4.4187 | 2.7533e-05
1441 | 0.0002039 | 0.00014527 | 0 | 2.618 | 2.8625 | 3.0192 | 3.5682 | 4.072 | 4.4187 | 2.7697e-05
1442 | 0.0002039 | 0.00014462 | 0 | 2.6132 | 2.8625 | 3.0192 | 3.5587 | 4.072 | 4.4187 | 1.7208e-05
1443 | 0.0002039 | 0.00014512 | 0 | 2.6052 | 2.8625 | 3.0192 | 3.5429 | 4.072 | 4.4187 | 3.3106e-05
1444 | 0.0002039 | 0.00014369 | 0 | 2.594 | 2.8625 | 3.0192 | 3.5209 | 4.072 | 4.4187 | 3.0156e-05
1445 | 0.0002039 | 0.0001442 | 0 | 2.6052 | 2.8615 | 3.0192 | 3.5429 | 4.0699 | 4.4187 | 2.5731e-05
1446 | 0.0002039 | 0.00014108 | 0.00034653 | 2.5964 | 2.8615 | 3.0192 | 3.5256 | 4.0699 | 4.4187 | 3.0319e-05
1447 | 0.0002039 | 0.00014673 | 0.0032487 | 2.6327 | 2.8615 | 3.0192 | 3.5972 | 4.0699 | 4.4187 | 0.00063032
1448 | 0.0002039 | 0.0001479 | 0.010338 | 2.7119 | 2.8615 | 3.0192 | 3.7565 | 4.0699 | 4.4187 | 0.00061966
1449 | 0.0002039 | 0.00014841 | 0.018539 | 2.7767 | 2.8615 | 3.0192 | 3.8904 | 4.0699 | 4.4187 | 9.9808e-05
1450 | 0.0002039 | 0.00014759 | 0.022005 | 2.8155 | 2.8615 | 3.0192 | 3.9718 | 4.0699 | 4.4187 | 0.00010276
1451 | 0.0002039 | 0.00014833 | 0.022409 | 2.8563 | 2.8615 | 3.0192 | 4.0587 | 4.0699 | 4.4187 | 0.0001062
1452 | 0.0001865 | 0.00014302 | 0.022524 | 2.8806 | 2.8615 | 3.0192 | 4.111 | 4.0699 | 4.4187 | 7.293e-05
1453 | 0.00017778 | 0.00014033 | 0.025585 | 2.8563 | 2.8615 | 3.0192 | 4.0587 | 4.0699 | 4.4187 | 6.8342e-05
1454 | 0.00016563 | 0.00013641 | 0.023506 | 2.9093 | 2.8615 | 3.0192 | 4.1734 | 4.0699 | 4.4187 | 0.00010751
1455 | 0.0001428 | 0.000129 | 0.014439 | 2.9344 | 2.8615 | 3.0192 | 4.2288 | 4.0699 | 4.4187 | 0.00031467
1456 | 0.00013497 | 0.0001262 | 0.0053423 | 2.9073 | 2.8596 | 3.0192 | 4.1691 | 4.0658 | 4.4187 | 0.00031467
1457 | 0.00014947 | 0.0001308 | 0.00050536 | 2.8353 | 2.8596 | 3.0192 | 4.0137 | 4.0658 | 4.4187 | 6.6047e-05
1458 | 0.00013483 | 0.00012696 | 0 | 2.7551 | 2.8596 | 3.0192 | 3.8453 | 4.0658 | 4.4187 | 5.0478e-05
1459 | 0.00020192 | 0.00014732 | 0 | 2.7346 | 2.8596 | 3.0192 | 3.8031 | 4.0658 | 4.4187 | 4.4578e-05
1460 | 0.0002039 | 0.00014803 | 0 | 2.6972 | 2.8596 | 3.0192 | 3.7267 | 4.0658 | 4.4187 | 0.00020191
1461 | 0.0002039 | 0.00014797 | 0 | 2.6869 | 2.8596 | 3.0192 | 3.7059 | 4.0658 | 4.4187 | 0.00017503
1462 | 0.0002039 | 0.00014777 | 0 | 2.6591 | 2.8596 | 3.0192 | 3.6499 | 4.0658 | 4.4187 | 0.00017454
1463 | 0.0002039 | 0.00014853 | 0 | 2.6566 | 2.8596 | 3.0192 | 3.6449 | 4.0658 | 4.4187 | 1.9503e-05
1464 | 0.0002039 | 0.00014787 | 0 | 2.665 | 2.8596 | 3.0192 | 3.6616 | 4.0658 | 4.4187 | 2.5567e-05
1465 | 0.0002039 | 0.00014796 | 0 | 2.6742 | 2.8596 | 3.0192 | 3.6802 | 4.0658 | 4.4187 | 2.2617e-05
1466 | 0.0002039 | 0.00014738 | 0 | 2.6827 | 2.8596 | 3.0192 | 3.6973 | 4.0658 | 4.4187 | 2.3272e-05
1467 | 0.0002039 | 0.00014612 | 0 | 2.6708 | 2.8596 | 3.0192 | 3.6735 | 4.0658 | 4.4187 | 3.3269e-05
1468 | 0.0002039 | 0.00014525 | 0 | 2.6566 | 2.8596 | 3.0192 | 3.6449 | 4.0658 | 4.4187 | 3.0156e-05
1469 | 0.0002039 | 0.0001457 | 0 | 2.6442 | 2.8596 | 3.0192 | 3.6201 | 4.0658 | 4.4187 | 2.3108e-05
1470 | 0.0002039 | 0.00014543 | 0.00057755 | 2.6401 | 2.8586 | 3.0192 | 3.6119 | 4.0637 | 4.4187 | 2.0158e-05
1471 | 0.0002039 | 0.0001479 | 0.0041872 | 2.6417 | 2.8577 | 3.0192 | 3.6151 | 4.0616 | 4.4187 | 0.00065162
1472 | 0.0002039 | 0.00014837 | 0.013919 | 2.6981 | 2.8567 | 3.0192 | 3.7284 | 4.0595 | 4.4187 | 0.0006
1473 | 0.0002039 | 0.0001478 | 0.023737 | 2.756 | 2.8557 | 3.0192 | 3.8472 | 4.0575 | 4.4187 | 6.7522e-05
1474 | 0.0002039 | 0.00014815 | 0.028935 | 2.8343 | 2.8557 | 3.0192 | 4.0117 | 4.0575 | 4.4187 | 8.1289e-05
1475 | 0.0002039 | 0.00014813 | 0.034711 | 2.8904 | 2.8557 | 3.0192 | 4.1323 | 4.0575 | 4.4187 | 0.00010538
1476 | 0.00019522 | 0.00014532 | 0.029513 | 2.9611 | 2.8577 | 3.0192 | 4.2879 | 4.0616 | 4.4187 | 9.7186e-05
1477 | 0.00019971 | 0.00014632 | 0.023506 | 3.0148 | 2.8577 | 3.0192 | 4.4088 | 4.0616 | 4.4187 | 9.5875e-05
1478 | 0.00017689 | 0.00013921 | 0.015594 | 3.0452 | 2.8557 | 3.0192 | 4.4782 | 4.0575 | 4.4187 | 9.1122e-05
1479 | 0.00018297 | 0.00014006 | 0.010685 | 3.065 | 2.8557 | 3.0192 | 4.5239 | 4.0575 | 4.4187 | 0.00032729
1480 | 0.00015114 | 0.00013031 | 0.004476 | 3.0408 | 2.8557 | 3.0192 | 4.4681 | 4.0575 | 4.4187 | 0.00034072
1481 | 0.00014588 | 0.00012876 | 0.00028878 | 2.9487 | 2.8557 | 3.0192 | 4.2604 | 4.0575 | 4.4187 | 2.7697e-05
1482 | 0.00015159 | 0.00013107 | 0 | 2.84 | 2.8557 | 3.0192 | 4.0239 | 4.0575 | 4.4187 | 5.0478e-05
1483 | 0.0002039 | 0.00014688 | 0 | 2.7786 | 2.8557 | 3.0192 | 3.8942 | 4.0575 | 4.4187 | 3.54e-05
1484 | 0.0002039 | 0.00014703 | 0 | 2.7346 | 2.8557 | 3.0192 | 3.8031 | 4.0575 | 4.4187 | 0.0002047
1485 | 0.0002039 | 0.00014789 | 0 | 2.6972 | 2.8557 | 3.0192 | 3.7267 | 4.0575 | 4.4187 | 0.00017798
1486 | 0.0002039 | 0.00014746 | 0 | 2.6725 | 2.8557 | 3.0192 | 3.6768 | 4.0575 | 4.4187 | 0.00020109
1487 | 0.0002039 | 0.00014602 | 0 | 2.6616 | 2.8557 | 3.0192 | 3.6549 | 4.0575 | 4.4187 | 2.36e-05
1488 | 0.0002039 | 0.00014683 | 0 | 2.6549 | 2.8557 | 3.0192 | 3.6416 | 4.0575 | 4.4187 | 9.8333e-06
1489 | 0.0002039 | 0.00014391 | 0 | 2.6467 | 2.8557 | 3.0192 | 3.625 | 4.0575 | 4.4187 | 1.2947e-05
1490 | 0.0002039 | 0.00014807 | 0 | 2.6483 | 2.8557 | 3.0192 | 3.6283 | 4.0575 | 4.4187 | 1.1472e-05
1491 | 0.0002039 | 0.00014794 | 0 | 2.6351 | 2.8557 | 3.0192 | 3.6021 | 4.0575 | 4.4187 | 1.3275e-05
1492 | 0.0002039 | 0.00014707 | 0 | 2.6278 | 2.8557 | 3.0192 | 3.5875 | 4.0575 | 4.4187 | 1.7536e-05
1493 | 0.0002039 | 0.0001465 | 0 | 2.6294 | 2.8557 | 3.0192 | 3.5907 | 4.0575 | 4.4187 | 1.0653e-05
1494 | 0.0002039 | 0.00014586 | 0.00075082 | 2.6221 | 2.8557 | 3.0192 | 3.5762 | 4.0575 | 4.4187 | 1.2292e-05
1495 | 0.0002039 | 0.00014804 | 0.0064686 | 2.6591 | 2.8577 | 3.0192 | 3.6499 | 4.0616 | 4.4187 | 0.0006531
1496 | 0.0002039 | 0.00014834 | 0.015825 | 2.718 | 2.8557 | 3.0192 | 3.769 | 4.0575 | 4.4187 | 8.7353e-05
1497 | 0.0002039 | 0.00014758 | 0.026163 | 2.8062 | 2.8557 | 3.0192 | 3.9521 | 4.0575 | 4.4187 | 8.178e-05
1498 | 0.0002039 | 0.00014807 | 0.033267 | 2.8679 | 2.8557 | 3.0192 | 4.0836 | 4.0575 | 4.4187 | 0.00010702
1499 | 0.0002039 | 0.0001481 | 0.033498 | 2.9123 | 2.8557 | 3.0192 | 4.18 | 4.0575 | 4.4187 | 9.4892e-05
1500 | 0.0002039 | 0.0001482 | 0.036602 | 2.9334 | 2.8557 | 3.0192 | 4.2265 | 4.0575 | 4.4187 | 0.00025976
1501 | 0.0002039 | 0.0001482 | 0.028704 | 2.9663 | 2.8557 | 3.0192 | 4.2995 | 4.0575 | 4.4187 | 0.0001121
1502 | 0.0002039 | 0.00014791 | 0.021889 | 3.0116 | 2.8557 | 3.0192 | 4.4015 | 4.0575 | 4.4187 | 0.00012488
1503 | 0.00019998 | 0.00014682 | 0.012764 | 2.9978 | 2.8557 | 3.0192 | 4.3702 | 4.0575 | 4.4187 | 9.8005e-05
1504 | 0.00019236 | 0.00014444 | 0.0053423 | 2.9872 | 2.8557 | 3.0192 | 4.3464 | 4.0575 | 4.4187 | 8.473e-05
1505 | 0.00019207 | 0.00014429 | 0.00040429 | 2.9263 | 2.8557 | 3.0192 | 4.2109 | 4.0575 | 4.4187 | 7.8175e-05
1506 | 0.00020378 | 0.0001481 | 0 | 2.8249 | 2.8557 | 3.0192 | 3.9916 | 4.0575 | 4.4187 | 0.00024911
1507 | 0.0002039 | 0.00014608 | 0 | 2.7859 | 2.8557 | 3.0192 | 3.9094 | 4.0575 | 4.4187 | 0.00023829
1508 | 0.0002039 | 0.00014828 | 0 | 2.7722 | 2.8567 | 3.0192 | 3.8809 | 4.0595 | 4.4187 | 0.00022436
1509 | 0.0002039 | 0.00014798 | 0 | 2.7623 | 2.8557 | 3.0192 | 3.8602 | 4.0575 | 4.4187 | 0.00029549
1510 | 0.0002039 | 0.00014721 | 0 | 2.7337 | 2.8557 | 3.0192 | 3.8013 | 4.0575 | 4.4187 | 2.36e-05
1511 | 0.0002039 | 0.00014742 | 0 | 2.7049 | 2.8557 | 3.0192 | 3.7424 | 4.0575 | 4.4187 | 1.9503e-05
1512 | 0.0002039 | 0.00014828 | 0 | 2.6938 | 2.8557 | 3.0192 | 3.7197 | 4.0575 | 4.4187 | 1.4422e-05
1513 | 0.0002039 | 0.00014769 | 0 | 2.6869 | 2.8557 | 3.0192 | 3.7059 | 4.0575 | 4.4187 | 1.3439e-05
1514 | 0.0002039 | 0.00014672 | 0 | 2.6725 | 2.8577 | 3.0192 | 3.6768 | 4.0616 | 4.4187 | 1.3275e-05
1515 | 0.0002039 | 0.00014779 | 0 | 2.6683 | 2.8577 | 3.0192 | 3.6684 | 4.0616 | 4.4187 | 8.6861e-06
1516 | 0.0002039 | 0.0001471 | 0 | 2.6608 | 2.8577 | 3.0192 | 3.6533 | 4.0616 | 4.4187 | 7.375e-06
1517 | 0.0002039 | 0.00014789 | 0 | 2.6625 | 2.8557 | 3.0192 | 3.6566 | 4.0575 | 4.4187 | 7.8667e-06
1518 | 0.0002039 | 0.00014815 | 0.00064974 | 2.6666 | 2.8567 | 3.0192 | 3.665 | 4.0595 | 4.4187 | 1.4258e-05
1519 | 0.0002039 | 0.00014789 | 0.0071039 | 2.6869 | 2.8567 | 3.0192 | 3.7059 | 4.0595 | 4.4187 | 0.00058394
1520 | 0.0002039 | 0.00014782 | 0.019348 | 2.7285 | 2.8557 | 3.0192 | 3.7905 | 4.0575 | 4.4187 | 9.1286e-05
1521 | 0.0002039 | 0.00014809 | 0.030206 | 2.7641 | 2.8577 | 3.0192 | 3.864 | 4.0616 | 4.4187 | 9.3253e-05
1522 | 0.0002039 | 0.00014782 | 0.041584 | 2.7786 | 2.8577 | 3.0192 | 3.8942 | 4.0616 | 4.4187 | 0.00011947
1523 | 0.0002039 | 0.00014777 | 0.044529 | 2.7969 | 2.8577 | 3.0192 | 3.9326 | 4.0616 | 4.4187 | 0.00010636
1524 | 0.00020024 | 0.00014624 | 0.03679 | 2.8183 | 2.8577 | 3.0192 | 3.9777 | 4.0616 | 4.4187 | 0.00023207
1525 | 0.0001986 | 0.0001464 | 0.031939 | 2.8486 | 2.8557 | 3.0192 | 4.0422 | 4.0575 | 4.4187 | 8.7353e-05
1526 | 0.00017354 | 0.00013867 | 0.025816 | 2.8611 | 2.8557 | 3.0192 | 4.0691 | 4.0575 | 4.4187 | 8.6533e-05
1527 | 0.00016578 | 0.00013594 | 0.017211 | 2.8362 | 2.8557 | 3.0192 | 4.0158 | 4.0575 | 4.4187 | 9.5219e-05
1528 | 0.00014346 | 0.00012942 | 0.0065263 | 2.8136 | 2.8557 | 3.0192 | 3.9678 | 4.0575 | 4.4187 | 8.6205e-05
1529 | 0.00014669 | 0.00013031 | 0.00036097 | 2.7941 | 2.8577 | 3.0192 | 3.9268 | 4.0616 | 4.4187 | 8.6205e-05
1530 | 0.00015915 | 0.00013414 | 0 | 2.7813 | 2.8557 | 3.0192 | 3.8999 | 4.0575 | 4.4187 | 0.00025485
1531 | 0.0002039 | 0.00014799 | 0 | 2.774 | 2.8557 | 3.0192 | 3.8847 | 4.0575 | 4.4187 | 0.00024419
1532 | 0.0002039 | 0.00014813 | 0 | 2.7668 | 2.8557 | 3.0192 | 3.8696 | 4.0575 | 4.4187 | 0.00027927
1533 | 0.0002039 | 0.00014751 | 0 | 2.7551 | 2.8557 | 3.0192 | 3.8453 | 4.0575 | 4.4187 | 0.00027582
1534 | 0.0002039 | 0.00014735 | 0 | 2.7524 | 2.8557 | 3.0192 | 3.8398 | 4.0575 | 4.4187 | 1.2947e-05
1535 | 0.0002039 | 0.00014816 | 0 | 2.7285 | 2.8557 | 3.0192 | 3.7905 | 4.0575 | 4.4187 | 9.5055e-06
1536 | 0.0002039 | 0.00014791 | 0 | 2.7049 | 2.8557 | 3.0192 | 3.7424 | 4.0575 | 4.4187 | 2.3764e-05
1537 | 0.0002039 | 0.00014835 | 0 | 2.6903 | 2.8557 | 3.0192 | 3.7128 | 4.0575 | 4.4187 | 1.6553e-05
1538 | 0.0002039 | 0.00014833 | 0 | 2.6886 | 2.8557 | 3.0192 | 3.7093 | 4.0575 | 4.4187 | 1.0817e-05
1539 | 0.0002039 | 0.00014833 | 0 | 2.6886 | 2.8557 | 3.0192 | 3.7093 | 4.0575 | 4.4187 | 1.1308e-05
1540 | 0.0002039 | 0.00014796 | 0 | 2.6759 | 2.8557 | 3.0192 | 3.6836 | 4.0575 | 4.4187 | 9.1778e-06
1541 | 0.0002039 | 0.00014835 | 0 | 2.6591 | 2.8557 | 3.0192 | 3.6499 | 4.0575 | 4.4187 | 1.3603e-05
1542 | 0.0002039 | 0.00014817 | 0.00043316 | 2.6549 | 2.8557 | 3.0192 | 3.6416 | 4.0575 | 4.4187 | 9.0139e-06
1543 | 0.0002039 | 0.00014769 | 0.00566 | 2.6742 | 2.8557 | 3.0192 | 3.6802 | 4.0575 | 4.4187 | 0.00066064
1544 | 0.0002039 | 0.00014788 | 0.014092 | 2.711 | 2.8557 | 3.0192 | 3.7548 | 4.0575 | 4.4187 | 8.2928e-05
1545 | 0.0002039 | 0.00014806 | 0.016633 | 2.7632 | 2.8557 | 3.0192 | 3.8621 | 4.0575 | 4.4187 | 6.6539e-05
1546 | 0.0002039 | 0.0001476 | 0.024835 | 2.7868 | 2.8557 | 3.0192 | 3.9113 | 4.0575 | 4.4187 | 0.00010931
1547 | 0.0002039 | 0.00014722 | 0.030379 | 2.8239 | 2.8557 | 3.0192 | 3.9896 | 4.0575 | 4.4187 | 0.00010423
1548 | 0.00018429 | 0.00014156 | 0.026279 | 2.8563 | 2.8557 | 3.0192 | 4.0587 | 4.0575 | 4.4187 | 0.00019781
1549 | 0.00018033 | 0.00014068 | 0.020445 | 2.8553 | 2.8557 | 3.0192 | 4.0566 | 4.0575 | 4.4187 | 9.2925e-05
1550 | 0.0001632 | 0.00013541 | 0.021889 | 2.8602 | 2.8557 | 3.0192 | 4.067 | 4.0575 | 4.4187 | 0.00012046
1551 | 0.00014838 | 0.00013049 | 0.014265 | 2.8631 | 2.8557 | 3.0192 | 4.0732 | 4.0575 | 4.4187 | 8.473e-05
1552 | 0.00014776 | 0.00013007 | 0.0056792 | 2.8381 | 2.8557 | 3.0192 | 4.0198 | 4.0575 | 4.4187 | 0.00010505
1553 | 0.00015212 | 0.00013194 | 0.00057755 | 2.8108 | 2.8557 | 3.0192 | 3.9619 | 4.0575 | 4.4187 | 8.3419e-05
1554 | 0.00016809 | 0.00013686 | 0 | 2.7822 | 2.8557 | 3.0192 | 3.9018 | 4.0575 | 4.4187 | 0.00027517
1555 | 0.0002039 | 0.00014752 | 0 | 2.7479 | 2.8557 | 3.0192 | 3.8305 | 4.0575 | 4.4187 | 0.00027746
1556 | 0.0002039 | 0.00014847 | 0 | 2.711 | 2.8557 | 3.0192 | 3.7548 | 4.0575 | 4.4187 | 0.00024239
1557 | 0.0002039 | 0.00014608 | 0 | 2.7058 | 2.8557 | 3.0192 | 3.7442 | 4.0575 | 4.4187 | 0.0002537
1558 | 0.0002039 | 0.0001476 | 0 | 2.681 | 2.8557 | 3.0192 | 3.6939 | 4.0575 | 4.4187 | 1.2947e-05
1559 | 0.0002039 | 0.00014825 | 0 | 2.6683 | 2.8557 | 3.0192 | 3.6684 | 4.0575 | 4.4187 | 1.0325e-05
1560 | 0.0002039 | 0.00014814 | 0 | 2.6616 | 2.8548 | 3.0192 | 3.6549 | 4.0554 | 4.4187 | 1.7864e-05
1561 | 0.0002039 | 0.00014813 | 0 | 2.6541 | 2.8548 | 3.0192 | 3.6399 | 4.0554 | 4.4187 | 1.4094e-05
1562 | 0.0002039 | 0.00014772 | 0 | 2.6409 | 2.8548 | 3.0192 | 3.6135 | 4.0554 | 4.4187 | 1.2783e-05
1563 | 0.0002039 | 0.00014732 | 0 | 2.6433 | 2.8548 | 3.0192 | 3.6184 | 4.0554 | 4.4187 | 2.065e-05
1564 | 0.0002039 | 0.00014677 | 0 | 2.6376 | 2.8548 | 3.0192 | 3.607 | 4.0554 | 4.4187 | 2.0486e-05
1565 | 0.0002039 | 0.00014678 | 0 | 2.6376 | 2.8548 | 3.0192 | 3.607 | 4.0554 | 4.4187 | 1.0325e-05
1566 | 0.0002039 | 0.00014658 | 0.00064974 | 2.6253 | 2.8548 | 3.0192 | 3.5827 | 4.0554 | 4.4187 | 9.3417e-06
1567 | 0.0002039 | 0.00014732 | 0.0053712 | 2.6525 | 2.8548 | 3.0192 | 3.6366 | 4.0554 | 4.4187 | 0.00070603
1568 | 0.0002039 | 0.00014808 | 0.013168 | 2.6981 | 2.8548 | 3.0192 | 3.7284 | 4.0554 | 4.4187 | 7.375e-05
1569 | 0.0002039 | 0.00014791 | 0.018135 | 2.7417 | 2.8548 | 3.0192 | 3.8177 | 4.0554 | 4.4187 | 6.998e-05
1570 | 0.0002039 | 0.00014756 | 0.024488 | 2.7905 | 2.8548 | 3.0192 | 3.919 | 4.0554 | 4.4187 | 7.7683e-05
1571 | 0.0002039 | 0.00014787 | 0.022698 | 2.8343 | 2.8548 | 3.0192 | 4.0117 | 4.0554 | 4.4187 | 0.00010407
1572 | 0.00018534 | 0.00014211 | 0.020734 | 2.8477 | 2.8548 | 3.0192 | 4.0402 | 4.0554 | 4.4187 | 0.00023616
1573 | 0.00019454 | 0.00014314 | 0.019059 | 2.8391 | 2.8548 | 3.0192 | 4.0218 | 4.0554 | 4.4187 | 0.00010751
1574 | 0.00016586 | 0.00013624 | 0.014843 | 2.808 | 2.8548 | 3.0192 | 3.956 | 4.0554 | 4.4187 | 9.145e-05
1575 | 0.00014896 | 0.00013079 | 0.010396 | 2.8071 | 2.8548 | 3.0192 | 3.954 | 4.0554 | 4.4187 | 7.2275e-05
1576 | 0.00014267 | 0.0001287 | 0.0036578 | 2.7978 | 2.8538 | 3.0192 | 3.9345 | 4.0533 | 4.4187 | 7.6864e-05
1577 | 0.00015593 | 0.00013336 | 0.00050536 | 2.7623 | 2.8538 | 3.0192 | 3.8602 | 4.0533 | 4.4187 | 0.00010604
1578 | 0.00017217 | 0.00013799 | 0 | 2.739 | 2.8538 | 3.0192 | 3.8122 | 4.0533 | 4.4187 | 0.00026124
1579 | 0.0002039 | 0.00014713 | 0 | 2.7329 | 2.8538 | 3.0192 | 3.7995 | 4.0533 | 4.4187 | 0.00023321
1580 | 0.0002039 | 0.00014814 | 0 | 2.7162 | 2.8538 | 3.0192 | 3.7654 | 4.0533 | 4.4187 | 0.00025976
1581 | 0.0002039 | 0.00014773 | 0 | 2.7024 | 2.8538 | 3.0192 | 3.7372 | 4.0533 | 4.4187 | 0.00027796
1582 | 0.0002039 | 0.0001483 | 0 | 2.7084 | 2.8538 | 3.0192 | 3.7495 | 4.0533 | 4.4187 | 8.85e-06
1583 | 0.0002039 | 0.00014782 | 0 | 2.7006 | 2.8538 | 3.0192 | 3.7337 | 4.0533 | 4.4187 | 1.0161e-05
1584 | 0.0002039 | 0.00014805 | 0 | 2.6929 | 2.8538 | 3.0192 | 3.718 | 4.0533 | 4.4187 | 1.1636e-05
1585 | 0.0002039 | 0.00014805 | 0 | 2.6844 | 2.8538 | 3.0192 | 3.7007 | 4.0533 | 4.4187 | 2.0486e-05
1586 | 0.0002039 | 0.00014722 | 0 | 2.6861 | 2.8538 | 3.0192 | 3.7042 | 4.0533 | 4.4187 | 9.0139e-06
1587 | 0.0002039 | 0.00014791 | 0 | 2.6878 | 2.8528 | 3.0192 | 3.7076 | 4.0513 | 4.4187 | 1.3275e-05
1588 | 0.0002039 | 0.00014739 | 0 | 2.6903 | 2.8528 | 3.0192 | 3.7128 | 4.0513 | 4.4187 | 9.5055e-06
1589 | 0.0002039 | 0.00014785 | 0 | 2.681 | 2.8528 | 3.0192 | 3.6939 | 4.0513 | 4.4187 | 1.0653e-05
1590 | 0.0002039 | 0.00014784 | 0.00072194 | 2.6759 | 2.8538 | 3.0192 | 3.6836 | 4.0533 | 4.4187 | 4.9167e-06
1591 | 0.0002039 | 0.00014771 | 0.005198 | 2.6793 | 2.8528 | 3.0192 | 3.6905 | 4.0513 | 4.4187 | 0.00070784
1592 | 0.0002039 | 0.00014787 | 0.013053 | 2.7136 | 2.8528 | 3.0192 | 3.7601 | 4.0513 | 4.4187 | 6.998e-05
1593 | 0.0002039 | 0.00014802 | 0.019175 | 2.7533 | 2.8528 | 3.0192 | 3.8416 | 4.0513 | 4.4187 | 9.2105e-05
1594 | 0.0002039 | 0.000148 | 0.029975 | 2.7877 | 2.8528 | 3.0192 | 3.9133 | 4.0513 | 4.4187 | 0.00011997
1595 | 0.0002039 | 0.00014792 | 0.02778 | 2.8062 | 2.8528 | 3.0192 | 3.9521 | 4.0513 | 4.4187 | 9.948e-05
1596 | 0.0002039 | 0.00014683 | 0.027491 | 2.8448 | 2.8519 | 3.0192 | 4.0341 | 4.0492 | 4.4187 | 0.00021601
1597 | 0.0002039 | 0.00014778 | 0.021774 | 2.8708 | 2.8519 | 3.0192 | 4.0899 | 4.0492 | 4.4187 | 0.00010096
1598 | 0.00019221 | 0.00014454 | 0.020792 | 2.8631 | 2.8519 | 3.0192 | 4.0732 | 4.0492 | 4.4187 | 0.0001021
1599 | 0.00016366 | 0.00013574 | 0.01519 | 2.8708 | 2.8519 | 3.0192 | 4.0899 | 4.0492 | 4.4187 | 9.6367e-05
1600 | 0.00015826 | 0.00013409 | 0.0060643 | 2.8025 | 2.8519 | 3.0192 | 3.9442 | 4.0492 | 4.4187 | 8.9319e-05
1601 | 0.0001775 | 0.00013927 | 0.00086633 | 2.774 | 2.8519 | 3.0192 | 3.8847 | 4.0492 | 4.4187 | 8.0305e-05
1602 | 0.00016915 | 0.00013684 | 0 | 2.732 | 2.8519 | 3.0192 | 3.7977 | 4.0492 | 4.4187 | 0.00029533
1603 | 0.0002039 | 0.00014759 | 0 | 2.6793 | 2.8519 | 3.0192 | 3.6905 | 4.0492 | 4.4187 | 0.00024682
1604 | 0.0002039 | 0.0001455 | 0 | 2.6776 | 2.8509 | 3.0192 | 3.687 | 4.0472 | 4.4187 | 0.00028271
1605 | 0.0002039 | 0.00014794 | 0 | 2.6675 | 2.8509 | 3.0192 | 3.6667 | 4.0472 | 4.4187 | 0.00025665
1606 | 0.0002039 | 0.00014717 | 0 | 2.6725 | 2.8509 | 3.0192 | 3.6768 | 4.0472 | 4.4187 | 1.3603e-05
1607 | 0.0002039 | 0.00014794 | 0 | 2.6591 | 2.8509 | 3.0192 | 3.6499 | 4.0472 | 4.4187 | 8.85e-06
1608 | 0.0002039 | 0.00014804 | 0 | 2.6261 | 2.8509 | 3.0192 | 3.5843 | 4.0472 | 4.4187 | 3.7203e-05
1609 | 0.0002039 | 0.00014786 | 0 | 2.6068 | 2.8509 | 3.0192 | 3.546 | 4.0472 | 4.4187 | 2.4911e-05
1610 | 0.0002039 | 0.00014768 | 0 | 2.594 | 2.8509 | 3.0192 | 3.5209 | 4.0472 | 4.4187 | 3.245e-05
1611 | 0.0002039 | 0.00014763 | 0 | 2.5884 | 2.8509 | 3.0192 | 3.5101 | 4.0472 | 4.4187 | 2.4583e-05
1612 | 0.0002039 | 0.00014535 | 0 | 2.5861 | 2.8519 | 3.0192 | 3.5055 | 4.0492 | 4.4187 | 1.9831e-05
1613 | 0.0002039 | 0.00014733 | 0 | 2.5853 | 2.8519 | 3.0192 | 3.5039 | 4.0492 | 4.4187 | 2.4911e-05
1614 | 0.0002039 | 0.00014476 | 0.0012273 | 2.5853 | 2.8519 | 3.0192 | 3.5039 | 4.0492 | 4.4187 | 2.1306e-05
1615 | 0.0002039 | 0.00014727 | 0.0080857 | 2.631 | 2.8519 | 3.0192 | 3.594 | 4.0492 | 4.4187 | 0.00062278
1616 | 0.0002039 | 0.00014794 | 0.0175 | 2.6767 | 2.8519 | 3.0192 | 3.6853 | 4.0492 | 4.4187 | 0.00061475
1617 | 0.0002039 | 0.00014803 | 0.028993 | 2.7329 | 2.8509 | 3.0192 | 3.7995 | 4.0472 | 4.4187 | 8.6861e-05
1618 | 0.0002039 | 0.00014799 | 0.040371 | 2.7713 | 2.85 | 3.0192 | 3.879 | 4.0451 | 4.4187 | 0.00011144
1619 | 0.0002039 | 0.0001479 | 0.045453 | 2.8192 | 2.85 | 3.0192 | 3.9797 | 4.0451 | 4.4187 | 7.7355e-05
1620 | 0.00020052 | 0.00014704 | 0.037425 | 2.8573 | 2.85 | 3.0192 | 4.0608 | 4.0451 | 4.4187 | 9.2925e-05
1621 | 0.00020085 | 0.00014506 | 0.029744 | 2.8835 | 2.85 | 3.0192 | 4.1174 | 4.0451 | 4.4187 | 9.3417e-05
1622 | 0.00020131 | 0.00014713 | 0.021427 | 2.9013 | 2.85 | 3.0192 | 4.156 | 4.0451 | 4.4187 | 0.00011259
1623 | 0.00017004 | 0.00013769 | 0.016345 | 2.9113 | 2.85 | 3.0192 | 4.1778 | 4.0451 | 4.4187 | 0.00030156
1624 | 0.0001705 | 0.00013778 | 0.0083023 | 2.8993 | 2.85 | 3.0192 | 4.1517 | 4.0451 | 4.4187 | 0.00030074
1625 | 0.0001527 | 0.00013197 | 0.00086633 | 2.8496 | 2.849 | 3.0192 | 4.0443 | 4.0431 | 4.4187 | 5.228e-05
1626 | 0.00016388 | 0.00013589 | 0 | 2.7614 | 2.849 | 3.0192 | 3.8583 | 4.0431 | 4.4187 | 4.0808e-05
1627 | 0.0002039 | 0.00014644 | 0 | 2.7145 | 2.848 | 3.0192 | 3.7619 | 4.041 | 4.4187 | 5.1625e-05
1628 | 0.0002039 | 0.00014815 | 0 | 2.6852 | 2.8471 | 3.0192 | 3.7025 | 4.0389 | 4.4187 | 0.00020912
1629 | 0.0002039 | 0.00014756 | 0 | 2.6658 | 2.8471 | 3.0192 | 3.6633 | 4.0389 | 4.4187 | 0.00020142
1630 | 0.0002039 | 0.00014699 | 0 | 2.6475 | 2.8471 | 3.0192 | 3.6267 | 4.0389 | 4.4187 | 0.00016815
1631 | 0.0002039 | 0.00014756 | 0 | 2.6433 | 2.8471 | 3.0192 | 3.6184 | 4.0389 | 4.4187 | 2.1797e-05
1632 | 0.0002039 | 0.00014762 | 0 | 2.6278 | 2.8471 | 3.0192 | 3.5875 | 4.0389 | 4.4187 | 2.4419e-05
1633 | 0.0002039 | 0.00014731 | 0 | 2.6196 | 2.8471 | 3.0192 | 3.5714 | 4.0389 | 4.4187 | 2.8353e-05
1634 | 0.0002039 | 0.00014671 | 0 | 2.6213 | 2.8461 | 3.0192 | 3.5746 | 4.0369 | 4.4187 | 3.9333e-05
1635 | 0.0002039 | 0.0001468 | 0 | 2.6156 | 2.8461 | 3.0192 | 3.5634 | 4.0369 | 4.4187 | 2.5239e-05
1636 | 0.0002039 | 0.00014649 | 0 | 2.6012 | 2.8461 | 3.0192 | 3.535 | 4.0369 | 4.4187 | 4.3594e-05
1637 | 0.0002039 | 0.00014559 | 0 | 2.6156 | 2.8461 | 3.0192 | 3.5634 | 4.0369 | 4.4187 | 3.1467e-05
1638 | 0.0002039 | 0.00014558 | 0.0010829 | 2.6028 | 2.8461 | 3.0192 | 3.5381 | 4.0369 | 4.4187 | 2.36e-05
1639 | 0.0002039 | 0.00014768 | 0.0075082 | 2.6425 | 2.8461 | 3.0192 | 3.6168 | 4.0369 | 4.4187 | 0.00060786
1640 | 0.0002039 | 0.00014797 | 0.024257 | 2.7119 | 2.8461 | 3.0192 | 3.7565 | 4.0369 | 4.4187 | 0.00061704
1641 | 0.0002039 | 0.00014808 | 0.035158 | 2.7868 | 2.8452 | 3.0192 | 3.9113 | 4.0349 | 4.4187 | 0.000108
1642 | 0.0002039 | 0.00014802 | 0.042277 | 2.864 | 2.8452 | 3.0192 | 4.0753 | 4.0349 | 4.4187 | 0.00010702
1643 | 0.0002039 | 0.00014798 | 0.043721 | 2.9243 | 2.8452 | 3.0192 | 4.2065 | 4.0349 | 4.4187 | 6.8178e-05
1644 | 0.00019814 | 0.00014617 | 0.039273 | 2.959 | 2.8452 | 3.0192 | 4.2833 | 4.0349 | 4.4187 | 9.735e-05
1645 | 0.00017946 | 0.00014059 | 0.029455 | 2.9746 | 2.8442 | 3.0192 | 4.3181 | 4.0328 | 4.4187 | 9.8333e-05
1646 | 0.00014183 | 0.00012849 | 0.027434 | 2.9946 | 2.8442 | 3.0192 | 4.363 | 4.0328 | 4.4187 | 7.3914e-05
1647 | 0.00012156 | 0.0001221 | 0.017615 | 3.002 | 2.8442 | 3.0192 | 4.3798 | 4.0328 | 4.4187 | 0.00032188
1648 | 0.00011207 | 0.00011903 | 0.0081579 | 2.9757 | 2.8442 | 3.0192 | 4.3204 | 4.0328 | 4.4187 | 0.00031647
1649 | 0.00010926 | 0.00011857 | 0.00098184 | 2.9223 | 2.8442 | 3.0192 | 4.202 | 4.0328 | 4.4187 | 5.5067e-05
1650 | 0.00011243 | 0.00011952 | 0 | 2.8544 | 2.8442 | 3.0192 | 4.0546 | 4.0328 | 4.4187 | 3.7694e-05
1651 | 0.00017436 | 0.00013929 | 0 | 2.7895 | 2.8442 | 3.0192 | 3.9171 | 4.0328 | 4.4187 | 4.5889e-05
1652 | 0.0002039 | 0.00014818 | 0 | 2.7686 | 2.8433 | 3.0192 | 3.8733 | 4.0308 | 4.4187 | 0.00016831
1653 | 0.0002039 | 0.00014783 | 0 | 2.7276 | 2.8433 | 3.0192 | 3.7887 | 4.0308 | 4.4187 | 0.00018257
1654 | 0.0002039 | 0.00014766 | 0 | 2.7075 | 2.8433 | 3.0192 | 3.7477 | 4.0308 | 4.4187 | 0.0001516
1655 | 0.0002039 | 0.00014813 | 0 | 2.6878 | 2.8433 | 3.0192 | 3.7076 | 4.0308 | 4.4187 | 2.6878e-05
1656 | 0.0002039 | 0.00014813 | 0 | 2.6963 | 2.8433 | 3.0192 | 3.7249 | 4.0308 | 4.4187 | 1.0817e-05
1657 | 0.0002039 | 0.0001481 | 0 | 2.7162 | 2.8442 | 3.0192 | 3.7654 | 4.0328 | 4.4187 | 1.2292e-05
1658 | 0.0002039 | 0.00014719 | 0 | 2.7188 | 2.8442 | 3.0192 | 3.7707 | 4.0328 | 4.4187 | 1.6881e-05
1659 | 0.0002039 | 0.000148 | 0 | 2.7084 | 2.8442 | 3.0192 | 3.7495 | 4.0328 | 4.4187 | 1.2292e-05
1660 | 0.0002039 | 0.00014377 | 0 | 2.7084 | 2.8433 | 3.0192 | 3.7495 | 4.0308 | 4.4187 | 7.2111e-06
1661 | 0.0002039 | 0.00014765 | 0 | 2.7188 | 2.8433 | 3.0192 | 3.7707 | 4.0308 | 4.4187 | 8.0305e-06
1662 | 0.0002039 | 0.00014761 | 0.00072194 | 2.7197 | 2.8433 | 3.0192 | 3.7725 | 4.0308 | 4.4187 | 1.0489e-05
1663 | 0.0002039 | 0.00014747 | 0.0039273 | 2.7767 | 2.8433 | 3.0192 | 3.8904 | 4.0308 | 4.4187 | 0.00067539
1664 | 0.0002039 | 0.00014708 | 0.010338 | 2.8353 | 2.8433 | 3.0192 | 4.0137 | 4.0308 | 4.4187 | 9.145e-05
1665 | 0.0002039 | 0.00014785 | 0.018828 | 2.9063 | 2.8433 | 3.0192 | 4.1669 | 4.0308 | 4.4187 | 7.4242e-05
1666 | 0.0002039 | 0.00014731 | 0.022871 | 2.958 | 2.8433 | 3.0192 | 4.281 | 4.0308 | 4.4187 | 9.8989e-05
1667 | 0.00019612 | 0.00014501 | 0.024835 | 3.0213 | 2.8452 | 3.0192 | 4.4235 | 4.0349 | 4.4187 | 9.5547e-05
1668 | 0.00017819 | 0.00014005 | 0.027145 | 3.054 | 2.8452 | 3.0192 | 4.4984 | 4.0349 | 4.4187 | 0.00023518
1669 | 0.00017741 | 0.00013992 | 0.025643 | 3.0952 | 2.8452 | 3.0192 | 4.5943 | 4.0349 | 4.4187 | 0.0001121
1670 | 0.00016399 | 0.00013509 | 0.021312 | 3.1054 | 2.8442 | 3.0192 | 4.6183 | 4.0328 | 4.4187 | 0.00010653
1671 | 0.00015249 | 0.0001321 | 0.012648 | 3.0562 | 2.8442 | 3.0192 | 4.5035 | 4.0328 | 4.4187 | 9.7678e-05
1672 | 0.00016236 | 0.00013502 | 0.0056311 | 3.0332 | 2.8452 | 3.0192 | 4.4507 | 4.0349 | 4.4187 | 8.85e-05
1673 | 0.0001516 | 0.00013187 | 0.0010107 | 2.9715 | 2.8442 | 3.0192 | 4.3111 | 4.0328 | 4.4187 | 7.0308e-05
1674 | 0.00016288 | 0.00013526 | 0 | 2.9223 | 2.8442 | 3.0192 | 4.202 | 4.0328 | 4.4187 | 0.00025829
1675 | 0.0002039 | 0.00014729 | 0 | 2.9063 | 2.8442 | 3.0192 | 4.1669 | 4.0328 | 4.4187 | 0.00028713
1676 | 0.0002039 | 0.00014713 | 0 | 2.8894 | 2.8461 | 3.0192 | 4.1302 | 4.0369 | 4.4187 | 0.00026845
1677 | 0.0002039 | 0.00014633 | 0 | 2.8553 | 2.8461 | 3.0192 | 4.0566 | 4.0369 | 4.4187 | 0.00029566
1678 | 0.0002039 | 0.00014701 | 0 | 2.8343 | 2.8461 | 3.0192 | 4.0117 | 4.0369 | 4.4187 | 7.0472e-06
1679 | 0.0002039 | 0.00014688 | 0 | 2.7932 | 2.8461 | 3.0192 | 3.9248 | 4.0369 | 4.4187 | 1.2456e-05
1680 | 0.0002039 | 0.00014706 | 0 | 2.7868 | 2.8461 | 3.0192 | 3.9113 | 4.0369 | 4.4187 | 1.3603e-05
1681 | 0.0002039 | 0.00014669 | 0 | 2.7923 | 2.8461 | 3.0192 | 3.9229 | 4.0369 | 4.4187 | 1.9667e-05
1682 | 0.0002039 | 0.00014753 | 0 | 2.7951 | 2.8452 | 3.0192 | 3.9287 | 4.0349 | 4.4187 | 1.5406e-05
1683 | 0.0002039 | 0.00014794 | 0 | 2.7542 | 2.8452 | 3.0192 | 3.8435 | 4.0349 | 4.4187 | 2.0978e-05
1684 | 0.0002039 | 0.0001478 | 0 | 2.7569 | 2.8461 | 3.0192 | 3.849 | 4.0369 | 4.4187 | 9.1778e-06
1685 | 0.0002039 | 0.00014662 | 0 | 2.7795 | 2.8461 | 3.0192 | 3.8961 | 4.0369 | 4.4187 | 1.5242e-05
1686 | 0.0002039 | 0.00014741 | 0.00075082 | 2.7587 | 2.8461 | 3.0192 | 3.8527 | 4.0369 | 4.4187 | 1.7536e-05
1687 | 0.0002039 | 0.00014757 | 0.0044471 | 2.7895 | 2.8452 | 3.0192 | 3.9171 | 4.0349 | 4.4187 | 0.000659
1688 | 0.0002039 | 0.00014735 | 0.01184 | 2.8324 | 2.8461 | 3.0192 | 4.0077 | 4.0369 | 4.4187 | 6.9653e-05
1689 | 0.0002039 | 0.00014712 | 0.024892 | 2.8757 | 2.8471 | 3.0192 | 4.1004 | 4.0389 | 4.4187 | 7.7683e-05
1690 | 0.0002039 | 0.00014776 | 0.027029 | 2.9073 | 2.8471 | 3.0192 | 4.1691 | 4.0389 | 4.4187 | 9.2925e-05
1691 | 0.0002039 | 0.00014776 | 0.024835 | 2.9508 | 2.8471 | 3.0192 | 4.265 | 4.0389 | 4.4187 | 0.00010882
1692 | 0.00019756 | 0.00014587 | 0.023737 | 2.9988 | 2.8471 | 3.0192 | 4.3726 | 4.0389 | 4.4187 | 0.00022387
1693 | 0.00019435 | 0.00014502 | 0.02368 | 3.0386 | 2.8471 | 3.0192 | 4.4631 | 4.0389 | 4.4187 | 9.0139e-05
1694 | 0.0001853 | 0.00014223 | 0.02085 | 3.0529 | 2.849 | 3.0192 | 4.4959 | 4.0431 | 4.4187 | 0.00011357
1695 | 0.00016177 | 0.00013452 | 0.015478 | 3.0661 | 2.849 | 3.0192 | 4.5265 | 4.0431 | 4.4187 | 0.0001044
1696 | 0.00016862 | 0.00013699 | 0.0066418 | 3.075 | 2.849 | 3.0192 | 4.5471 | 4.0431 | 4.4187 | 8.6697e-05
1697 | 0.00017152 | 0.00013801 | 0.0010829 | 2.9999 | 2.849 | 3.0192 | 4.375 | 4.0431 | 4.4187 | 8.5222e-05
1698 | 0.00016777 | 0.0001368 | 0 | 2.9253 | 2.849 | 3.0192 | 4.2087 | 4.0431 | 4.4187 | 0.00027222
1699 | 0.0002039 | 0.00014815 | 0 | 2.8689 | 2.848 | 3.0192 | 4.0857 | 4.041 | 4.4187 | 0.00025665
1700 | 0.0002039 | 0.00014774 | 0 | 2.8277 | 2.849 | 3.0192 | 3.9976 | 4.0431 | 4.4187 | 0.00028713
1701 | 0.0002039 | 0.00014726 | 0 | 2.8052 | 2.848 | 3.0192 | 3.9501 | 4.041 | 4.4187 | 0.0002673
1702 | 0.0002039 | 0.00014699 | 0 | 2.7951 | 2.848 | 3.0192 | 3.9287 | 4.041 | 4.4187 | 1.3767e-05
1703 | 0.0002039 | 0.00014767 | 0 | 2.774 | 2.848 | 3.0192 | 3.8847 | 4.041 | 4.4187 | 1.1636e-05
1704 | 0.0002039 | 0.00014744 | 0 | 2.7677 | 2.848 | 3.0192 | 3.8715 | 4.041 | 4.4187 | 9.5055e-06
1705 | 0.0002039 | 0.00014761 | 0 | 2.7453 | 2.85 | 3.0192 | 3.825 | 4.0451 | 4.4187 | 1.6225e-05
1706 | 0.0002039 | 0.00014559 | 0 | 2.7479 | 2.85 | 3.0192 | 3.8305 | 4.0451 | 4.4187 | 1.2947e-05
1707 | 0.0002039 | 0.00014728 | 0 | 2.774 | 2.85 | 3.0192 | 3.8847 | 4.0451 | 4.4187 | 9.9972e-06
1708 | 0.0002039 | 0.00014647 | 0 | 2.7668 | 2.85 | 3.0192 | 3.8696 | 4.0451 | 4.4187 | 1.77e-05
1709 | 0.0002039 | 0.00014671 | 0 | 2.7578 | 2.85 | 3.0192 | 3.8509 | 4.0451 | 4.4187 | 1.4422e-05
1710 | 0.0002039 | 0.0001463 | 0.00077007 | 2.7569 | 2.85 | 3.0192 | 3.849 | 4.0451 | 4.4187 | 1.2456e-05
1711 | 0.0002039 | 0.00014724 | 0.0038118 | 2.8108 | 2.8519 | 3.0192 | 3.9619 | 4.0492 | 4.4187 | 0.00061376
1712 | 0.0002039 | 0.00014727 | 0.0092408 | 2.8865 | 2.8519 | 3.0192 | 4.1238 | 4.0492 | 4.4187 | 8.9483e-05
1713 | 0.0002039 | 0.00014702 | 0.02033 | 2.9684 | 2.8519 | 3.0192 | 4.3041 | 4.0492 | 4.4187 | 7.2439e-05
1714 | 0.0002039 | 0.00014778 | 0.023737 | 3.0127 | 2.8528 | 3.0192 | 4.404 | 4.0513 | 4.4187 | 9.3089e-05
1715 | 0.0002039 | 0.00014708 | 0.028242 | 3.0181 | 2.8519 | 3.0192 | 4.4162 | 4.0492 | 4.4187 | 0.00011734
1716 | 0.00019873 | 0.00014629 | 0.025585 | 3.0507 | 2.8519 | 3.0192 | 4.4908 | 4.0492 | 4.4187 | 0.00020666
1717 | 0.0001883 | 0.00014314 | 0.020503 | 3.065 | 2.8528 | 3.0192 | 4.5239 | 4.0513 | 4.4187 | 9.4892e-05
1718 | 0.00017263 | 0.00013838 | 0.014323 | 3.0683 | 2.8519 | 3.0192 | 4.5316 | 4.0492 | 4.4187 | 9.8005e-05
1719 | 0.00015362 | 0.00013193 | 0.01236 | 3.0562 | 2.8519 | 3.0192 | 4.5035 | 4.0492 | 4.4187 | 0.00010014
1720 | 0.00014586 | 0.00013003 | 0.0051258 | 3.043 | 2.8519 | 3.0192 | 4.4732 | 4.0492 | 4.4187 | 0.00010456
1721 | 0.00017431 | 0.00013836 | 0.0010107 | 2.9967 | 2.8538 | 3.0192 | 4.3678 | 4.0533 | 4.4187 | 8.9811e-05
1722 | 0.00015886 | 0.00013127 | 0 | 2.9457 | 2.8538 | 3.0192 | 4.2536 | 4.0533 | 4.4187 | 0.00024272
1723 | 0.0002039 | 0.00014792 | 0 | 2.9033 | 2.8538 | 3.0192 | 4.1604 | 4.0533 | 4.4187 | 0.00028091
1724 | 0.0002039 | 0.00014797 | 0 | 2.8865 | 2.8538 | 3.0192 | 4.1238 | 4.0533 | 4.4187 | 0.00026173
1725 | 0.0002039 | 0.00014653 | 0 | 2.8865 | 2.8538 | 3.0192 | 4.1238 | 4.0533 | 4.4187 | 0.00023764
1726 | 0.0002039 | 0.00014697 | 0 | 2.8914 | 2.8519 | 3.0192 | 4.1345 | 4.0492 | 4.4187 | 1.1308e-05
1727 | 0.0002039 | 0.00014709 | 0 | 2.8515 | 2.8519 | 3.0192 | 4.0484 | 4.0492 | 4.4187 | 8.85e-06
1728 | 0.0002039 | 0.00014709 | 0 | 2.8277 | 2.8538 | 3.0192 | 3.9976 | 4.0533 | 4.4187 | 2.065e-05
1729 | 0.0002039 | 0.00014739 | 0 | 2.8127 | 2.8538 | 3.0192 | 3.9658 | 4.0533 | 4.4187 | 1.9011e-05
1730 | 0.0002039 | 0.00014755 | 0 | 2.8183 | 2.8538 | 3.0192 | 3.9777 | 4.0533 | 4.4187 | 1.8192e-05
1731 | 0.0002039 | 0.0001465 | 0 | 2.8136 | 2.8548 | 3.0192 | 3.9678 | 4.0554 | 4.4187 | 1.0653e-05
1732 | 0.0002039 | 0.00014654 | 0 | 2.7686 | 2.8557 | 3.0192 | 3.8733 | 4.0575 | 4.4187 | 9.1778e-06
1733 | 0.0002039 | 0.00014719 | 0 | 2.7804 | 2.8548 | 3.0192 | 3.898 | 4.0554 | 4.4187 | 5.5722e-06
1734 | 0.0002039 | 0.00014654 | 0.0012995 | 2.8025 | 2.8548 | 3.0192 | 3.9442 | 4.0554 | 4.4187 | 1.5733e-05
1735 | 0.0002039 | 0.00014749 | 0.0076237 | 2.8621 | 2.8548 | 3.0192 | 4.0711 | 4.0554 | 4.4187 | 0.00062458
1736 | 0.0002039 | 0.00014766 | 0.014612 | 2.9426 | 2.8567 | 3.0192 | 4.2468 | 4.0595 | 4.4187 | 7.2111e-05
1737 | 0.0002039 | 0.00014778 | 0.017673 | 3.0074 | 2.8567 | 3.0192 | 4.3918 | 4.0595 | 4.4187 | 8.2108e-05
1738 | 0.0002039 | 0.00014767 | 0.023449 | 3.0717 | 2.8567 | 3.0192 | 4.5394 | 4.0595 | 4.4187 | 9.4728e-05
1739 | 0.0002039 | 0.00014661 | 0.027838 | 3.1134 | 2.8567 | 3.0192 | 4.6371 | 4.0595 | 4.4187 | 8.26e-05
1740 | 0.0002039 | 0.00014769 | 0.030899 | 3.1681 | 2.8567 | 3.0192 | 4.7674 | 4.0595 | 4.4187 | 0.0002201
1741 | 0.00019492 | 0.00014501 | 0.023564 | 3.1788 | 2.8567 | 3.0192 | 4.7932 | 4.0595 | 4.4187 | 0.00010063
1742 | 0.00017797 | 0.00013947 | 0.012129 | 3.1423 | 2.8567 | 3.0192 | 4.7055 | 4.0595 | 4.4187 | 0.00010899
1743 | 0.00016395 | 0.00013519 | 0.0084467 | 3.1599 | 2.8567 | 3.0192 | 4.7475 | 4.0595 | 4.4187 | 8.85e-05
1744 | 0.0001463 | 0.00012945 | 0.0044038 | 3.1435 | 2.8567 | 3.0192 | 4.7083 | 4.0595 | 4.4187 | 7.6044e-05
1745 | 0.000155 | 0.00013251 | 0.00086633 | 3.0885 | 2.8567 | 3.0192 | 4.5785 | 4.0595 | 4.4187 | 7.965e-05
1746 | 0.00014683 | 0.00013013 | 0 | 3.0474 | 2.8577 | 3.0192 | 4.4832 | 4.0616 | 4.4187 | 0.00025501
1747 | 0.0002039 | 0.00014664 | 0 | 2.983 | 2.8577 | 3.0192 | 4.3369 | 4.0616 | 4.4187 | 0.00026468
1748 | 0.0002039 | 0.00014727 | 0 | 2.9715 | 2.8586 | 3.0192 | 4.3111 | 4.0637 | 4.4187 | 0.00026616
1749 | 0.0002039 | 0.00014428 | 0 | 2.9406 | 2.8586 | 3.0192 | 4.2423 | 4.0637 | 4.4187 | 0.00026157
1750 | 0.0002039 | 0.00014739 | 0 | 2.9284 | 2.8586 | 3.0192 | 4.2154 | 4.0637 | 4.4187 | 8.5222e-06
1751 | 0.0002039 | 0.00014769 | 0 | 2.8934 | 2.8586 | 3.0192 | 4.1388 | 4.0637 | 4.4187 | 1.18e-05
1752 | 0.0002039 | 0.00014677 | 0 | 2.8718 | 2.8586 | 3.0192 | 4.092 | 4.0637 | 4.4187 | 1.4914e-05
1753 | 0.0002039 | 0.00014749 | 0 | 2.8534 | 2.8586 | 3.0192 | 4.0525 | 4.0637 | 4.4187 | 1.6389e-05
1754 | 0.0002039 | 0.00014783 | 0 | 2.8391 | 2.8596 | 3.0192 | 4.0218 | 4.0658 | 4.4187 | 1.1144e-05
1755 | 0.0002039 | 0.00014787 | 0 | 2.8164 | 2.8586 | 3.0192 | 3.9737 | 4.0637 | 4.4187 | 5.4083e-06
1756 | 0.0002039 | 0.00014785 | 0 | 2.8155 | 2.8596 | 3.0192 | 3.9718 | 4.0658 | 4.4187 | 1.0161e-05
1757 | 0.0002039 | 0.00014793 | 0 | 2.7758 | 2.8596 | 3.0192 | 3.8885 | 4.0658 | 4.4187 | 8.3583e-06
1758 | 0.0002039 | 0.00014721 | 0.0015016 | 2.796 | 2.8606 | 3.0192 | 3.9306 | 4.0678 | 4.4187 | 1.8356e-05
1759 | 0.0002039 | 0.00014742 | 0.0065696 | 2.8563 | 2.8606 | 3.0192 | 4.0587 | 4.0678 | 4.4187 | 0.00061835
1760 | 0.0002039 | 0.00014751 | 0.01467 | 2.9253 | 2.8635 | 3.0192 | 4.2087 | 4.0741 | 4.4187 | 8.2108e-05
1761 | 0.0002039 | 0.00014766 | 0.020503 | 2.9851 | 2.8635 | 3.0192 | 4.3416 | 4.0741 | 4.4187 | 6.7194e-05
1762 | 0.0002039 | 0.00014724 | 0.025066 | 3.0202 | 2.8635 | 3.0192 | 4.4211 | 4.0741 | 4.4187 | 0.00010784
1763 | 0.0002039 | 0.00014727 | 0.027029 | 3.0321 | 2.8635 | 3.0192 | 4.4482 | 4.0741 | 4.4187 | 9.7022e-05
1764 | 0.00019034 | 0.00014322 | 0.028531 | 3.0683 | 2.8635 | 3.0192 | 4.5316 | 4.0741 | 4.4187 | 0.00022305
1765 | 0.00014916 | 0.00013035 | 0.021023 | 3.1009 | 2.8635 | 3.0192 | 4.6076 | 4.0741 | 4.4187 | 0.00010391
1766 | 0.00012958 | 0.00012432 | 0.018597 | 3.1054 | 2.8635 | 3.0192 | 4.6183 | 4.0741 | 4.4187 | 0.00011095
1767 | 0.0001134 | 0.00011933 | 0.011435 | 3.0862 | 2.8635 | 3.0192 | 4.5732 | 4.0741 | 4.4187 | 0.00010554
1768 | 0.00010227 | 0.0001105 | 0.0054145 | 2.9799 | 2.8635 | 3.0192 | 4.3298 | 4.0741 | 4.4187 | 8.0305e-05
1769 | 0.00011891 | 0.00011738 | 0.0014439 | 2.9294 | 2.8635 | 3.0192 | 4.2176 | 4.0741 | 4.4187 | 8.4239e-05
1770 | 0.00010106 | 0.0001153 | 0 | 2.8845 | 2.8635 | 3.0192 | 4.1195 | 4.0741 | 4.4187 | 0.00028746
1771 | 0.00014192 | 0.00013098 | 0 | 2.8372 | 2.8644 | 3.0192 | 4.0178 | 4.0762 | 4.4187 | 0.00026779
1772 | 0.00020009 | 0.00014374 | 0 | 2.8249 | 2.8644 | 3.0192 | 3.9916 | 4.0762 | 4.4187 | 0.0002555
1773 | 0.0002039 | 0.00014668 | 0 | 2.8305 | 2.8644 | 3.0192 | 4.0037 | 4.0762 | 4.4187 | 0.00022912
1774 | 0.0002039 | 0.0001472 | 0 | 2.8192 | 2.8654 | 3.0192 | 3.9797 | 4.0783 | 4.4187 | 1.5242e-05
1775 | 0.0002039 | 0.00014699 | 0 | 2.7822 | 2.8654 | 3.0192 | 3.9018 | 4.0783 | 4.4187 | 1.2292e-05
1776 | 0.0002039 | 0.00014714 | 0 | 2.7731 | 2.8664 | 3.0192 | 3.8828 | 4.0804 | 4.4187 | 1.3111e-05
1777 | 0.0002039 | 0.00014704 | 0 | 2.7623 | 2.8654 | 3.0192 | 3.8602 | 4.0783 | 4.4187 | 2.95e-05
1778 | 0.0002039 | 0.00014751 | 0 | 2.7444 | 2.8654 | 3.0192 | 3.8232 | 4.0783 | 4.4187 | 3.3269e-05
1779 | 0.0002039 | 0.00014579 | 0 | 2.7364 | 2.8664 | 3.0192 | 3.8068 | 4.0804 | 4.4187 | 2.8025e-05
1780 | 0.0002039 | 0.00014735 | 0 | 2.7302 | 2.8683 | 3.0192 | 3.7941 | 4.0845 | 4.4187 | 1.8192e-05
1781 | 0.0002039 | 0.00014687 | 0 | 2.7311 | 2.8673 | 3.0192 | 3.7959 | 4.0824 | 4.4187 | 2.6386e-05
1782 | 0.0002039 | 0.00014664 | 0.0013861 | 2.7417 | 2.8673 | 3.0192 | 3.8177 | 4.0824 | 4.4187 | 2.8025e-05
1783 | 0.0002039 | 0.00014721 | 0.0067862 | 2.7905 | 2.8673 | 3.0192 | 3.919 | 4.0824 | 4.4187 | 0.00062048
1784 | 0.0002039 | 0.00014689 | 0.013861 | 2.8315 | 2.8683 | 3.0192 | 4.0057 | 4.0845 | 4.4187 | 0.00057164
1785 | 0.0002039 | 0.0001475 | 0.021312 | 2.8983 | 2.8673 | 3.0192 | 4.1495 | 4.0824 | 4.4187 | 8.0142e-05
1786 | 0.0002039 | 0.00014719 | 0.031707 | 2.982 | 2.8683 | 3.0192 | 4.3345 | 4.0845 | 4.4187 | 8.0305e-05
1787 | 0.000189 | 0.00014192 | 0.030206 | 3.043 | 2.8683 | 3.0192 | 4.4732 | 4.0845 | 4.4187 | 8.2108e-05
1788 | 0.00017423 | 0.00013844 | 0.025643 | 3.1089 | 2.8683 | 3.0192 | 4.6263 | 4.0845 | 4.4187 | 8.9975e-05
1789 | 0.00019034 | 0.0001433 | 0.025412 | 3.1295 | 2.8693 | 3.0192 | 4.6751 | 4.0866 | 4.4187 | 8.6369e-05
1790 | 0.00015663 | 0.00013286 | 0.019117 | 3.1272 | 2.8693 | 3.0192 | 4.6697 | 4.0866 | 4.4187 | 9.145e-05
1791 | 0.0001356 | 0.00012658 | 0.01184 | 3.1077 | 2.8683 | 3.0192 | 4.6236 | 4.0845 | 4.4187 | 0.0003363
1792 | 0.00012293 | 0.00012247 | 0.0071472 | 3.0573 | 2.8683 | 3.0192 | 4.506 | 4.0845 | 4.4187 | 0.00031663
1793 | 0.0001173 | 0.00012049 | 0.0016364 | 3.0191 | 2.8693 | 3.0192 | 4.4186 | 4.0866 | 4.4187 | 5.6542e-05
1794 | 0.00012226 | 0.00012096 | 0 | 2.9705 | 2.8693 | 3.0192 | 4.3088 | 4.0866 | 4.4187 | 5.3755e-05
1795 | 0.00017474 | 0.00013669 | 0 | 2.9253 | 2.8703 | 3.0192 | 4.2087 | 4.0887 | 4.4187 | 6.0147e-05
1796 | 0.0002039 | 0.00014797 | 0 | 2.8884 | 2.8693 | 3.0192 | 4.1281 | 4.0866 | 4.4187 | 0.00017766
1797 | 0.0002039 | 0.00014732 | 0 | 2.8515 | 2.8703 | 3.0192 | 4.0484 | 4.0887 | 4.4187 | 0.00020273
1798 | 0.0002039 | 0.00014609 | 0 | 2.8381 | 2.8693 | 3.0192 | 4.0198 | 4.0866 | 4.4187 | 0.00016586
1799 | 0.0002039 | 0.0001458 | 0 | 2.7941 | 2.8703 | 3.0192 | 3.9268 | 4.0887 | 4.4187 | 1.9994e-05
1800 | 0.0002039 | 0.00014661 | 0 | 2.7895 | 2.8703 | 3.0192 | 3.9171 | 4.0887 | 4.4187 | 1.9667e-05
1801 | 0.0002039 | 0.00014702 | 0 | 2.7969 | 2.8703 | 3.0192 | 3.9326 | 4.0887 | 4.4187 | 1.4914e-05
1802 | 0.0002039 | 0.00014666 | 0 | 2.7905 | 2.8703 | 3.0192 | 3.919 | 4.0887 | 4.4187 | 3.4253e-05
1803 | 0.0002039 | 0.00014207 | 0 | 2.784 | 2.8703 | 3.0192 | 3.9056 | 4.0887 | 4.4187 | 3.0811e-05
1804 | 0.0002039 | 0.00014763 | 0 | 2.7767 | 2.8703 | 3.0192 | 3.8904 | 4.0887 | 4.4187 | 2.7861e-05
1805 | 0.0002039 | 0.00014763 | 0 | 2.739 | 2.8703 | 3.0192 | 3.8122 | 4.0887 | 4.4187 | 2.2944e-05
1806 | 0.0002039 | 0.00014628 | 0.0014439 | 2.7515 | 2.8703 | 3.0192 | 3.8379 | 4.0887 | 4.4187 | 4.1136e-05
1807 | 0.0002039 | 0.00014713 | 0.0083745 | 2.809 | 2.8712 | 3.0192 | 3.9579 | 4.0908 | 4.4187 | 0.00061311
1808 | 0.0002039 | 0.00014737 | 0.017789 | 2.8825 | 2.8703 | 3.0192 | 4.1153 | 4.0887 | 4.4187 | 0.00060295
1809 | 0.0002039 | 0.00014713 | 0.027203 | 2.9684 | 2.8712 | 3.0192 | 4.3041 | 4.0908 | 4.4187 | 0.00010686
1810 | 0.00018356 | 0.00014085 | 0.033426 | 3.0343 | 2.8722 | 3.0192 | 4.4532 | 4.0929 | 4.4187 | 9.7514e-05
1811 | 0.0001788 | 0.00013962 | 0.038927 | 3.093 | 2.8722 | 3.0192 | 4.589 | 4.0929 | 4.4187 | 9.4728e-05
1812 | 0.00016222 | 0.00013416 | 0.033498 | 3.1307 | 2.8722 | 3.0192 | 4.6779 | 4.0929 | 4.4187 | 9.9972e-05
1813 | 0.00015808 | 0.00013337 | 0.032112 | 3.0998 | 2.8703 | 3.0192 | 4.6049 | 4.0887 | 4.4187 | 8.9647e-05
1814 | 0.00015521 | 0.00013227 | 0.027607 | 3.1272 | 2.8703 | 3.0192 | 4.6697 | 4.0887 | 4.4187 | 8.4894e-05
1815 | 0.00011855 | 0.00012057 | 0.018655 | 3.1353 | 2.8703 | 3.0192 | 4.6889 | 4.0887 | 4.4187 | 0.00030582
1816 | 0.00010243 | 0.0001152 | 0.0080279 | 3.1043 | 2.8703 | 3.0192 | 4.6156 | 4.0887 | 4.4187 | 0.00030598
1817 | 9.3179e-05 | 0.00011285 | 0.001877 | 3.0463 | 2.8703 | 3.0192 | 4.4807 | 4.0887 | 4.4187 | 4.0808e-05
1818 | 9.5051e-05 | 0.00011341 | 0 | 2.9757 | 2.8703 | 3.0192 | 4.3204 | 4.0887 | 4.4187 | 4.9494e-05
1819 | 0.00016563 | 0.00013456 | 0 | 2.9033 | 2.8722 | 3.0192 | 4.1604 | 4.0929 | 4.4187 | 3.3925e-05
1820 | 0.00020379 | 0.00014731 | 0 | 2.8718 | 2.8722 | 3.0192 | 4.092 | 4.0929 | 4.4187 | 0.00018241
1821 | 0.0002039 | 0.0001466 | 0 | 2.8381 | 2.8732 | 3.0192 | 4.0198 | 4.095 | 4.4187 | 0.00017339
1822 | 0.0002039 | 0.00014342 | 0 | 2.7932 | 2.8722 | 3.0192 | 3.9248 | 4.0929 | 4.4187 | 0.00019536
1823 | 0.0002039 | 0.00014249 | 0 | 2.7623 | 2.8722 | 3.0192 | 3.8602 | 4.0929 | 4.4187 | 1.3931e-05
1824 | 0.0002039 | 0.00014749 | 0 | 2.7569 | 2.8732 | 3.0192 | 3.849 | 4.095 | 4.4187 | 1.77e-05
1825 | 0.0002039 | 0.00014716 | 0 | 2.7399 | 2.8732 | 3.0192 | 3.814 | 4.095 | 4.4187 | 7.0472e-06
1826 | 0.0002039 | 0.00014551 | 0 | 2.7337 | 2.8732 | 3.0192 | 3.8013 | 4.095 | 4.4187 | 1.3275e-05
1827 | 0.0002039 | 0.00014752 | 0 | 2.7276 | 2.8732 | 3.0192 | 3.7887 | 4.095 | 4.4187 | 8.3583e-06
1828 | 0.0002039 | 0.00014755 | 0 | 2.725 | 2.8732 | 3.0192 | 3.7833 | 4.095 | 4.4187 | 1.2619e-05
1829 | 0.0002039 | 0.00014747 | 0 | 2.7127 | 2.8742 | 3.0192 | 3.7583 | 4.0972 | 4.4187 | 1.5406e-05
1830 | 0.0002039 | 0.00014749 | 0.0029599 | 2.7171 | 2.8751 | 3.0192 | 3.7672 | 4.0993 | 4.4187 | 1.7044e-05
1831 | 0.0002039 | 0.00014693 | 0.0108 | 2.7777 | 2.8751 | 3.0192 | 3.8923 | 4.0993 | 4.4187 | 0.00061704
1832 | 0.0002039 | 0.00014676 | 0.025181 | 2.84 | 2.8751 | 3.0192 | 4.0239 | 4.0993 | 4.4187 | 8.7353e-05
1833 | 0.0002039 | 0.00014675 | 0.033325 | 2.9053 | 2.8751 | 3.0192 | 4.1647 | 4.0993 | 4.4187 | 6.785e-05
1834 | 0.0001574 | 0.00013282 | 0.040197 | 2.9601 | 2.8751 | 3.0192 | 4.2856 | 4.0993 | 4.4187 | 9.8989e-05
1835 | 0.00012568 | 0.00012292 | 0.035736 | 3.0181 | 2.8751 | 3.0192 | 4.4162 | 4.0993 | 4.4187 | 7.6208e-05
1836 | 0.00011075 | 0.00011868 | 0.029975 | 3.0784 | 2.8751 | 3.0192 | 4.5549 | 4.0993 | 4.4187 | 0.00021355
1837 | 9.5143e-05 | 0.00011424 | 0.025008 | 3.1238 | 2.8761 | 3.0192 | 4.6615 | 4.1014 | 4.4187 | 8.5386e-05
1838 | 7.5145e-05 | 0.00010691 | 0.022293 | 3.1238 | 2.8761 | 3.0192 | 4.6615 | 4.1014 | 4.4187 | 9.4236e-05
1839 | 6.5309e-05 | 9.9845e-05 | 0.017327 | 3.1446 | 2.8761 | 3.0192 | 4.7111 | 4.1014 | 4.4187 | 0.00010227
1840 | 8.4842e-05 | 0.00010644 | 0.0095296 | 3.1284 | 2.8761 | 3.0192 | 4.6724 | 4.1014 | 4.4187 | 6.2769e-05
1841 | 6.3082e-05 | 0.00010367 | 0.0023102 | 3.0606 | 2.8761 | 3.0192 | 4.5137 | 4.1014 | 4.4187 | 0.00010325
1842 | 7.671e-05 | 0.00010864 | 0 | 2.959 | 2.8761 | 3.0192 | 4.2833 | 4.1014 | 4.4187 | 0.0002496
1843 | 0.00010036 | 0.00012292 | 0 | 2.9093 | 2.8761 | 3.0192 | 4.1734 | 4.1014 | 4.4187 | 0.0002755
1844 | 0.00013665 | 0.00012846 | 0 | 2.8796 | 2.8761 | 3.0192 | 4.1089 | 4.1014 | 4.4187 | 0.00029172
1845 | 0.00015348 | 0.00013213 | 0 | 2.8458 | 2.8761 | 3.0192 | 4.0361 | 4.1014 | 4.4187 | 0.00024256
1846 | 0.00017816 | 0.00013964 | 0 | 2.8496 | 2.8771 | 3.0192 | 4.0443 | 4.1035 | 4.4187 | 1.6389e-05
1847 | 0.0002039 | 0.00014514 | 0 | 2.8448 | 2.8771 | 3.0192 | 4.0341 | 4.1035 | 4.4187 | 1.2292e-05
1848 | 0.0002039 | 0.00014375 | 0 | 2.8268 | 2.8771 | 3.0192 | 3.9956 | 4.1035 | 4.4187 | 1.3111e-05
1849 | 0.0002039 | 0.00014677 | 0 | 2.8099 | 2.8771 | 3.0192 | 3.9599 | 4.1035 | 4.4187 | 1.5733e-05
1850 | 0.0002039 | 0.00014731 | 0 | 2.7969 | 2.8771 | 3.0192 | 3.9326 | 4.1035 | 4.4187 | 1.6881e-05
1851 | 0.0002039 | 0.0001475 | 0 | 2.7804 | 2.8771 | 3.0192 | 3.898 | 4.1035 | 4.4187 | 1.7208e-05
1852 | 0.0002039 | 0.00014761 | 0 | 2.7632 | 2.8771 | 3.0192 | 3.8621 | 4.1035 | 4.4187 | 9.9972e-06
1853 | 0.0002039 | 0.00014766 | 0 | 2.7408 | 2.8771 | 3.0192 | 3.8159 | 4.1035 | 4.4187 | 6.0639e-06
1854 | 0.0002039 | 0.00014387 | 0.0034075 | 2.7435 | 2.8771 | 3.0192 | 3.8214 | 4.1035 | 4.4187 | 1.6061e-05
1855 | 0.0002039 | 0.00014653 | 0.013226 | 2.7868 | 2.8771 | 3.0192 | 3.9113 | 4.1035 | 4.4187 | 0.00061278
1856 | 0.00019567 | 0.00014415 | 0.023737 | 2.8553 | 2.8771 | 3.0192 | 4.0566 | 4.1035 | 4.4187 | 8.7025e-05
1857 | 0.00014429 | 0.00012902 | 0.031014 | 2.9446 | 2.8771 | 3.0192 | 4.2513 | 4.1035 | 4.4187 | 9.4728e-05
1858 | 0.00010821 | 0.00011741 | 0.034075 | 3.0256 | 2.8771 | 3.0192 | 4.4334 | 4.1035 | 4.4187 | 0.00010882
1859 | 0.00010068 | 0.00011581 | 0.036963 | 3.084 | 2.8791 | 3.0192 | 4.568 | 4.1077 | 4.4187 | 8.9647e-05
1860 | 9.6884e-05 | 0.00011424 | 0.038465 | 3.1365 | 2.8791 | 3.0192 | 4.6917 | 4.1077 | 4.4187 | 0.00021699
1861 | 9.5556e-05 | 0.00011273 | 0.03783 | 3.1646 | 2.8791 | 3.0192 | 4.7589 | 4.1077 | 4.4187 | 9.5711e-05
1862 | 8.9824e-05 | 0.00010878 | 0.030264 | 3.1824 | 2.8791 | 3.0192 | 4.8019 | 4.1077 | 4.4187 | 0.00010112
1863 | 6.2623e-05 | 9.9874e-05 | 0.02085 | 3.1872 | 2.8781 | 3.0192 | 4.8135 | 4.1056 | 4.4187 | 9.7022e-05
1864 | 4.8158e-05 | 9.8573e-05 | 0.012417 | 3.1788 | 2.8781 | 3.0192 | 4.7932 | 4.1056 | 4.4187 | 7.5553e-05
1865 | 6.41e-05 | 0.00010718 | 0.0023102 | 3.1215 | 2.8781 | 3.0192 | 4.656 | 4.1056 | 4.4187 | 7.375e-05
1866 | 5.3092e-05 | 0.00010472 | 0 | 2.9862 | 2.8781 | 3.0192 | 4.344 | 4.1056 | 4.4187 | 0.00026484
1867 | 7.5188e-05 | 0.00011409 | 0 | 2.9274 | 2.8791 | 3.0192 | 4.2131 | 4.1077 | 4.4187 | 0.00023911
1868 | 0.00010583 | 0.00012315 | 0 | 2.8621 | 2.8791 | 3.0192 | 4.0711 | 4.1077 | 4.4187 | 0.00024256
1869 | 0.00011516 | 0.00012208 | 0 | 2.8448 | 2.8791 | 3.0192 | 4.0341 | 4.1077 | 4.4187 | 0.00024665
1870 | 0.00013158 | 0.00012376 | 0 | 2.8174 | 2.88 | 3.0192 | 3.9757 | 4.1098 | 4.4187 | 1.3931e-05
1871 | 0.0001576 | 0.00013415 | 0 | 2.8062 | 2.881 | 3.0192 | 3.9521 | 4.112 | 4.4187 | 1.5406e-05
1872 | 0.00018966 | 0.00014339 | 0 | 2.7859 | 2.881 | 3.0192 | 3.9094 | 4.112 | 4.4187 | 1.0161e-05
1873 | 0.0002039 | 0.00014814 | 0 | 2.7668 | 2.881 | 3.0192 | 3.8696 | 4.112 | 4.4187 | 1.0161e-05
1874 | 0.0002039 | 0.00014704 | 0 | 2.784 | 2.88 | 3.0192 | 3.9056 | 4.1098 | 4.4187 | 8.6861e-06
1875 | 0.0002039 | 0.0001483 | 0 | 2.785 | 2.88 | 3.0192 | 3.9075 | 4.1098 | 4.4187 | 1.1964e-05
1876 | 0.0002039 | 0.00014827 | 0 | 2.7641 | 2.88 | 3.0192 | 3.864 | 4.1098 | 4.4187 | 1.9339e-05
1877 | 0.0002039 | 0.00014816 | 0 | 2.7497 | 2.88 | 3.0192 | 3.8342 | 4.1098 | 4.4187 | 1.8192e-05
1878 | 0.0002039 | 0.00014778 | 0.0028878 | 2.7399 | 2.88 | 3.0192 | 3.814 | 4.1098 | 4.4187 | 2.1142e-05
1879 | 0.0002039 | 0.00014684 | 0.011609 | 2.8006 | 2.881 | 3.0192 | 3.9403 | 4.112 | 4.4187 | 0.00064769
1880 | 0.00018296 | 0.00014098 | 0.023506 | 2.866 | 2.883 | 3.0192 | 4.0795 | 4.1162 | 4.4187 | 7.9978e-05
1881 | 0.00014642 | 0.0001298 | 0.031996 | 2.9406 | 2.883 | 3.0192 | 4.2423 | 4.1162 | 4.4187 | 8.3092e-05
1882 | 0.00012083 | 0.00012118 | 0.036097 | 3.0031 | 2.883 | 3.0192 | 4.3822 | 4.1162 | 4.4187 | 9.5711e-05
1883 | 0.00013016 | 0.00012453 | 0.045453 | 3.0739 | 2.883 | 3.0192 | 4.5446 | 4.1162 | 4.4187 | 0.00010243
1884 | 0.00011381 | 0.00012045 | 0.037136 | 3.118 | 2.883 | 3.0192 | 4.6479 | 4.1162 | 4.4187 | 0.00023076
1885 | 0.00011331 | 0.00012079 | 0.036241 | 3.118 | 2.884 | 3.0192 | 4.6479 | 4.1183 | 4.4187 | 8.6861e-05
1886 | 0.00010373 | 0.00011785 | 0.02778 | 3.0998 | 2.884 | 3.0192 | 4.6049 | 4.1183 | 4.4187 | 9.1942e-05
1887 | 9.0904e-05 | 0.00011162 | 0.020561 | 3.0518 | 2.884 | 3.0192 | 4.4933 | 4.1183 | 4.4187 | 9.9644e-05
1888 | 0.00010161 | 0.00011355 | 0.010627 | 3.0518 | 2.884 | 3.0192 | 4.4933 | 4.1183 | 4.4187 | 8.8664e-05
1889 | 9.1333e-05 | 0.00011449 | 0.0028156 | 3.0256 | 2.8849 | 3.0192 | 4.4334 | 4.1205 | 4.4187 | 5.7525e-05
1890 | 8.536e-05 | 0.00011325 | 0 | 2.9788 | 2.8849 | 3.0192 | 4.3275 | 4.1205 | 4.4187 | 0.00028812
1891 | 0.00012262 | 0.00012606 | 0 | 2.9133 | 2.8859 | 3.0192 | 4.1822 | 4.1226 | 4.4187 | 0.00024616
1892 | 0.00016402 | 0.00013648 | 0 | 2.8708 | 2.8849 | 3.0192 | 4.0899 | 4.1205 | 4.4187 | 0.00028631
1893 | 0.00018729 | 0.0001433 | 0 | 2.84 | 2.8849 | 3.0192 | 4.0239 | 4.1205 | 4.4187 | 0.00027632
1894 | 0.0002039 | 0.00014817 | 0 | 2.8025 | 2.8849 | 3.0192 | 3.9442 | 4.1205 | 4.4187 | 1.6389e-05
1895 | 0.0002039 | 0.00014791 | 0 | 2.7895 | 2.8859 | 3.0192 | 3.9171 | 4.1226 | 4.4187 | 1.3275e-05
1896 | 0.0002039 | 0.00014648 | 0 | 2.7749 | 2.8859 | 3.0192 | 3.8866 | 4.1226 | 4.4187 | 1.3603e-05
1897 | 0.0002039 | 0.00014657 | 0 | 2.7587 | 2.8859 | 3.0192 | 3.8527 | 4.1226 | 4.4187 | 1.0489e-05
1898 | 0.0002039 | 0.00014726 | 0 | 2.7569 | 2.8869 | 3.0192 | 3.849 | 4.1247 | 4.4187 | 1.3767e-05
1899 | 0.0002039 | 0.00014718 | 0 | 2.7497 | 2.8879 | 3.0192 | 3.8342 | 4.1269 | 4.4187 | 7.5389e-06
1900 | 0.0002039 | 0.00014729 | 0 | 2.7382 | 2.8879 | 3.0192 | 3.8104 | 4.1269 | 4.4187 | 8.1944e-06
1901 | 0.0002039 | 0.00014731 | 0 | 2.7382 | 2.8879 | 3.0192 | 3.8104 | 4.1269 | 4.4187 | 1.1308e-05
1902 | 0.0002039 | 0.00014661 | 0.0037541 | 2.7293 | 2.8879 | 3.0192 | 3.7923 | 4.1269 | 4.4187 | 1.2783e-05
1903 | 0.0002039 | 0.0001463 | 0.010049 | 2.7951 | 2.8879 | 3.0192 | 3.9287 | 4.1269 | 4.4187 | 0.0006549
1904 | 0.0002039 | 0.00014679 | 0.020156 | 2.866 | 2.8879 | 3.0192 | 4.0795 | 4.1269 | 4.4187 | 7.2603e-05
1905 | 0.00018958 | 0.00014257 | 0.029282 | 2.9385 | 2.8879 | 3.0192 | 4.2378 | 4.1269 | 4.4187 | 8.8336e-05
1906 | 0.00013721 | 0.00012605 | 0.029744 | 2.9642 | 2.8889 | 3.0192 | 4.2948 | 4.129 | 4.4187 | 9.2105e-05
1907 | 0.00012446 | 0.00012258 | 0.036819 | 3.031 | 2.8889 | 3.0192 | 4.4457 | 4.129 | 4.4187 | 9.8333e-05
1908 | 0.00012369 | 0.00012286 | 0.039158 | 3.0518 | 2.8889 | 3.0192 | 4.4933 | 4.129 | 4.4187 | 0.0002165
1909 | 0.00012046 | 0.00012167 | 0.035866 | 3.0683 | 2.8899 | 3.0192 | 4.5316 | 4.1312 | 4.4187 | 7.5717e-05
1910 | 9.6811e-05 | 0.00011361 | 0.0283 | 3.084 | 2.8899 | 3.0192 | 4.568 | 4.1312 | 4.4187 | 8.9155e-05
1911 | 8.168e-05 | 0.00010922 | 0.018135 | 3.0784 | 2.8899 | 3.0192 | 4.5549 | 4.1312 | 4.4187 | 9.2925e-05
1912 | 7.1779e-05 | 0.0001055 | 0.010396 | 3.054 | 2.8899 | 3.0192 | 4.4984 | 4.1312 | 4.4187 | 6.6539e-05
1913 | 7.0384e-05 | 0.00010426 | 0.0027434 | 3.0127 | 2.8909 | 3.0192 | 4.404 | 4.1333 | 4.4187 | 5.5722e-05
1914 | 7.3382e-05 | 0.00010773 | 0 | 2.9426 | 2.8909 | 3.0192 | 4.2468 | 4.1333 | 4.4187 | 0.00028287
1915 | 0.00014253 | 0.00013077 | 0 | 2.8845 | 2.8909 | 3.0192 | 4.1195 | 4.1333 | 4.4187 | 0.00025517
1916 | 0.00018907 | 0.00014171 | 0 | 2.841 | 2.8918 | 3.0192 | 4.0259 | 4.1355 | 4.4187 | 0.0002673
1917 | 0.0002039 | 0.00014711 | 0 | 2.8221 | 2.8918 | 3.0192 | 3.9857 | 4.1355 | 4.4187 | 0.00024403
1918 | 0.0002039 | 0.00014735 | 0 | 2.8183 | 2.8918 | 3.0192 | 3.9777 | 4.1355 | 4.4187 | 1.3275e-05
1919 | 0.0002039 | 0.00014705 | 0 | 2.8015 | 2.8918 | 3.0192 | 3.9423 | 4.1355 | 4.4187 | 1.8847e-05
1920 | 0.0002039 | 0.00014727 | 0 | 2.8287 | 2.8918 | 3.0192 | 3.9996 | 4.1355 | 4.4187 | 1.18e-05
1921 | 0.0002039 | 0.00014725 | 0 | 2.8239 | 2.8928 | 3.0192 | 3.9896 | 4.1376 | 4.4187 | 1.4258e-05
1922 | 0.0002039 | 0.00014671 | 0 | 2.8099 | 2.8928 | 3.0192 | 3.9599 | 4.1376 | 4.4187 | 9.5055e-06
1923 | 0.0002039 | 0.00014692 | 0 | 2.8146 | 2.8928 | 3.0192 | 3.9698 | 4.1376 | 4.4187 | 1.6717e-05
1924 | 0.0002039 | 0.00014732 | 0 | 2.8127 | 2.8928 | 3.0192 | 3.9658 | 4.1376 | 4.4187 | 1.2783e-05
1925 | 0.0002039 | 0.00014572 | 7.2194e-05 | 2.796 | 2.8928 | 3.0192 | 3.9306 | 4.1376 | 4.4187 | 1.2292e-05
1926 | 0.0002039 | 0.0001463 | 0.0043316 | 2.7988 | 2.8928 | 3.0192 | 3.9365 | 4.1376 | 4.4187 | 1.3111e-05
1927 | 0.0002039 | 0.00014645 | 0.015421 | 2.8372 | 2.8928 | 3.0192 | 4.0178 | 4.1376 | 4.4187 | 0.00058885
1928 | 0.00019426 | 0.00014369 | 0.027434 | 2.8983 | 2.8928 | 3.0192 | 4.1495 | 4.1376 | 4.4187 | 8.5386e-05
1929 | 0.00015635 | 0.00013235 | 0.037772 | 2.9467 | 2.8928 | 3.0192 | 4.2559 | 4.1376 | 4.4187 | 8.3911e-05
1930 | 0.00011456 | 0.00011924 | 0.044702 | 3.0063 | 2.8938 | 3.0192 | 4.3894 | 4.1398 | 4.4187 | 0.00010686
1931 | 9.8838e-05 | 0.00011458 | 0.040313 | 3.0202 | 2.8938 | 3.0192 | 4.4211 | 4.1398 | 4.4187 | 9.5547e-05
1932 | 8.5353e-05 | 0.00011117 | 0.034884 | 3.0551 | 2.8948 | 3.0192 | 4.5009 | 4.1419 | 4.4187 | 0.00020896
1933 | 8.4045e-05 | 0.00011056 | 0.031939 | 3.0851 | 2.8948 | 3.0192 | 4.5706 | 4.1419 | 4.4187 | 7.9486e-05
1934 | 7.1354e-05 | 0.00010675 | 0.023968 | 3.1043 | 2.8948 | 3.0192 | 4.6156 | 4.1419 | 4.4187 | 0.00011243
1935 | 5.5093e-05 | 0.0001016 | 0.018655 | 3.0975 | 2.8948 | 3.0192 | 4.5996 | 4.1419 | 4.4187 | 9.3089e-05
1936 | 4.4287e-05 | 9.7873e-05 | 0.0098184 | 3.0828 | 2.8948 | 3.0192 | 4.5654 | 4.1419 | 4.4187 | 8.8172e-05
1937 | 4.9974e-05 | 0.00010001 | 0.0025268 | 3.0441 | 2.8958 | 3.0192 | 4.4757 | 4.1441 | 4.4187 | 7.8175e-05
1938 | 6.7319e-05 | 0.0001051 | 0 | 2.982 | 2.8958 | 3.0192 | 4.3345 | 4.1441 | 4.4187 | 0.00026058
1939 | 0.00010448 | 0.00011591 | 0 | 2.9133 | 2.8948 | 3.0192 | 4.1822 | 4.1419 | 4.4187 | 0.00025059
1940 | 0.00013498 | 0.0001265 | 0 | 2.8708 | 2.8948 | 3.0192 | 4.0899 | 4.1419 | 4.4187 | 0.00025665
1941 | 0.00015707 | 0.00013235 | 0 | 2.8611 | 2.8958 | 3.0192 | 4.0691 | 4.1441 | 4.4187 | 0.00028222
1942 | 0.00018077 | 0.00013998 | 0 | 2.8438 | 2.8968 | 3.0192 | 4.032 | 4.1462 | 4.4187 | 1.1964e-05
1943 | 0.0001924 | 0.00014229 | 0 | 2.8099 | 2.8968 | 3.0192 | 3.9599 | 4.1462 | 4.4187 | 1.7864e-05
1944 | 0.0002039 | 0.00014406 | 0 | 2.7777 | 2.8968 | 3.0192 | 3.8923 | 4.1462 | 4.4187 | 1.9667e-05
1945 | 0.0002039 | 0.00014701 | 0 | 2.7533 | 2.8968 | 3.0192 | 3.8416 | 4.1462 | 4.4187 | 2.5403e-05
1946 | 0.0002039 | 0.00014719 | 0 | 2.7241 | 2.8968 | 3.0192 | 3.7815 | 4.1462 | 4.4187 | 4.1464e-05
1947 | 0.0002039 | 0.00014346 | 0 | 2.7188 | 2.8968 | 3.0192 | 3.7707 | 4.1462 | 4.4187 | 2.2125e-05
1948 | 0.0002039 | 0.00014705 | 0 | 2.7285 | 2.8968 | 3.0192 | 3.7905 | 4.1462 | 4.4187 | 3.5072e-05
1949 | 0.0002039 | 0.00014718 | 0.00011551 | 2.7258 | 2.8978 | 3.0192 | 3.7851 | 4.1484 | 4.4187 | 1.9667e-05
1950 | 0.0002039 | 0.00014682 | 0.0029599 | 2.7171 | 2.8978 | 3.0192 | 3.7672 | 4.1484 | 4.4187 | 2.4583e-05
1951 | 0.0002039 | 0.00014607 | 0.0092408 | 2.7951 | 2.8978 | 3.0192 | 3.9287 | 4.1484 | 4.4187 | 0.00064507
1952 | 0.00017706 | 0.00013834 | 0.015652 | 2.864 | 2.8978 | 3.0192 | 4.0753 | 4.1484 | 4.4187 | 0.00058246
1953 | 0.00013496 | 0.00012585 | 0.03165 | 2.9549 | 2.8978 | 3.0192 | 4.2741 | 4.1484 | 4.4187 | 8.6697e-05
1954 | 0.00011916 | 0.00012104 | 0.036458 | 3.031 | 2.8968 | 3.0192 | 4.4457 | 4.1462 | 4.4187 | 6.2442e-05
1955 | 0.00011014 | 0.00011872 | 0.03487 | 3.0739 | 2.8978 | 3.0192 | 4.5446 | 4.1484 | 4.4187 | 9.5383e-05
1956 | 0.0001123 | 0.00011863 | 0.032271 | 3.1388 | 2.8978 | 3.0192 | 4.6972 | 4.1484 | 4.4187 | 8.4075e-05
1957 | 0.00013577 | 0.00012565 | 0.03165 | 3.2005 | 2.8978 | 3.0192 | 4.8456 | 4.1484 | 4.4187 | 8.3419e-05
1958 | 0.00010158 | 0.00011564 | 0.030264 | 3.2102 | 2.8988 | 3.0192 | 4.8693 | 4.1506 | 4.4187 | 9.358e-05
1959 | 7.608e-05 | 0.00010783 | 0.02495 | 3.2138 | 2.8988 | 3.0192 | 4.8783 | 4.1506 | 4.4187 | 0.00028877
1960 | 7.5337e-05 | 0.00010713 | 0.011147 | 3.1812 | 2.8988 | 3.0192 | 4.799 | 4.1506 | 4.4187 | 0.00030975
1961 | 5.5509e-05 | 0.0001018 | 0.0028156 | 3.1295 | 2.8998 | 3.0192 | 4.6751 | 4.1527 | 4.4187 | 4.4578e-05
1962 | 6.8e-05 | 0.00010559 | 0 | 3.0256 | 2.9008 | 3.0192 | 4.4334 | 4.1549 | 4.4187 | 6.7522e-05
1963 | 0.00012953 | 0.00012277 | 0 | 2.9213 | 2.9008 | 3.0192 | 4.1998 | 4.1549 | 4.4187 | 4.0644e-05
1964 | 0.0001878 | 0.00014262 | 0 | 2.8875 | 2.9008 | 3.0192 | 4.1259 | 4.1549 | 4.4187 | 0.00018683
1965 | 0.0002039 | 0.00014659 | 0 | 2.9103 | 2.9008 | 3.0192 | 4.1756 | 4.1549 | 4.4187 | 0.00017356
1966 | 0.0002039 | 0.0001467 | 0 | 2.8718 | 2.9008 | 3.0192 | 4.092 | 4.1549 | 4.4187 | 0.00017618
1967 | 0.0002039 | 0.00014703 | 0 | 2.8496 | 2.9008 | 3.0192 | 4.0443 | 4.1549 | 4.4187 | 2.7697e-05
1968 | 0.0002039 | 0.00014608 | 0 | 2.8277 | 2.8998 | 3.0192 | 3.9976 | 4.1527 | 4.4187 | 2.6222e-05
1969 | 0.0002039 | 0.00014607 | 0 | 2.8015 | 2.9008 | 3.0192 | 3.9423 | 4.1549 | 4.4187 | 4.048e-05
1970 | 0.0002039 | 0.00014697 | 0 | 2.7859 | 2.9008 | 3.0192 | 3.9094 | 4.1549 | 4.4187 | 2.4747e-05
1971 | 0.0002039 | 0.00014697 | 0 | 2.7804 | 2.9008 | 3.0192 | 3.898 | 4.1549 | 4.4187 | 2.5075e-05
1972 | 0.0002039 | 0.00014607 | 0 | 2.7641 | 2.9008 | 3.0192 | 3.864 | 4.1549 | 4.4187 | 3.0647e-05
1973 | 0.0002039 | 0.00014578 | 7.2194e-05 | 2.765 | 2.9008 | 3.0192 | 3.8658 | 4.1549 | 4.4187 | 1.6553e-05
1974 | 0.0002039 | 0.00014523 | 0.0032487 | 2.7677 | 2.9008 | 3.0192 | 3.8715 | 4.1549 | 4.4187 | 2.7206e-05
1975 | 0.0002039 | 0.00014645 | 0.010223 | 2.841 | 2.9018 | 3.0192 | 4.0259 | 4.1571 | 4.4187 | 0.00064687
1976 | 0.0002039 | 0.00014676 | 0.018886 | 2.8816 | 2.9028 | 3.0192 | 4.1131 | 4.1592 | 4.4187 | 0.00060016
1977 | 0.00017665 | 0.0001384 | 0.030264 | 2.9023 | 2.9028 | 3.0192 | 4.1582 | 4.1592 | 4.4187 | 8.8664e-05
1978 | 0.00014598 | 0.00012935 | 0.032848 | 2.9621 | 2.9028 | 3.0192 | 4.2902 | 4.1592 | 4.4187 | 8.555e-05
1979 | 0.00013559 | 0.00012452 | 0.03962 | 2.9967 | 2.9028 | 3.0192 | 4.3678 | 4.1592 | 4.4187 | 9.063e-05
1980 | 0.00013165 | 0.00012416 | 0.039504 | 3.0364 | 2.9018 | 3.0192 | 4.4582 | 4.1571 | 4.4187 | 0.00010309
1981 | 0.00013375 | 0.00012498 | 0.039042 | 3.0828 | 2.9028 | 3.0192 | 4.5654 | 4.1592 | 4.4187 | 9.9317e-05
1982 | 0.00013528 | 0.00012644 | 0.038118 | 3.1146 | 2.9038 | 3.0192 | 4.6398 | 4.1614 | 4.4187 | 9.5711e-05
1983 | 0.0001005 | 0.00011539 | 0.02443 | 3.0672 | 2.9038 | 3.0192 | 4.5291 | 4.1614 | 4.4187 | 0.00033909
1984 | 8.8201e-05 | 0.00011184 | 0.01184 | 3.0672 | 2.9038 | 3.0192 | 4.5291 | 4.1614 | 4.4187 | 0.00032548
1985 | 8.6487e-05 | 0.00011154 | 0.0026712 | 3.0419 | 2.9038 | 3.0192 | 4.4707 | 4.1614 | 4.4187 | 3.9661e-05
1986 | 8.94e-05 | 0.00011227 | 0 | 2.9314 | 2.9038 | 3.0192 | 4.2221 | 4.1614 | 4.4187 | 5.0642e-05
1987 | 0.00013068 | 0.00011901 | 0 | 2.8592 | 2.9038 | 3.0192 | 4.0649 | 4.1614 | 4.4187 | 4.3267e-05
1988 | 0.00017526 | 0.00013874 | 0 | 2.8315 | 2.9048 | 3.0192 | 4.0057 | 4.1636 | 4.4187 | 0.00016438
1989 | 0.00018861 | 0.00014163 | 0 | 2.8202 | 2.9048 | 3.0192 | 3.9817 | 4.1636 | 4.4187 | 0.00021633
1990 | 0.00019135 | 0.00014116 | 0 | 2.7822 | 2.9048 | 3.0192 | 3.9018 | 4.1636 | 4.4187 | 0.00016733
1991 | 0.0002039 | 0.00014693 | 0 | 2.774 | 2.9048 | 3.0192 | 3.8847 | 4.1636 | 4.4187 | 2.4911e-05
1992 | 0.0002039 | 0.00014661 | 0 | 2.7641 | 2.9048 | 3.0192 | 3.864 | 4.1636 | 4.4187 | 1.9667e-05
1993 | 0.0002039 | 0.00014702 | 0 | 2.7426 | 2.9057 | 3.0192 | 3.8195 | 4.1658 | 4.4187 | 1.1144e-05
1994 | 0.0002039 | 0.00014679 | 0 | 2.7435 | 2.9057 | 3.0192 | 3.8214 | 4.1658 | 4.4187 | 1.2128e-05
1995 | 0.0002039 | 0.00014634 | 0 | 2.7215 | 2.9067 | 3.0192 | 3.7761 | 4.1679 | 4.4187 | 1.3767e-05
1996 | 0.0002039 | 0.00014674 | 0 | 2.7119 | 2.9067 | 3.0192 | 3.7565 | 4.1679 | 4.4187 | 1.2456e-05
1997 | 0.0002039 | 0.00014546 | 0.00014439 | 2.7015 | 2.9077 | 3.0192 | 3.7354 | 4.1701 | 4.4187 | 9.6694e-06
1998 | 0.0002039 | 0.00014652 | 0.0036819 | 2.7171 | 2.9067 | 3.0192 | 3.7672 | 4.1679 | 4.4187 | 1.1472e-05
1999 | 0.0002039 | 0.00014653 | 0.012302 | 2.8249 | 2.9067 | 3.0192 | 3.9916 | 4.1679 | 4.4187 | 0.00068243
2000 | 0.00018258 | 0.00014029 | 0.021947 | 2.9113 | 2.9067 | 3.0192 | 4.1778 | 4.1679 | 4.4187 | 6.0475e-05
2001 | 0.00015867 | 0.00013229 | 0.030206 | 2.9642 | 2.9067 | 3.0192 | 4.2948 | 4.1679 | 4.4187 | 8.1617e-05
2002 | 0.00012443 | 0.00012278 | 0.035173 | 3.0202 | 2.9067 | 3.0192 | 4.4211 | 4.1679 | 4.4187 | 9.5547e-05
2003 | 0.00010687 | 0.00011719 | 0.042796 | 3.0896 | 2.9067 | 3.0192 | 4.5811 | 4.1679 | 4.4187 | 0.00010128
2004 | 9.5783e-05 | 0.00011321 | 0.042046 | 3.0862 | 2.9067 | 3.0192 | 4.5732 | 4.1679 | 4.4187 | 0.00021748
2005 | 9.0445e-05 | 0.00011274 | 0.037079 | 3.1009 | 2.9077 | 3.0192 | 4.6076 | 4.1701 | 4.4187 | 0.00010194
2006 | 7.3558e-05 | 0.00010716 | 0.03061 | 3.1411 | 2.9087 | 3.0192 | 4.7027 | 4.1723 | 4.4187 | 9.1286e-05
2007 | 4.8099e-05 | 9.8953e-05 | 0.024026 | 3.1634 | 2.9077 | 3.0192 | 4.756 | 4.1701 | 4.4187 | 0.00010243
2008 | 5.71e-05 | 0.00010091 | 0.014265 | 3.1587 | 2.9077 | 3.0192 | 4.7447 | 4.1701 | 4.4187 | 9.0139e-05
2009 | 4.5556e-05 | 9.8386e-05 | 0.0045049 | 3.0986 | 2.9077 | 3.0192 | 4.6023 | 4.1701 | 4.4187 | 7.9814e-05
2010 | 4.8244e-05 | 9.9309e-05 | 0 | 2.9705 | 2.9077 | 3.0192 | 4.3088 | 4.1701 | 4.4187 | 0.00022813
2011 | 9.6084e-05 | 0.000114 | 0 | 2.8865 | 2.9077 | 3.0192 | 4.1238 | 4.1701 | 4.4187 | 0.00021371
2012 | 0.000136 | 0.00012635 | 0 | 2.8525 | 2.9077 | 3.0192 | 4.0505 | 4.1701 | 4.4187 | 0.00025649
2013 | 0.00015988 | 0.00013375 | 0 | 2.8164 | 2.9087 | 3.0192 | 3.9737 | 4.1723 | 4.4187 | 0.00025386
2014 | 0.00018379 | 0.000141 | 0 | 2.8118 | 2.9087 | 3.0192 | 3.9639 | 4.1723 | 4.4187 | 1.4586e-05
2015 | 0.00020036 | 0.00014566 | 0 | 2.7877 | 2.9087 | 3.0192 | 3.9133 | 4.1723 | 4.4187 | 9.6694e-06
2016 | 0.0002039 | 0.00014636 | 0 | 2.7578 | 2.9097 | 3.0192 | 3.8509 | 4.1745 | 4.4187 | 1.2128e-05
2017 | 0.0002039 | 0.00014481 | 0 | 2.747 | 2.9087 | 3.0192 | 3.8287 | 4.1723 | 4.4187 | 1.3439e-05
2018 | 0.0002039 | 0.00014648 | 0 | 2.7453 | 2.9087 | 3.0192 | 3.825 | 4.1723 | 4.4187 | 2.2781e-05
2019 | 0.0002039 | 0.00014618 | 0 | 2.7364 | 2.9087 | 3.0192 | 3.8068 | 4.1723 | 4.4187 | 7.5389e-06
2020 | 0.0002039 | 0.00014683 | 0 | 2.7136 | 2.9087 | 3.0192 | 3.7601 | 4.1723 | 4.4187 | 1.0161e-05
2021 | 0.0002039 | 0.00014696 | 0.00028878 | 2.6998 | 2.9087 | 3.0192 | 3.7319 | 4.1723 | 4.4187 | 9.6694e-06
2022 | 0.0002039 | 0.00014573 | 0.0044038 | 2.7153 | 2.9087 | 3.0192 | 3.7636 | 4.1723 | 4.4187 | 2.0486e-05
2023 | 0.0002039 | 0.00014632 | 0.012995 | 2.8071 | 2.9097 | 3.0192 | 3.954 | 4.1745 | 4.4187 | 0.00066342
2024 | 0.00015747 | 0.00013209 | 0.02264 | 2.8718 | 2.9097 | 3.0192 | 4.092 | 4.1745 | 4.4187 | 7.6208e-05
2025 | 0.00013113 | 0.00012476 | 0.033305 | 2.9508 | 2.9097 | 3.0192 | 4.265 | 4.1745 | 4.4187 | 9.5219e-05
2026 | 0.00011642 | 0.00012021 | 0.043143 | 3.0202 | 2.9107 | 3.0192 | 4.4211 | 4.1767 | 4.4187 | 9.5547e-05
2027 | 0.00011323 | 0.00011971 | 0.045395 | 3.0918 | 2.9107 | 3.0192 | 4.5864 | 4.1767 | 4.4187 | 9.1122e-05
2028 | 0.00010023 | 0.00011489 | 0.046262 | 3.1192 | 2.9117 | 3.0192 | 4.6506 | 4.1789 | 4.4187 | 0.00020929
2029 | 9.8964e-05 | 0.00011506 | 0.039562 | 3.1776 | 2.9107 | 3.0192 | 4.7903 | 4.1767 | 4.4187 | 0.00010571
2030 | 8.8364e-05 | 0.00011132 | 0.035952 | 3.147 | 2.9107 | 3.0192 | 4.7166 | 4.1767 | 4.4187 | 8.3911e-05
2031 | 6.7437e-05 | 0.00010355 | 0.027549 | 3.18 | 2.9107 | 3.0192 | 4.7961 | 4.1767 | 4.4187 | 8.4567e-05
2032 | 5.8406e-05 | 0.00010075 | 0.013572 | 3.1634 | 2.9107 | 3.0192 | 4.756 | 4.1767 | 4.4187 | 8.2436e-05
2033 | 8.5543e-05 | 0.00011016 | 0.0054867 | 3.1435 | 2.9107 | 3.0192 | 4.7083 | 4.1767 | 4.4187 | 6.8669e-05
2034 | 7.5119e-05 | 0.00010675 | 0.00011551 | 3.0191 | 2.9107 | 3.0192 | 4.4186 | 4.1767 | 4.4187 | 0.00025616
2035 | 0.00011796 | 0.00012135 | 0 | 2.9498 | 2.9107 | 3.0192 | 4.2627 | 4.1767 | 4.4187 | 0.0002814
2036 | 0.00016868 | 0.00013493 | 0 | 2.8904 | 2.9117 | 3.0192 | 4.1323 | 4.1789 | 4.4187 | 0.0002301
2037 | 0.00018727 | 0.00014166 | 0 | 2.8505 | 2.9117 | 3.0192 | 4.0463 | 4.1789 | 4.4187 | 0.00026271
2038 | 0.00020063 | 0.00014585 | 0 | 2.8052 | 2.9117 | 3.0192 | 3.9501 | 4.1789 | 4.4187 | 1.5897e-05
2039 | 0.0002039 | 0.00014659 | 0 | 2.8052 | 2.9117 | 3.0192 | 3.9501 | 4.1789 | 4.4187 | 1.0325e-05
2040 | 0.0002039 | 0.00014645 | 0 | 2.7695 | 2.9107 | 3.0192 | 3.8752 | 4.1767 | 4.4187 | 8.3583e-06
2041 | 0.0002039 | 0.00014562 | 0 | 2.7596 | 2.9107 | 3.0192 | 3.8546 | 4.1767 | 4.4187 | 5.0805e-06
2042 | 0.0002039 | 0.00014521 | 0 | 2.7497 | 2.9107 | 3.0192 | 3.8342 | 4.1767 | 4.4187 | 1.3767e-05
2043 | 0.0002039 | 0.00014661 | 0 | 2.7444 | 2.9117 | 3.0192 | 3.8232 | 4.1789 | 4.4187 | 1.2292e-05
2044 | 0.0002039 | 0.00014681 | 0 | 2.711 | 2.9117 | 3.0192 | 3.7548 | 4.1789 | 4.4187 | 1.5897e-05
2045 | 0.0002039 | 0.00014692 | 0.00011551 | 2.7058 | 2.9117 | 3.0192 | 3.7442 | 4.1789 | 4.4187 | 1.6061e-05
2046 | 0.0002039 | 0.00014631 | 0.0031765 | 2.7329 | 2.9117 | 3.0192 | 3.7995 | 4.1789 | 4.4187 | 2.4583e-05
2047 | 0.0002039 | 0.00014608 | 0.0090675 | 2.8211 | 2.9117 | 3.0192 | 3.9837 | 4.1789 | 4.4187 | 0.00061147
2048 | 0.00018123 | 0.00013909 | 0.013977 | 2.9294 | 2.9128 | 3.0192 | 4.2176 | 4.1811 | 4.4187 | 8.8828e-05
2049 | 0.00015719 | 0.00013249 | 0.02316 | 3.0299 | 2.9128 | 3.0192 | 4.4432 | 4.1811 | 4.4187 | 6.5883e-05
2050 | 0.00014375 | 0.00012817 | 0.031996 | 3.1111 | 2.9138 | 3.0192 | 4.6317 | 4.1833 | 4.4187 | 0.00011702
2051 | 0.00014211 | 0.00012773 | 0.031707 | 3.1681 | 2.9138 | 3.0192 | 4.7674 | 4.1833 | 4.4187 | 0.00010751
2052 | 0.00013643 | 0.00012624 | 0.033714 | 3.252 | 2.9148 | 3.0192 | 4.9726 | 4.1855 | 4.4187 | 0.00020863
2053 | 0.00012729 | 0.00012349 | 0.030495 | 3.2408 | 2.9148 | 3.0192 | 4.9448 | 4.1855 | 4.4187 | 0.00010063
2054 | 0.00010095 | 0.00011493 | 0.033787 | 3.2558 | 2.9148 | 3.0192 | 4.9819 | 4.1855 | 4.4187 | 0.00010243
2055 | 8.5151e-05 | 0.00010839 | 0.024026 | 3.2421 | 2.9138 | 3.0192 | 4.9479 | 4.1833 | 4.4187 | 8.9811e-05
2056 | 7.9904e-05 | 0.00010328 | 0.012879 | 3.2138 | 2.9138 | 3.0192 | 4.8783 | 4.1833 | 4.4187 | 7.9158e-05
2057 | 6.0336e-05 | 9.9097e-05 | 0.0041872 | 3.1729 | 2.9148 | 3.0192 | 4.7788 | 4.1855 | 4.4187 | 7.2111e-05
2058 | 7.7006e-05 | 0.00010754 | 0.00023102 | 3.0862 | 2.9158 | 3.0192 | 4.5732 | 4.1877 | 4.4187 | 0.00025386
2059 | 9.4489e-05 | 0.00011611 | 0 | 3.0267 | 2.9158 | 3.0192 | 4.4358 | 4.1877 | 4.4187 | 0.00025354
2060 | 0.0001324 | 0.00012481 | 0 | 2.9757 | 2.9148 | 3.0192 | 4.3204 | 4.1855 | 4.4187 | 0.00024321
2061 | 0.00015697 | 0.00013174 | 0 | 2.9355 | 2.9148 | 3.0192 | 4.231 | 4.1855 | 4.4187 | 0.00026173
2062 | 0.00016908 | 0.0001356 | 0 | 2.9274 | 2.9148 | 3.0192 | 4.2131 | 4.1855 | 4.4187 | 1.0325e-05
2063 | 0.00017675 | 0.00013816 | 0 | 2.9013 | 2.9158 | 3.0192 | 4.156 | 4.1877 | 4.4187 | 1.6881e-05
2064 | 0.00019667 | 0.00014435 | 0 | 2.8553 | 2.9158 | 3.0192 | 4.0566 | 4.1877 | 4.4187 | 1.1308e-05
2065 | 0.0002039 | 0.00014404 | 0 | 2.8315 | 2.9158 | 3.0192 | 4.0057 | 4.1877 | 4.4187 | 1.6225e-05
2066 | 0.0002039 | 0.00014605 | 0 | 2.8221 | 2.9158 | 3.0192 | 3.9857 | 4.1877 | 4.4187 | 1.0653e-05
2067 | 0.0002039 | 0.00014562 | 0 | 2.8025 | 2.9158 | 3.0192 | 3.9442 | 4.1877 | 4.4187 | 1.0489e-05
2068 | 0.0002039 | 0.00014629 | 0 | 2.7758 | 2.9158 | 3.0192 | 3.8885 | 4.1877 | 4.4187 | 1.1308e-05
2069 | 0.0002039 | 0.00014688 | 0.00028878 | 2.7686 | 2.9178 | 3.0192 | 3.8733 | 4.1921 | 4.4187 | 9.0139e-06
2070 | 0.0002039 | 0.00014442 | 0.0046782 | 2.7795 | 2.9178 | 3.0192 | 3.8961 | 4.1921 | 4.4187 | 1.4914e-05
2071 | 0.0002039 | 0.00014572 | 0.017962 | 2.8825 | 2.9178 | 3.0192 | 4.1153 | 4.1921 | 4.4187 | 0.00065801
2072 | 0.0001771 | 0.00013771 | 0.028184 | 2.9344 | 2.9178 | 3.0192 | 4.2288 | 4.1921 | 4.4187 | 8.5714e-05
2073 | 0.00013081 | 0.00012421 | 0.03357 | 3.0278 | 2.9178 | 3.0192 | 4.4383 | 4.1921 | 4.4187 | 7.6372e-05
2074 | 9.9269e-05 | 0.00011378 | 0.048052 | 3.1089 | 2.9178 | 3.0192 | 4.6263 | 4.1921 | 4.4187 | 8.0305e-05
2075 | 0.00010635 | 0.00011586 | 0.04476 | 3.1646 | 2.9188 | 3.0192 | 4.7589 | 4.1943 | 4.4187 | 9.2433e-05
2076 | 0.00011365 | 0.00011843 | 0.047359 | 3.2187 | 2.9188 | 3.0192 | 4.8902 | 4.1943 | 4.4187 | 0.00021076
2077 | 0.00012052 | 0.00012087 | 0.036386 | 3.1944 | 2.9198 | 3.0192 | 4.831 | 4.1965 | 4.4187 | 0.00010587
2078 | 0.00010066 | 0.00011427 | 0.037541 | 3.1788 | 2.9198 | 3.0192 | 4.7932 | 4.1965 | 4.4187 | 0.00010997
2079 | 8.9678e-05 | 0.0001088 | 0.023218 | 3.2187 | 2.9198 | 3.0192 | 4.8902 | 4.1965 | 4.4187 | 8.0305e-05
2080 | 8.5855e-05 | 0.00010422 | 0.012648 | 3.147 | 2.9198 | 3.0192 | 4.7166 | 4.1965 | 4.4187 | 7.8339e-05
2081 | 8.3199e-05 | 0.00010658 | 0.0040429 | 3.102 | 2.9208 | 3.0192 | 4.6103 | 4.1987 | 4.4187 | 8.9483e-05
2082 | 7.3641e-05 | 0.00010686 | 0.00011551 | 3.0116 | 2.9208 | 3.0192 | 4.4015 | 4.1987 | 4.4187 | 0.00022682
2083 | 0.00010865 | 0.0001207 | 0 | 2.9518 | 2.9218 | 3.0192 | 4.2673 | 4.2009 | 4.4187 | 0.00026452
2084 | 0.00016164 | 0.00013362 | 0 | 2.8631 | 2.9218 | 3.0192 | 4.0732 | 4.2009 | 4.4187 | 0.0002437
2085 | 0.00019514 | 0.00014367 | 0 | 2.8353 | 2.9218 | 3.0192 | 4.0137 | 4.2009 | 4.4187 | 0.00024239
2086 | 0.0002039 | 0.00014527 | 0 | 2.808 | 2.9218 | 3.0192 | 3.956 | 4.2009 | 4.4187 | 1.6881e-05
2087 | 0.0002039 | 0.00014637 | 0 | 2.7997 | 2.9218 | 3.0192 | 3.9384 | 4.2009 | 4.4187 | 1.8519e-05
2088 | 0.0002039 | 0.00014661 | 0 | 2.809 | 2.9218 | 3.0192 | 3.9579 | 4.2009 | 4.4187 | 1.6225e-05
2089 | 0.0002039 | 0.00014652 | 0 | 2.7997 | 2.9228 | 3.0192 | 3.9384 | 4.2031 | 4.4187 | 1.3603e-05
2090 | 0.0002039 | 0.00014587 | 0 | 2.7932 | 2.9238 | 3.0192 | 3.9248 | 4.2054 | 4.4187 | 7.0472e-06
2091 | 0.0002039 | 0.00014666 | 0 | 2.7659 | 2.9238 | 3.0192 | 3.8677 | 4.2054 | 4.4187 | 8.1944e-06
2092 | 0.0002039 | 0.00014643 | 0 | 2.7373 | 2.9238 | 3.0192 | 3.8086 | 4.2054 | 4.4187 | 5.5722e-06
2093 | 0.0002039 | 0.00014667 | 0.00017327 | 2.7153 | 2.9238 | 3.0192 | 3.7636 | 4.2054 | 4.4187 | 1.1308e-05
2094 | 0.0002039 | 0.00014675 | 0.0045049 | 2.7355 | 2.9238 | 3.0192 | 3.8049 | 4.2054 | 4.4187 | 1.0817e-05
2095 | 0.0002039 | 0.00014531 | 0.01415 | 2.7988 | 2.9248 | 3.0192 | 3.9365 | 4.2076 | 4.4187 | 0.00066293
2096 | 0.00014577 | 0.0001283 | 0.022524 | 2.8786 | 2.9248 | 3.0192 | 4.1068 | 4.2076 | 4.4187 | 7.5553e-05
2097 | 0.00010619 | 0.00011638 | 0.030321 | 2.9904 | 2.9248 | 3.0192 | 4.3535 | 4.2076 | 4.4187 | 7.6044e-05
2098 | 9.042e-05 | 0.00011165 | 0.03679 | 3.0717 | 2.9248 | 3.0192 | 4.5394 | 4.2076 | 4.4187 | 0.00010325
2099 | 8.6222e-05 | 0.00011082 | 0.03588 | 3.1365 | 2.9248 | 3.0192 | 4.6917 | 4.2076 | 4.4187 | 0.00010964
2100 | 8.499e-05 | 0.00011029 | 0.039331 | 3.1681 | 2.9248 | 3.0192 | 4.7674 | 4.2076 | 4.4187 | 0.00021945
2101 | 8.2546e-05 | 0.00010963 | 0.033267 | 3.1944 | 2.9248 | 3.0192 | 4.831 | 4.2076 | 4.4187 | 0.00010751
2102 | 7.2877e-05 | 0.00010665 | 0.03009 | 3.2126 | 2.9269 | 3.0192 | 4.8753 | 4.212 | 4.4187 | 9.9972e-05
2103 | 5.695e-05 | 0.00010119 | 0.023391 | 3.2102 | 2.9269 | 3.0192 | 4.8693 | 4.212 | 4.4187 | 0.00010915
2104 | 4.7996e-05 | 9.8397e-05 | 0.011782 | 3.2102 | 2.9269 | 3.0192 | 4.8693 | 4.212 | 4.4187 | 8.2436e-05
2105 | 4.45e-05 | 9.7132e-05 | 0.0034653 | 3.1848 | 2.9279 | 3.0192 | 4.8076 | 4.2143 | 4.4187 | 8.0469e-05
2106 | 5.1748e-05 | 9.988e-05 | 0.00019252 | 3.0986 | 2.9279 | 3.0192 | 4.6023 | 4.2143 | 4.4187 | 0.00022928
2107 | 0.00011573 | 0.00012012 | 0 | 3.0213 | 2.9279 | 3.0192 | 4.4235 | 4.2143 | 4.4187 | 0.0002555
2108 | 0.00014805 | 0.00012994 | 0 | 3.0106 | 2.9279 | 3.0192 | 4.3991 | 4.2143 | 4.4187 | 0.00024337
2109 | 0.00016751 | 0.00013486 | 0 | 2.9601 | 2.9289 | 3.0192 | 4.2856 | 4.2165 | 4.4187 | 0.00025665
2110 | 0.0001877 | 0.00014169 | 0 | 2.9274 | 2.9289 | 3.0192 | 4.2131 | 4.2165 | 4.4187 | 1.9667e-05
2111 | 0.0002039 | 0.00014581 | 0 | 2.9003 | 2.9289 | 3.0192 | 4.1539 | 4.2165 | 4.4187 | 1.0653e-05
2112 | 0.0002039 | 0.00014627 | 0 | 2.8728 | 2.9289 | 3.0192 | 4.0941 | 4.2165 | 4.4187 | 1.9011e-05
2113 | 0.0002039 | 0.00014669 | 0 | 2.8505 | 2.9289 | 3.0192 | 4.0463 | 4.2165 | 4.4187 | 2.7369e-05
2114 | 0.0002039 | 0.0001462 | 0 | 2.8525 | 2.9289 | 3.0192 | 4.0505 | 4.2165 | 4.4187 | 2.4583e-05
2115 | 0.0002039 | 0.00014613 | 0 | 2.8592 | 2.9289 | 3.0192 | 4.0649 | 4.2165 | 4.4187 | 2.1797e-05
2116 | 0.0002039 | 0.0001459 | 0 | 2.8602 | 2.9289 | 3.0192 | 4.067 | 4.2165 | 4.4187 | 3.6875e-05
2117 | 0.0002039 | 0.00014548 | 0.00028878 | 2.8621 | 2.9299 | 3.0192 | 4.0711 | 4.2187 | 4.4187 | 2.1961e-05
2118 | 0.0002039 | 0.00014658 | 0.0046926 | 2.8728 | 2.9299 | 3.0192 | 4.0941 | 4.2187 | 4.4187 | 2.6878e-05
2119 | 0.0002039 | 0.00014584 | 0.013515 | 2.9053 | 2.9299 | 3.0192 | 4.1647 | 4.2187 | 4.4187 | 0.00062048
2120 | 0.00015969 | 0.00013268 | 0.02033 | 2.9395 | 2.9309 | 3.0192 | 4.24 | 4.221 | 4.4187 | 0.00062409
2121 | 0.0001225 | 0.00012173 | 0.026221 | 2.9673 | 2.9309 | 3.0192 | 4.3018 | 4.221 | 4.4187 | 9.6858e-05
2122 | 9.6807e-05 | 0.00011389 | 0.034292 | 3.0116 | 2.9309 | 3.0192 | 4.4015 | 4.221 | 4.4187 | 9.653e-05
2123 | 9.7994e-05 | 0.00011473 | 0.028935 | 3.0739 | 2.9319 | 3.0192 | 4.5446 | 4.2232 | 4.4187 | 8.1125e-05
2124 | 0.0001059 | 0.00011696 | 0.023853 | 3.1089 | 2.9319 | 3.0192 | 4.6263 | 4.2232 | 4.4187 | 8.2272e-05
2125 | 0.00010548 | 0.00011666 | 0.023968 | 3.1658 | 2.9319 | 3.0192 | 4.7617 | 4.2232 | 4.4187 | 8.9155e-05
2126 | 8.1624e-05 | 0.00010901 | 0.025585 | 3.1824 | 2.9319 | 3.0192 | 4.8019 | 4.2232 | 4.4187 | 8.2436e-05
2127 | 6.5309e-05 | 0.00010328 | 0.022582 | 3.1908 | 2.9319 | 3.0192 | 4.8222 | 4.2232 | 4.4187 | 0.00032516
2128 | 7.2146e-05 | 0.00010458 | 0.012591 | 3.1824 | 2.9329 | 3.0192 | 4.8019 | 4.2255 | 4.4187 | 0.00028369
2129 | 5.5877e-05 | 9.9602e-05 | 0.0049092 | 3.1575 | 2.9329 | 3.0192 | 4.7419 | 4.2255 | 4.4187 | 3.5072e-05
2130 | 7.118e-05 | 0.00010628 | 0.00028878 | 3.0873 | 2.9329 | 3.0192 | 4.5759 | 4.2255 | 4.4187 | 4.3922e-05
2131 | 0.00012628 | 0.00012299 | 0 | 3.0386 | 2.9329 | 3.0192 | 4.4631 | 4.2255 | 4.4187 | 5.9164e-05
2132 | 0.00017432 | 0.00013737 | 0 | 2.9946 | 2.9329 | 3.0192 | 4.363 | 4.2255 | 4.4187 | 0.00016241
2133 | 0.00017852 | 0.00013849 | 0 | 2.9395 | 2.9329 | 3.0192 | 4.24 | 4.2255 | 4.4187 | 0.00019699
2134 | 0.00018609 | 0.00014043 | 0 | 2.9233 | 2.9329 | 3.0192 | 4.2042 | 4.2255 | 4.4187 | 0.00015192
2135 | 0.0002031 | 0.00014595 | 0 | 2.9063 | 2.9329 | 3.0192 | 4.1669 | 4.2255 | 4.4187 | 2.1142e-05
2136 | 0.0002039 | 0.0001465 | 0 | 2.8865 | 2.9329 | 3.0192 | 4.1238 | 4.2255 | 4.4187 | 2.1469e-05
2137 | 0.0002039 | 0.00014569 | 0 | 2.864 | 2.934 | 3.0192 | 4.0753 | 4.2277 | 4.4187 | 2.9992e-05
2138 | 0.0002039 | 0.00014656 | 0 | 2.8458 | 2.934 | 3.0192 | 4.0361 | 4.2277 | 4.4187 | 2.5403e-05
2139 | 0.0002039 | 0.0001464 | 0 | 2.8221 | 2.934 | 3.0192 | 3.9857 | 4.2277 | 4.4187 | 1.6553e-05
2140 | 0.0002039 | 0.00014658 | 0 | 2.8006 | 2.935 | 3.0192 | 3.9403 | 4.2299 | 4.4187 | 2.5567e-05
2141 | 0.0002039 | 0.00014638 | 0.00046204 | 2.8006 | 2.935 | 3.0192 | 3.9403 | 4.2299 | 4.4187 | 2.3108e-05
2142 | 0.0002039 | 0.00014656 | 0.0054867 | 2.8315 | 2.935 | 3.0192 | 4.0057 | 4.2299 | 4.4187 | 1.8519e-05
2143 | 0.0002039 | 0.00014567 | 0.015305 | 2.9457 | 2.935 | 3.0192 | 4.2536 | 4.2299 | 4.4187 | 0.0005977
2144 | 0.00016608 | 0.00013452 | 0.026048 | 3.0343 | 2.935 | 3.0192 | 4.4532 | 4.2299 | 4.4187 | 0.00063458
2145 | 0.00016681 | 0.00013438 | 0.035014 | 3.1516 | 2.935 | 3.0192 | 4.7278 | 4.2299 | 4.4187 | 8.26e-05
2146 | 0.00013251 | 0.00012453 | 0.044818 | 3.2126 | 2.936 | 3.0192 | 4.8753 | 4.2322 | 4.4187 | 8.0305e-05
2147 | 0.00011331 | 0.00011912 | 0.042334 | 3.257 | 2.936 | 3.0192 | 4.985 | 4.2322 | 4.4187 | 0.00011636
2148 | 0.00011618 | 0.00011984 | 0.044183 | 3.3183 | 2.936 | 3.0192 | 5.1393 | 4.2322 | 4.4187 | 6.7194e-05
2149 | 0.00011135 | 0.0001184 | 0.045511 | 3.3657 | 2.936 | 3.0192 | 5.2614 | 4.2322 | 4.4187 | 0.00010554
2150 | 9.6779e-05 | 0.00011368 | 0.042161 | 3.3577 | 2.936 | 3.0192 | 5.2406 | 4.2322 | 4.4187 | 8.4403e-05
2151 | 9.6994e-05 | 0.00011332 | 0.030437 | 3.2772 | 2.936 | 3.0192 | 5.0354 | 4.2322 | 4.4187 | 0.00032417
2152 | 8.0906e-05 | 0.00010852 | 0.018886 | 3.2384 | 2.936 | 3.0192 | 4.9387 | 4.2322 | 4.4187 | 0.00029516
2153 | 6.8502e-05 | 0.00010473 | 0.0056311 | 3.1968 | 2.936 | 3.0192 | 4.8368 | 4.2322 | 4.4187 | 4.2939e-05
2154 | 8.7316e-05 | 0.00011064 | 0.00028878 | 3.093 | 2.938 | 3.0192 | 4.589 | 4.2367 | 4.4187 | 5.7853e-05
2155 | 0.00013484 | 0.00012009 | 0 | 3.0213 | 2.938 | 3.0192 | 4.4235 | 4.2367 | 4.4187 | 5.2444e-05
2156 | 0.00020167 | 0.00014501 | 0 | 2.9978 | 2.938 | 3.0192 | 4.3702 | 4.2367 | 4.4187 | 0.00015422
2157 | 0.0002039 | 0.00014645 | 0 | 2.9809 | 2.938 | 3.0192 | 4.3322 | 4.2367 | 4.4187 | 0.00016815
2158 | 0.0002039 | 0.00014651 | 0 | 2.9284 | 2.938 | 3.0192 | 4.2154 | 4.2367 | 4.4187 | 0.00018159
2159 | 0.0002039 | 0.00014239 | 0 | 2.9304 | 2.938 | 3.0192 | 4.2198 | 4.2367 | 4.4187 | 1.9503e-05
2160 | 0.0002039 | 0.00014325 | 0 | 2.9213 | 2.938 | 3.0192 | 4.1998 | 4.2367 | 4.4187 | 4.425e-06
2161 | 0.0002039 | 0.0001465 | 0 | 2.9153 | 2.938 | 3.0192 | 4.1866 | 4.2367 | 4.4187 | 9.1778e-06
2162 | 0.0002039 | 0.00014642 | 0 | 2.8816 | 2.9391 | 3.0192 | 4.1131 | 4.239 | 4.4187 | 1.9994e-05
2163 | 0.0002039 | 0.00014651 | 0 | 2.8767 | 2.9391 | 3.0192 | 4.1026 | 4.239 | 4.4187 | 1.3603e-05
2164 | 0.0002039 | 0.00014348 | 0 | 2.8611 | 2.9391 | 3.0192 | 4.0691 | 4.239 | 4.4187 | 6.3917e-06
2165 | 0.0002039 | 0.00014653 | 0.00036097 | 2.8525 | 2.9391 | 3.0192 | 4.0505 | 4.239 | 4.4187 | 1.0653e-05
2166 | 0.0002039 | 0.00014569 | 0.0047167 | 2.8515 | 2.9391 | 3.0192 | 4.0484 | 4.239 | 4.4187 | 9.9972e-06
2167 | 0.0002039 | 0.00014555 | 0.0108 | 2.9093 | 2.9401 | 3.0192 | 4.1734 | 4.2412 | 4.4187 | 0.00062409
2168 | 0.00015891 | 0.00013229 | 0.016633 | 2.9746 | 2.9421 | 3.0192 | 4.3181 | 4.2457 | 4.4187 | 9.4072e-05
2169 | 0.0001217 | 0.00012142 | 0.017384 | 3.0354 | 2.9411 | 3.0192 | 4.4557 | 4.2435 | 4.4187 | 7.4897e-05
2170 | 0.00010287 | 0.00011531 | 0.02934 | 3.0986 | 2.9411 | 3.0192 | 4.6023 | 4.2435 | 4.4187 | 0.00010522
2171 | 9.5714e-05 | 0.00011165 | 0.028589 | 3.1342 | 2.9401 | 3.0192 | 4.6861 | 4.2412 | 4.4187 | 0.00010227
2172 | 8.7297e-05 | 0.00011108 | 0.031693 | 3.1446 | 2.9401 | 3.0192 | 4.7111 | 4.2412 | 4.4187 | 0.00022354
2173 | 7.7424e-05 | 0.00010813 | 0.030148 | 3.1587 | 2.9401 | 3.0192 | 4.7447 | 4.2412 | 4.4187 | 8.3911e-05
2174 | 6.6767e-05 | 0.00010484 | 0.02599 | 3.2005 | 2.9411 | 3.0192 | 4.8456 | 4.2435 | 4.4187 | 0.00010259
2175 | 5.307e-05 | 9.9985e-05 | 0.019521 | 3.14 | 2.9421 | 3.0192 | 4.6999 | 4.2457 | 4.4187 | 0.00010571
2176 | 5.4806e-05 | 0.00010039 | 0.012822 | 3.1646 | 2.9421 | 3.0192 | 4.7589 | 4.2457 | 4.4187 | 7.8175e-05
2177 | 5.3967e-05 | 0.0001006 | 0.005198 | 3.1388 | 2.9421 | 3.0192 | 4.6972 | 4.2457 | 4.4187 | 6.8833e-05
2178 | 8.0762e-05 | 0.00010795 | 0.00036097 | 3.0127 | 2.9421 | 3.0192 | 4.404 | 4.2457 | 4.4187 | 0.00026812
2179 | 0.00011325 | 0.00011513 | 0 | 2.9457 | 2.9431 | 3.0192 | 4.2536 | 4.248 | 4.4187 | 0.00023879
2180 | 0.00013971 | 0.00012672 | 0 | 2.9063 | 2.9442 | 3.0192 | 4.1669 | 4.2503 | 4.4187 | 0.00024256
2181 | 0.00016291 | 0.00013259 | 0 | 2.8796 | 2.9452 | 3.0192 | 4.1089 | 4.2525 | 4.4187 | 0.00024436
2182 | 0.00018043 | 0.00013883 | 0 | 2.8679 | 2.9452 | 3.0192 | 4.0836 | 4.2525 | 4.4187 | 1.2947e-05
2183 | 0.00019664 | 0.00014254 | 0 | 2.865 | 2.9452 | 3.0192 | 4.0774 | 4.2525 | 4.4187 | 1.6717e-05
2184 | 0.0002039 | 0.00014529 | 0 | 2.8477 | 2.9452 | 3.0192 | 4.0402 | 4.2525 | 4.4187 | 1.1144e-05
2185 | 0.0002039 | 0.00014625 | 0 | 2.8287 | 2.9452 | 3.0192 | 3.9996 | 4.2525 | 4.4187 | 1.9175e-05
2186 | 0.0002039 | 0.0001463 | 0 | 2.8268 | 2.9442 | 3.0192 | 3.9956 | 4.2503 | 4.4187 | 1.4258e-05
2187 | 0.0002039 | 0.00014518 | 0 | 2.8118 | 2.9452 | 3.0192 | 3.9639 | 4.2525 | 4.4187 | 1.0325e-05
2188 | 0.0002039 | 0.00014492 | 0 | 2.8006 | 2.9462 | 3.0192 | 3.9403 | 4.2548 | 4.4187 | 1.18e-05
2189 | 0.0002039 | 0.00014637 | 0.00057755 | 2.7941 | 2.9462 | 3.0192 | 3.9268 | 4.2548 | 4.4187 | 1.5733e-05
2190 | 0.0002039 | 0.00014645 | 0.0064252 | 2.8334 | 2.9462 | 3.0192 | 4.0097 | 4.2548 | 4.4187 | 9.9972e-06
2191 | 0.0002039 | 0.00014554 | 0.018193 | 2.8875 | 2.9462 | 3.0192 | 4.1259 | 4.2548 | 4.4187 | 0.00065146
2192 | 0.00017131 | 0.00013631 | 0.024835 | 2.9334 | 2.9483 | 3.0192 | 4.2265 | 4.2594 | 4.4187 | 8.0797e-05
2193 | 0.00013891 | 0.00012614 | 0.032285 | 2.9935 | 2.9483 | 3.0192 | 4.3606 | 4.2594 | 4.4187 | 8.3255e-05
2194 | 0.00011878 | 0.00012047 | 0.038118 | 3.0639 | 2.9493 | 3.0192 | 4.5214 | 4.2616 | 4.4187 | 8.3747e-05
2195 | 0.00011508 | 0.00011923 | 0.051229 | 3.1157 | 2.9493 | 3.0192 | 4.6425 | 4.2616 | 4.4187 | 9.653e-05
2196 | 0.00010412 | 0.00011544 | 0.051055 | 3.1705 | 2.9483 | 3.0192 | 4.7731 | 4.2594 | 4.4187 | 0.00023518
2197 | 8.3864e-05 | 0.00010943 | 0.045453 | 3.1776 | 2.9483 | 3.0192 | 4.7903 | 4.2594 | 4.4187 | 6.9161e-05
2198 | 7.5648e-05 | 0.00010639 | 0.045222 | 3.1741 | 2.9493 | 3.0192 | 4.7817 | 4.2616 | 4.4187 | 7.0308e-05
2199 | 6.8353e-05 | 0.00010362 | 0.032776 | 3.1776 | 2.9493 | 3.0192 | 4.7903 | 4.2616 | 4.4187 | 8.7517e-05
2200 | 7.3399e-05 | 0.00010038 | 0.014034 | 3.1587 | 2.9493 | 3.0192 | 4.7447 | 4.2616 | 4.4187 | 7.5717e-05
2201 | 5.7146e-05 | 9.8339e-05 | 0.0050054 | 3.1043 | 2.9493 | 3.0192 | 4.6156 | 4.2616 | 4.4187 | 9.5547e-05
2202 | 7.9647e-05 | 0.00010723 | 0.00036097 | 3.0074 | 2.9493 | 3.0192 | 4.3918 | 4.2616 | 4.4187 | 0.00025944
2203 | 9.1424e-05 | 0.00011498 | 0 | 2.9304 | 2.9503 | 3.0192 | 4.2198 | 4.2639 | 4.4187 | 0.00024534
2204 | 0.00012991 | 0.00012294 | 0 | 2.9063 | 2.9493 | 3.0192 | 4.1669 | 4.2616 | 4.4187 | 0.00028091
2205 | 0.00015405 | 0.00012968 | 0 | 2.866 | 2.9493 | 3.0192 | 4.0795 | 4.2616 | 4.4187 | 0.00024846
2206 | 0.00016807 | 0.00013517 | 0 | 2.8353 | 2.9514 | 3.0192 | 4.0137 | 4.2662 | 4.4187 | 1.8028e-05
2207 | 0.00019703 | 0.0001437 | 0 | 2.8052 | 2.9514 | 3.0192 | 3.9501 | 4.2662 | 4.4187 | 1.0161e-05
2208 | 0.0002039 | 0.00014588 | 0 | 2.7813 | 2.9514 | 3.0192 | 3.8999 | 4.2662 | 4.4187 | 1.475e-05
2209 | 0.0002039 | 0.000146 | 0 | 2.7713 | 2.9514 | 3.0192 | 3.879 | 4.2662 | 4.4187 | 1.77e-05
2210 | 0.0002039 | 0.00014599 | 0 | 2.7587 | 2.9514 | 3.0192 | 3.8527 | 4.2662 | 4.4187 | 6.5555e-06
2211 | 0.0002039 | 0.00014589 | 0 | 2.747 | 2.9503 | 3.0192 | 3.8287 | 4.2639 | 4.4187 | 1.77e-05
2212 | 0.0002039 | 0.00014613 | 0 | 2.7302 | 2.9503 | 3.0192 | 3.7941 | 4.2639 | 4.4187 | 9.5055e-06
2213 | 0.0002039 | 0.00014634 | 0.00086633 | 2.7276 | 2.9514 | 3.0192 | 3.7887 | 4.2662 | 4.4187 | 1.5733e-05
2214 | 0.0002039 | 0.00014629 | 0.0058477 | 2.7408 | 2.9514 | 3.0192 | 3.8159 | 4.2662 | 4.4187 | 7.0472e-06
2215 | 0.0002039 | 0.00014541 | 0.013515 | 2.7831 | 2.9524 | 3.0192 | 3.9037 | 4.2685 | 4.4187 | 0.00065293
2216 | 0.00017689 | 0.00013713 | 0.02033 | 2.8211 | 2.9534 | 3.0192 | 3.9837 | 4.2708 | 4.4187 | 7.7028e-05
2217 | 0.00014554 | 0.00012824 | 0.030321 | 2.8708 | 2.9534 | 3.0192 | 4.0899 | 4.2708 | 4.4187 | 7.4897e-05
2218 | 0.00013417 | 0.00012469 | 0.045973 | 2.8884 | 2.9524 | 3.0192 | 4.1281 | 4.2685 | 4.4187 | 0.0001003
2219 | 0.00013317 | 0.00012448 | 0.049034 | 2.9274 | 2.9524 | 3.0192 | 4.2131 | 4.2685 | 4.4187 | 0.00010784
2220 | 0.00013272 | 0.00012435 | 0.046608 | 2.959 | 2.9534 | 3.0192 | 4.2833 | 4.2708 | 4.4187 | 0.00025944
2221 | 0.00012613 | 0.00012202 | 0.052095 | 3.0095 | 2.9534 | 3.0192 | 4.3967 | 4.2708 | 4.4187 | 0.00010587
2222 | 0.00012182 | 0.00012071 | 0.044298 | 3.0364 | 2.9534 | 3.0192 | 4.4582 | 4.2708 | 4.4187 | 0.00010341
2223 | 0.00011998 | 0.00011934 | 0.031534 | 3.0463 | 2.9534 | 3.0192 | 4.4807 | 4.2708 | 4.4187 | 8.9647e-05
2224 | 8.9546e-05 | 0.00010562 | 0.018308 | 3.0375 | 2.9534 | 3.0192 | 4.4606 | 4.2708 | 4.4187 | 8.5714e-05
2225 | 9.4594e-05 | 0.00010863 | 0.0062087 | 2.9862 | 2.9534 | 3.0192 | 4.344 | 4.2708 | 4.4187 | 9.2597e-05
2226 | 9.1536e-05 | 0.00011126 | 0.00050536 | 2.9253 | 2.9524 | 3.0192 | 4.2087 | 4.2685 | 4.4187 | 0.00026599
2227 | 0.00014106 | 0.00012931 | 0 | 2.8796 | 2.9534 | 3.0192 | 4.1089 | 4.2708 | 4.4187 | 0.00023567
2228 | 0.00017956 | 0.00013283 | 0 | 2.864 | 2.9544 | 3.0192 | 4.0753 | 4.2731 | 4.4187 | 0.00027255
2229 | 0.00019953 | 0.00014318 | 0 | 2.8505 | 2.9544 | 3.0192 | 4.0463 | 4.2731 | 4.4187 | 0.00025206
2230 | 0.0002039 | 0.00014576 | 0 | 2.8211 | 2.9544 | 3.0192 | 3.9837 | 4.2731 | 4.4187 | 1.0981e-05
2231 | 0.0002039 | 0.00014592 | 0 | 2.7886 | 2.9544 | 3.0192 | 3.9152 | 4.2731 | 4.4187 | 1.2292e-05
2232 | 0.0002039 | 0.00014554 | 0 | 2.7749 | 2.9544 | 3.0192 | 3.8866 | 4.2731 | 4.4187 | 1.9667e-05
2233 | 0.0002039 | 0.00014493 | 0 | 2.7623 | 2.9544 | 3.0192 | 3.8602 | 4.2731 | 4.4187 | 1.5733e-05
2234 | 0.0002039 | 0.00014566 | 0 | 2.7444 | 2.9544 | 3.0192 | 3.8232 | 4.2731 | 4.4187 | 6.8833e-06
2235 | 0.0002039 | 0.00014616 | 0 | 2.7346 | 2.9544 | 3.0192 | 3.8031 | 4.2731 | 4.4187 | 1.6061e-05
2236 | 0.0002039 | 0.00014485 | 0 | 2.7285 | 2.9544 | 3.0192 | 3.7905 | 4.2731 | 4.4187 | 1.2456e-05
2237 | 0.0002039 | 0.00014592 | 0.00048129 | 2.7162 | 2.9544 | 3.0192 | 3.7654 | 4.2731 | 4.4187 | 1.2783e-05
2238 | 0.0002039 | 0.00014595 | 0.0053135 | 2.7241 | 2.9544 | 3.0192 | 3.7815 | 4.2731 | 4.4187 | 6.5555e-06
2239 | 0.0002039 | 0.00014524 | 0.012995 | 2.7632 | 2.9544 | 3.0192 | 3.8621 | 4.2731 | 4.4187 | 0.00062786
2240 | 0.0002039 | 0.00014507 | 0.026336 | 2.8136 | 2.9555 | 3.0192 | 3.9678 | 4.2754 | 4.4187 | 7.1292e-05
2241 | 0.00014876 | 0.00012831 | 0.038234 | 2.8602 | 2.9555 | 3.0192 | 4.067 | 4.2754 | 4.4187 | 7.6044e-05
2242 | 0.0001285 | 0.00012108 | 0.041468 | 2.9193 | 2.9555 | 3.0192 | 4.1954 | 4.2754 | 4.4187 | 0.00011194
2243 | 0.00013057 | 0.00012333 | 0.038754 | 2.9446 | 2.9555 | 3.0192 | 4.2513 | 4.2754 | 4.4187 | 9.1778e-05
2244 | 0.00013277 | 0.00012371 | 0.043605 | 2.9736 | 2.9555 | 3.0192 | 4.3158 | 4.2754 | 4.4187 | 0.00024141
2245 | 0.00013707 | 0.0001248 | 0.041468 | 2.9904 | 2.9555 | 3.0192 | 4.3535 | 4.2754 | 4.4187 | 0.00010292
2246 | 0.00012621 | 0.00011974 | 0.037945 | 2.9999 | 2.9555 | 3.0192 | 4.375 | 4.2754 | 4.4187 | 0.00010112
2247 | 0.00011906 | 0.00011601 | 0.032112 | 2.9999 | 2.9555 | 3.0192 | 4.375 | 4.2754 | 4.4187 | 9.145e-05
2248 | 0.00011731 | 0.00011631 | 0.016114 | 2.9809 | 2.9555 | 3.0192 | 4.3322 | 4.2754 | 4.4187 | 9.145e-05
2249 | 0.0001192 | 0.00011914 | 0.0077969 | 2.9632 | 2.9555 | 3.0192 | 4.2925 | 4.2754 | 4.4187 | 6.8178e-05
2250 | 0.00012237 | 0.00012399 | 0.00063531 | 2.9263 | 2.9565 | 3.0192 | 4.2109 | 4.2777 | 4.4187 | 0.00023993
2251 | 0.00016667 | 0.00013648 | 0 | 2.8934 | 2.9555 | 3.0192 | 4.1388 | 4.2754 | 4.4187 | 0.00024354
2252 | 0.00019976 | 0.00014594 | 0 | 2.8438 | 2.9555 | 3.0192 | 4.032 | 4.2754 | 4.4187 | 0.00023141
2253 | 0.0002039 | 0.00014693 | 0 | 2.8062 | 2.9555 | 3.0192 | 3.9521 | 4.2754 | 4.4187 | 0.00027779
2254 | 0.0002039 | 0.00014633 | 0 | 2.7895 | 2.9555 | 3.0192 | 3.9171 | 4.2754 | 4.4187 | 1.6061e-05
2255 | 0.0002039 | 0.00014668 | 0 | 2.7941 | 2.9544 | 3.0192 | 3.9268 | 4.2731 | 4.4187 | 1.9339e-05
2256 | 0.0002039 | 0.00014609 | 0 | 2.7749 | 2.9544 | 3.0192 | 3.8866 | 4.2731 | 4.4187 | 1.6553e-05
2257 | 0.0002039 | 0.00014459 | 0 | 2.7605 | 2.9544 | 3.0192 | 3.8565 | 4.2731 | 4.4187 | 1.3931e-05
2258 | 0.0002039 | 0.00014474 | 0 | 2.7373 | 2.9544 | 3.0192 | 3.8086 | 4.2731 | 4.4187 | 6.7194e-06
2259 | 0.0002039 | 0.00014598 | 0 | 2.7171 | 2.9544 | 3.0192 | 3.7672 | 4.2731 | 4.4187 | 1.2619e-05
2260 | 0.0002039 | 0.00014604 | 0 | 2.7075 | 2.9534 | 3.0192 | 3.7477 | 4.2708 | 4.4187 | 5.4083e-06
2261 | 0.0002039 | 0.00014609 | 0.00086633 | 2.6759 | 2.9534 | 3.0192 | 3.6836 | 4.2708 | 4.4187 | 9.5055e-06
2262 | 0.0002039 | 0.0001454 | 0.0067862 | 2.7215 | 2.9534 | 3.0192 | 3.7761 | 4.2708 | 4.4187 | 1.1964e-05
2263 | 0.0002039 | 0.00014477 | 0.016922 | 2.8249 | 2.9534 | 3.0192 | 3.9916 | 4.2708 | 4.4187 | 0.00065244
2264 | 0.00019513 | 0.00014248 | 0.033267 | 2.8708 | 2.9534 | 3.0192 | 4.0899 | 4.2708 | 4.4187 | 5.7033e-05
2265 | 0.0001746 | 0.00013638 | 0.036039 | 2.9143 | 2.9534 | 3.0192 | 4.1844 | 4.2708 | 4.4187 | 7.4242e-05
2266 | 0.00015245 | 0.00012955 | 0.047475 | 2.9663 | 2.9544 | 3.0192 | 4.2995 | 4.2731 | 4.4187 | 8.6861e-05
2267 | 0.00015814 | 0.00013149 | 0.049843 | 3.0159 | 2.9544 | 3.0192 | 4.4113 | 4.2731 | 4.4187 | 0.00013259
2268 | 0.00014993 | 0.00012926 | 0.044414 | 3.0364 | 2.9544 | 3.0192 | 4.4582 | 4.2731 | 4.4187 | 0.00024813
2269 | 0.00014307 | 0.00012683 | 0.037425 | 3.0397 | 2.9544 | 3.0192 | 4.4656 | 4.2731 | 4.4187 | 0.00010981
2270 | 0.00013321 | 0.00012325 | 0.038754 | 3.0463 | 2.9555 | 3.0192 | 4.4807 | 4.2754 | 4.4187 | 7.9814e-05
2271 | 0.00012063 | 0.0001189 | 0.023968 | 3.0606 | 2.9544 | 3.0192 | 4.5137 | 4.2731 | 4.4187 | 7.9814e-05
2272 | 9.8971e-05 | 0.00011018 | 0.017269 | 3.0343 | 2.9544 | 3.0192 | 4.4532 | 4.2731 | 4.4187 | 7.4242e-05
2273 | 0.00011572 | 0.000116 | 0.0060643 | 3.0116 | 2.9544 | 3.0192 | 4.4015 | 4.2731 | 4.4187 | 6.3425e-05
2274 | 0.0001088 | 0.00011665 | 0.00077007 | 2.9314 | 2.9544 | 3.0192 | 4.2221 | 4.2731 | 4.4187 | 0.00024551
2275 | 0.00013512 | 0.00012678 | 0 | 2.8582 | 2.9534 | 3.0192 | 4.0628 | 4.2708 | 4.4187 | 0.00026763
2276 | 0.00018268 | 0.00013841 | 0 | 2.8315 | 2.9534 | 3.0192 | 4.0057 | 4.2708 | 4.4187 | 0.00024895
2277 | 0.0002039 | 0.00014558 | 0 | 2.8025 | 2.9534 | 3.0192 | 3.9442 | 4.2708 | 4.4187 | 0.00025976
2278 | 0.0002039 | 0.0001455 | 0 | 2.7831 | 2.9534 | 3.0192 | 3.9037 | 4.2708 | 4.4187 | 2.065e-05
2279 | 0.0002039 | 0.00014563 | 0 | 2.7777 | 2.9544 | 3.0192 | 3.8923 | 4.2731 | 4.4187 | 1.1308e-05
2280 | 0.0002039 | 0.00014485 | 0 | 2.7932 | 2.9544 | 3.0192 | 3.9248 | 4.2731 | 4.4187 | 2.5403e-05
2281 | 0.0002039 | 0.00014576 | 0 | 2.785 | 2.9534 | 3.0192 | 3.9075 | 4.2708 | 4.4187 | 1.3275e-05
2282 | 0.0002039 | 0.00014462 | 0 | 2.774 | 2.9534 | 3.0192 | 3.8847 | 4.2708 | 4.4187 | 2.36e-05
2283 | 0.0002039 | 0.00014566 | 0 | 2.7596 | 2.9534 | 3.0192 | 3.8546 | 4.2708 | 4.4187 | 3.5892e-05
2284 | 0.0002039 | 0.00014453 | 0 | 2.7551 | 2.9534 | 3.0192 | 3.8453 | 4.2708 | 4.4187 | 2.8844e-05
2285 | 0.0002039 | 0.00014448 | 0.00072194 | 2.7614 | 2.9534 | 3.0192 | 3.8583 | 4.2708 | 4.4187 | 2.4583e-05
2286 | 0.0002039 | 0.00014595 | 0.0088943 | 2.823 | 2.9534 | 3.0192 | 3.9876 | 4.2708 | 4.4187 | 2.4583e-05
2287 | 0.0002039 | 0.00014487 | 0.022062 | 2.9033 | 2.9534 | 3.0192 | 4.1604 | 4.2708 | 4.4187 | 0.0005487
2288 | 0.00019507 | 0.00014262 | 0.033671 | 2.9914 | 2.9534 | 3.0192 | 4.3558 | 4.2708 | 4.4187 | 0.00059934
2289 | 0.00016154 | 0.00013272 | 0.039909 | 3.0397 | 2.9534 | 3.0192 | 4.4656 | 4.2708 | 4.4187 | 8.6533e-05
2290 | 0.0001381 | 0.00012575 | 0.040197 | 3.0672 | 2.9534 | 3.0192 | 4.5291 | 4.2708 | 4.4187 | 9.3253e-05
2291 | 0.00013379 | 0.00012419 | 0.036386 | 3.0862 | 2.9544 | 3.0192 | 4.5732 | 4.2731 | 4.4187 | 7.8503e-05
2292 | 0.00013698 | 0.00012562 | 0.036963 | 3.0918 | 2.9544 | 3.0192 | 4.5864 | 4.2731 | 4.4187 | 7.5389e-05
2293 | 0.00012689 | 0.00012206 | 0.03009 | 3.1157 | 2.9544 | 3.0192 | 4.6425 | 4.2731 | 4.4187 | 9.063e-05
2294 | 9.3372e-05 | 0.00011169 | 0.025701 | 3.1249 | 2.9544 | 3.0192 | 4.6642 | 4.2731 | 4.4187 | 8.7025e-05
2295 | 6.8746e-05 | 0.00010123 | 0.020792 | 3.1157 | 2.9544 | 3.0192 | 4.6425 | 4.2731 | 4.4187 | 0.00031647
2296 | 7.6805e-05 | 9.9587e-05 | 0.01415 | 3.1203 | 2.9544 | 3.0192 | 4.6533 | 4.2731 | 4.4187 | 0.00030041
2297 | 5.2476e-05 | 9.7896e-05 | 0.0062953 | 3.1077 | 2.9544 | 3.0192 | 4.6236 | 4.2731 | 4.4187 | 5.31e-05
2298 | 5.3262e-05 | 0.00010058 | 0.00079413 | 3.0551 | 2.9544 | 3.0192 | 4.5009 | 4.2731 | 4.4187 | 5.3264e-05
2299 | 8.7615e-05 | 0.00011639 | 0 | 3.0245 | 2.9555 | 3.0192 | 4.4309 | 4.2754 | 4.4187 | 4.8347e-05
2300 | 0.00011586 | 0.00012052 | 0 | 2.9663 | 2.9555 | 3.0192 | 4.2995 | 4.2754 | 4.4187 | 0.00019798
2301 | 0.00012767 | 0.00012243 | 0 | 2.9263 | 2.9534 | 3.0192 | 4.2109 | 4.2708 | 4.4187 | 0.00015963
2302 | 0.00014213 | 0.00012705 | 0 | 2.9023 | 2.9534 | 3.0192 | 4.1582 | 4.2708 | 4.4187 | 0.00018192
2303 | 0.00015736 | 0.00013178 | 0 | 2.8953 | 2.9544 | 3.0192 | 4.1431 | 4.2731 | 4.4187 | 2.9828e-05
2304 | 0.00017628 | 0.00013742 | 0 | 2.865 | 2.9544 | 3.0192 | 4.0774 | 4.2731 | 4.4187 | 3.6875e-05
2305 | 0.00018984 | 0.00013987 | 0 | 2.8324 | 2.9544 | 3.0192 | 4.0077 | 4.2731 | 4.4187 | 2.065e-05
2306 | 0.00020196 | 0.00014064 | 0 | 2.84 | 2.9544 | 3.0192 | 4.0239 | 4.2731 | 4.4187 | 4.1136e-05
2307 | 0.0002039 | 0.00014413 | 0 | 2.8108 | 2.9544 | 3.0192 | 3.9619 | 4.2731 | 4.4187 | 2.3928e-05
2308 | 0.0002039 | 0.00014565 | 0 | 2.8211 | 2.9544 | 3.0192 | 3.9837 | 4.2731 | 4.4187 | 1.9667e-05
2309 | 0.0002039 | 0.0001447 | 0.00093852 | 2.823 | 2.9544 | 3.0192 | 3.9876 | 4.2731 | 4.4187 | 2.3436e-05
2310 | 0.0002039 | 0.00014276 | 0.0087788 | 2.8776 | 2.9544 | 3.0192 | 4.1047 | 4.2731 | 4.4187 | 2.8189e-05
2311 | 0.0002039 | 0.0001449 | 0.020676 | 2.9715 | 2.9544 | 3.0192 | 4.3111 | 4.2731 | 4.4187 | 0.00060344
2312 | 0.00014087 | 0.00012596 | 0.033859 | 3.043 | 2.9544 | 3.0192 | 4.4732 | 4.2731 | 4.4187 | 0.00056083
2313 | 8.9895e-05 | 0.00011019 | 0.046204 | 3.1411 | 2.9565 | 3.0192 | 4.7027 | 4.2777 | 4.4187 | 9.9317e-05
2314 | 7.4952e-05 | 0.00010483 | 0.060758 | 3.1788 | 2.9555 | 3.0192 | 4.7932 | 4.2754 | 4.4187 | 8.6042e-05
2315 | 7.4085e-05 | 0.0001053 | 0.065205 | 3.2583 | 2.9555 | 3.0192 | 4.9881 | 4.2754 | 4.4187 | 8.9319e-05
2316 | 7.0385e-05 | 0.00010321 | 0.063242 | 3.2759 | 2.9555 | 3.0192 | 5.0322 | 4.2754 | 4.4187 | 7.5717e-05
2317 | 5.6285e-05 | 9.7591e-05 | 0.059083 | 3.3497 | 2.9555 | 3.0192 | 5.22 | 4.2754 | 4.4187 | 6.6375e-05
2318 | 6.7727e-05 | 0.00010293 | 0.049554 | 3.3751 | 2.9555 | 3.0192 | 5.2858 | 4.2754 | 4.4187 | 8.1944e-05
2319 | 3.2797e-05 | 9.0656e-05 | 0.041468 | 3.3872 | 2.9555 | 3.0192 | 5.3175 | 4.2754 | 4.4187 | 0.00029615
2320 | 2.5708e-05 | 9.0854e-05 | 0.023506 | 3.4145 | 2.9555 | 3.0192 | 5.3894 | 4.2754 | 4.4187 | 0.00031745
2321 | 3.0053e-05 | 9.6028e-05 | 0.0080857 | 3.3537 | 2.9555 | 3.0192 | 5.2303 | 4.2754 | 4.4187 | 5.4083e-05
2322 | 2.9684e-05 | 9.7083e-05 | 0.00093852 | 3.1812 | 2.9555 | 3.0192 | 4.799 | 4.2754 | 4.4187 | 5.31e-05
2323 | 5.4126e-05 | 0.00010584 | 0 | 3.075 | 2.9565 | 3.0192 | 4.5471 | 4.2777 | 4.4187 | 5.4411e-05
2324 | 7.7578e-05 | 0.0001133 | 0 | 3.0245 | 2.9565 | 3.0192 | 4.4309 | 4.2777 | 4.4187 | 0.00016831
2325 | 8.8849e-05 | 0.00011246 | 0 | 2.9935 | 2.9565 | 3.0192 | 4.3606 | 4.2777 | 4.4187 | 0.00017979
2326 | 7.6815e-05 | 0.00010849 | 0 | 2.9988 | 2.9565 | 3.0192 | 4.3726 | 4.2777 | 4.4187 | 0.00016192
2327 | 8.8284e-05 | 0.00011276 | 0 | 2.9467 | 2.9565 | 3.0192 | 4.2559 | 4.2777 | 4.4187 | 2.7697e-05
2328 | 0.00011039 | 0.00011941 | 0 | 2.9253 | 2.9555 | 3.0192 | 4.2087 | 4.2754 | 4.4187 | 1.5078e-05
2329 | 0.00012696 | 0.00012293 | 0 | 2.9063 | 2.9565 | 3.0192 | 4.1669 | 4.2777 | 4.4187 | 1.6553e-05
2330 | 0.00014394 | 0.00012689 | 0 | 2.9173 | 2.9575 | 3.0192 | 4.191 | 4.28 | 4.4187 | 1.6389e-05
2331 | 0.00015891 | 0.00013278 | 0 | 2.9183 | 2.9575 | 3.0192 | 4.1932 | 4.28 | 4.4187 | 1.6061e-05
2332 | 0.0001742 | 0.00013773 | 0 | 2.8904 | 2.9586 | 3.0192 | 4.1323 | 4.2823 | 4.4187 | 9.9972e-06
2333 | 0.00019183 | 0.00014303 | 0.00080857 | 2.8845 | 2.9586 | 3.0192 | 4.1195 | 4.2823 | 4.4187 | 1.0653e-05
2334 | 0.00020259 | 0.0001463 | 0.008567 | 2.9243 | 2.9586 | 3.0192 | 4.2065 | 4.2823 | 4.4187 | 1.8683e-05
2335 | 0.00016271 | 0.00013272 | 0.020388 | 3.0354 | 2.9586 | 3.0192 | 4.4557 | 4.2823 | 4.4187 | 0.00064425
2336 | 0.000116 | 0.00011902 | 0.029859 | 3.1123 | 2.9586 | 3.0192 | 4.6344 | 4.2823 | 4.4187 | 7.0308e-05
2337 | 6.0146e-05 | 0.00010294 | 0.040602 | 3.2211 | 2.9586 | 3.0192 | 4.8962 | 4.2823 | 4.4187 | 7.8011e-05
2338 | 5.0702e-05 | 0.00010007 | 0.049034 | 3.2671 | 2.9596 | 3.0192 | 5.0101 | 4.2846 | 4.4187 | 8.6533e-05
2339 | 5.0898e-05 | 0.00010063 | 0.054347 | 3.2658 | 2.9596 | 3.0192 | 5.0069 | 4.2846 | 4.4187 | 8.9647e-05
2340 | 4.2056e-05 | 9.6639e-05 | 0.052788 | 3.2963 | 2.9617 | 3.0192 | 5.0836 | 4.2892 | 4.4187 | 0.00024157
2341 | 4.8621e-05 | 0.00010026 | 0.056138 | 3.317 | 2.9617 | 3.0192 | 5.136 | 4.2892 | 4.4187 | 9.1286e-05
2342 | 4.524e-05 | 9.9558e-05 | 0.047532 | 3.317 | 2.9617 | 3.0192 | 5.136 | 4.2892 | 4.4187 | 9.3744e-05
2343 | 3.725e-05 | 9.5824e-05 | 0.030495 | 3.2533 | 2.9627 | 3.0192 | 4.9757 | 4.2915 | 4.4187 | 8.3255e-05
2344 | 5.253e-05 | 9.8341e-05 | 0.017153 | 3.2925 | 2.9627 | 3.0192 | 5.0738 | 4.2915 | 4.4187 | 7.9158e-05
2345 | 5.1177e-05 | 0.0001002 | 0.0093563 | 3.2433 | 2.9627 | 3.0192 | 4.951 | 4.2915 | 4.4187 | 6.8014e-05
2346 | 4.851e-05 | 9.9773e-05 | 0.00098184 | 3.1388 | 2.9638 | 3.0192 | 4.6972 | 4.2938 | 4.4187 | 0.00024469
2347 | 8.6885e-05 | 0.00011348 | 0 | 3.0873 | 2.9627 | 3.0192 | 4.5759 | 4.2915 | 4.4187 | 0.0002832
2348 | 0.00013902 | 0.00012209 | 0 | 3.0907 | 2.9638 | 3.0192 | 4.5838 | 4.2938 | 4.4187 | 0.00023534
2349 | 0.00016113 | 0.00013267 | 0 | 3.0256 | 2.9638 | 3.0192 | 4.4334 | 4.2938 | 4.4187 | 0.00024141
2350 | 0.00017977 | 0.00013773 | 0 | 2.9778 | 2.9638 | 3.0192 | 4.3251 | 4.2938 | 4.4187 | 1.2456e-05
2351 | 0.00019321 | 0.00014259 | 0 | 2.9632 | 2.9648 | 3.0192 | 4.2925 | 4.2961 | 4.4187 | 9.1778e-06
2352 | 0.0002039 | 0.00014567 | 0 | 2.9767 | 2.9648 | 3.0192 | 4.3228 | 4.2961 | 4.4187 | 1.3111e-05
2353 | 0.0002039 | 0.00014365 | 0 | 2.9663 | 2.9669 | 3.0192 | 4.2995 | 4.3008 | 4.4187 | 3.7694e-06
2354 | 0.0002039 | 0.0001451 | 0 | 2.9294 | 2.9658 | 3.0192 | 4.2176 | 4.2985 | 4.4187 | 1.6225e-05
2355 | 0.0002039 | 0.00014562 | 0 | 2.9173 | 2.9658 | 3.0192 | 4.191 | 4.2985 | 4.4187 | 1.1964e-05
2356 | 0.0002039 | 0.00014565 | 0 | 2.9033 | 2.9658 | 3.0192 | 4.1604 | 4.2985 | 4.4187 | 1.3439e-05
2357 | 0.0002039 | 0.00014367 | 0.00098184 | 2.9005 | 2.9658 | 3.0192 | 4.1544 | 4.2985 | 4.4187 | 2.3436e-05
2358 | 0.0002039 | 0.00014535 | 0.008259 | 2.9601 | 2.9669 | 3.0192 | 4.2856 | 4.3008 | 4.4187 | 7.0472e-06
2359 | 0.0002039 | 0.00014475 | 0.020099 | 3.002 | 2.9679 | 3.0192 | 4.3798 | 4.3031 | 4.4187 | 0.00062474
2360 | 0.00014637 | 0.00012765 | 0.03292 | 3.0452 | 2.9679 | 3.0192 | 4.4782 | 4.3031 | 4.4187 | 7.08e-05
2361 | 0.00011324 | 0.00011764 | 0.042623 | 3.1272 | 2.9679 | 3.0192 | 4.6697 | 4.3031 | 4.4187 | 8.5878e-05
2362 | 8.0357e-05 | 0.00010782 | 0.048514 | 3.2138 | 2.9679 | 3.0192 | 4.8783 | 4.3031 | 4.4187 | 0.00011226
2363 | 7.8903e-05 | 0.00010762 | 0.053366 | 3.2785 | 2.969 | 3.0192 | 5.0386 | 4.3054 | 4.4187 | 0.00013308
2364 | 8.3773e-05 | 0.00010904 | 0.045453 | 3.3287 | 2.969 | 3.0192 | 5.1659 | 4.3054 | 4.4187 | 0.00025517
2365 | 0.00010155 | 0.00011424 | 0.047475 | 3.3392 | 2.97 | 3.0192 | 5.1928 | 4.3078 | 4.4187 | 0.0001003
2366 | 8.4558e-05 | 0.00010941 | 0.039504 | 3.3617 | 2.97 | 3.0192 | 5.251 | 4.3078 | 4.4187 | 8.2272e-05
2367 | 5.8889e-05 | 0.00010097 | 0.027896 | 3.3497 | 2.971 | 3.0192 | 5.22 | 4.3101 | 4.4187 | 7.8503e-05
2368 | 4.96e-05 | 9.7121e-05 | 0.016807 | 3.3418 | 2.971 | 3.0192 | 5.1996 | 4.3101 | 4.4187 | 5.2608e-05
2369 | 6.6263e-05 | 0.0001028 | 0.0083167 | 3.2759 | 2.971 | 3.0192 | 5.0322 | 4.3101 | 4.4187 | 7.6208e-05
2370 | 6.2358e-05 | 0.00010226 | 0.0012995 | 3.1552 | 2.971 | 3.0192 | 4.7362 | 4.3101 | 4.4187 | 0.00024092
2371 | 9.7062e-05 | 0.0001132 | 0 | 3.0941 | 2.9721 | 3.0192 | 4.5917 | 4.3124 | 4.4187 | 0.00022895
2372 | 0.00014024 | 0.00011977 | 0 | 3.031 | 2.9721 | 3.0192 | 4.4457 | 4.3124 | 4.4187 | 0.00026747
2373 | 0.00016387 | 0.00013277 | 0 | 2.9642 | 2.9721 | 3.0192 | 4.2948 | 4.3124 | 4.4187 | 0.0002873
2374 | 0.00019248 | 0.00014195 | 0 | 2.9395 | 2.9731 | 3.0192 | 4.24 | 4.3148 | 4.4187 | 1.5078e-05
2375 | 0.00020318 | 0.00014282 | 0 | 2.8747 | 2.9731 | 3.0192 | 4.0983 | 4.3148 | 4.4187 | 6.5555e-06
2376 | 0.0002039 | 0.00014376 | 0 | 2.8515 | 2.9731 | 3.0192 | 4.0484 | 4.3148 | 4.4187 | 1.4422e-05
2377 | 0.0002039 | 0.00014434 | 0 | 2.823 | 2.9752 | 3.0192 | 3.9876 | 4.3194 | 4.4187 | 2.0486e-05
2378 | 0.0002039 | 0.00014379 | 0 | 2.8155 | 2.9752 | 3.0192 | 3.9718 | 4.3194 | 4.4187 | 9.9972e-06
2379 | 0.0002039 | 0.00014146 | 0 | 2.8277 | 2.9752 | 3.0192 | 3.9976 | 4.3194 | 4.4187 | 1.5733e-05
2380 | 0.0002039 | 0.00014546 | 0 | 2.84 | 2.9752 | 3.0192 | 4.0239 | 4.3194 | 4.4187 | 9.3417e-06
2381 | 0.0002039 | 0.00014531 | 0.0014439 | 2.8391 | 2.9763 | 3.0192 | 4.0218 | 4.3218 | 4.4187 | 1.18e-05
2382 | 0.0002039 | 0.00014545 | 0.01028 | 2.9073 | 2.9763 | 3.0192 | 4.1691 | 4.3218 | 4.4187 | 1.6389e-05
2383 | 0.0002039 | 0.00014514 | 0.023449 | 3.0256 | 2.9763 | 3.0192 | 4.4334 | 4.3218 | 4.4187 | 0.00064802
2384 | 0.00014899 | 0.00012834 | 0.038754 | 3.1111 | 2.9763 | 3.0192 | 4.6317 | 4.3218 | 4.4187 | 8.5878e-05
2385 | 0.00010154 | 0.00011414 | 0.0499 | 3.1944 | 2.9763 | 3.0192 | 4.831 | 4.3218 | 4.4187 | 9.063e-05
2386 | 8.3467e-05 | 0.00010868 | 0.067804 | 3.3002 | 2.9773 | 3.0192 | 5.0933 | 4.3241 | 4.4187 | 7.6864e-05
2387 | 8.188e-05 | 0.00010827 | 0.074157 | 3.33 | 2.9773 | 3.0192 | 5.1693 | 4.3241 | 4.4187 | 9.4072e-05
2388 | 7.7124e-05 | 0.00010706 | 0.064801 | 3.3617 | 2.9773 | 3.0192 | 5.251 | 4.3241 | 4.4187 | 0.00024075
2389 | 7.8523e-05 | 0.00010744 | 0.058044 | 3.367 | 2.9784 | 3.0192 | 5.2648 | 4.3265 | 4.4187 | 7.8994e-05
2390 | 7.4278e-05 | 0.00010556 | 0.049265 | 3.3684 | 2.9794 | 3.0192 | 5.2683 | 4.3288 | 4.4187 | 7.8667e-05
2391 | 6.1788e-05 | 0.00010188 | 0.039966 | 3.3511 | 2.9794 | 3.0192 | 5.2234 | 4.3288 | 4.4187 | 9.0958e-05
2392 | 5.5982e-05 | 9.9506e-05 | 0.022062 | 3.2646 | 2.9794 | 3.0192 | 5.0038 | 4.3288 | 4.4187 | 8.3419e-05
2393 | 5.2839e-05 | 9.9212e-05 | 0.010742 | 3.2396 | 2.9794 | 3.0192 | 4.9418 | 4.3288 | 4.4187 | 6.6867e-05
2394 | 7.8883e-05 | 0.00010646 | 0.0015161 | 3.1307 | 2.9815 | 3.0192 | 4.6779 | 4.3336 | 4.4187 | 0.00024059
2395 | 9.8241e-05 | 0.000114 | 0 | 3.017 | 2.9815 | 3.0192 | 4.4137 | 4.3336 | 4.4187 | 0.00025567
2396 | 0.00014221 | 0.00012548 | 0 | 2.9446 | 2.9815 | 3.0192 | 4.2513 | 4.3336 | 4.4187 | 0.00023879
2397 | 0.00015507 | 0.00013032 | 0 | 2.9123 | 2.9815 | 3.0192 | 4.18 | 4.3336 | 4.4187 | 0.00024895
2398 | 0.00015255 | 0.00012945 | 0 | 2.8934 | 2.9805 | 3.0192 | 4.1388 | 4.3312 | 4.4187 | 1.4258e-05
2399 | 0.00016177 | 0.0001327 | 0 | 2.8718 | 2.9805 | 3.0192 | 4.092 | 4.3312 | 4.4187 | 1.8847e-05
2400 | 0.00017111 | 0.00013539 | 0 | 2.8708 | 2.9826 | 3.0192 | 4.0899 | 4.3359 | 4.4187 | 1.4422e-05
2401 | 0.00017847 | 0.00013782 | 0 | 2.8496 | 2.9826 | 3.0192 | 4.0443 | 4.3359 | 4.4187 | 6.5555e-06
2402 | 0.00018721 | 0.00014014 | 0 | 2.841 | 2.9826 | 3.0192 | 4.0259 | 4.3359 | 4.4187 | 9.1778e-06
2403 | 0.00019321 | 0.00014216 | 0 | 2.8249 | 2.9826 | 3.0192 | 3.9916 | 4.3359 | 4.4187 | 2.2125e-05
2404 | 0.00020239 | 0.00014396 | 0 | 2.7969 | 2.9826 | 3.0192 | 3.9326 | 4.3359 | 4.4187 | 1.4258e-05
2405 | 0.0002039 | 0.00014547 | 0.0014439 | 2.7914 | 2.9836 | 3.0192 | 3.921 | 4.3383 | 4.4187 | 1.2456e-05
2406 | 0.0002039 | 0.00014223 | 0.011089 | 2.8544 | 2.9836 | 3.0192 | 4.0546 | 4.3383 | 4.4187 | 6.5555e-06
2407 | 0.00016704 | 0.00013335 | 0.025932 | 2.9426 | 2.9836 | 3.0192 | 4.2468 | 4.3383 | 4.4187 | 0.00061868
2408 | 0.00011046 | 0.00011632 | 0.041353 | 3.0245 | 2.9857 | 3.0192 | 4.4309 | 4.343 | 4.4187 | 5.8017e-05
2409 | 8.9715e-05 | 0.00011037 | 0.053423 | 3.0672 | 2.9857 | 3.0192 | 4.5291 | 4.343 | 4.4187 | 0.00010096
2410 | 7.6566e-05 | 0.00010644 | 0.063588 | 3.1146 | 2.9868 | 3.0192 | 4.6398 | 4.3454 | 4.4187 | 9.0303e-05
2411 | 7.6154e-05 | 0.00010672 | 0.066938 | 3.1481 | 2.9868 | 3.0192 | 4.7194 | 4.3454 | 4.4187 | 8.1125e-05
2412 | 7.8831e-05 | 0.00010738 | 0.063242 | 3.192 | 2.9868 | 3.0192 | 4.8251 | 4.3454 | 4.4187 | 0.00023436
2413 | 8.0682e-05 | 0.00010794 | 0.065841 | 3.2041 | 2.9868 | 3.0192 | 4.8545 | 4.3454 | 4.4187 | 0.00011751
2414 | 6.6857e-05 | 0.00010337 | 0.052211 | 3.2446 | 2.9878 | 3.0192 | 4.954 | 4.3478 | 4.4187 | 9.8825e-05
2415 | 5.3829e-05 | 9.8941e-05 | 0.036963 | 3.2236 | 2.9878 | 3.0192 | 4.9022 | 4.3478 | 4.4187 | 9.6694e-05
2416 | 6.1779e-05 | 0.00010013 | 0.023333 | 3.226 | 2.9878 | 3.0192 | 4.9083 | 4.3478 | 4.4187 | 8.0633e-05
2417 | 5.9592e-05 | 9.8526e-05 | 0.009183 | 3.1824 | 2.9878 | 3.0192 | 4.8019 | 4.3478 | 4.4187 | 6.5228e-05
2418 | 4.5349e-05 | 9.437e-05 | 0.0017327 | 3.1123 | 2.9889 | 3.0192 | 4.6344 | 4.3501 | 4.4187 | 0.0002637
2419 | 6.4739e-05 | 0.00010522 | 0 | 3.0267 | 2.9889 | 3.0192 | 4.4358 | 4.3501 | 4.4187 | 0.00027074
2420 | 0.00011238 | 0.00011795 | 0 | 2.9746 | 2.9889 | 3.0192 | 4.3181 | 4.3501 | 4.4187 | 0.00028664
2421 | 0.00012721 | 0.00012108 | 0 | 2.9334 | 2.9899 | 3.0192 | 4.2265 | 4.3525 | 4.4187 | 0.00031434
2422 | 0.0001324 | 0.00012205 | 0 | 2.8835 | 2.991 | 3.0192 | 4.1174 | 4.3549 | 4.4187 | 5.0805e-06
2423 | 0.0001598 | 0.00013027 | 0 | 2.8767 | 2.9899 | 3.0192 | 4.1026 | 4.3525 | 4.4187 | 1.2619e-05
2424 | 0.0001938 | 0.00013868 | 0 | 2.865 | 2.9899 | 3.0192 | 4.0774 | 4.3525 | 4.4187 | 1.1964e-05
2425 | 0.0002039 | 0.00014531 | 0 | 2.864 | 2.9899 | 3.0192 | 4.0753 | 4.3525 | 4.4187 | 1.2619e-05
2426 | 0.0002039 | 0.00014526 | 0 | 2.8448 | 2.9899 | 3.0192 | 4.0341 | 4.3525 | 4.4187 | 1.6717e-05
2427 | 0.0002039 | 0.00014533 | 0 | 2.8183 | 2.9899 | 3.0192 | 3.9777 | 4.3525 | 4.4187 | 1.2128e-05
2428 | 0.0002039 | 0.0001447 | 0 | 2.8025 | 2.9899 | 3.0192 | 3.9442 | 4.3525 | 4.4187 | 1.6553e-05
2429 | 0.0002039 | 0.0001436 | 0.0016364 | 2.808 | 2.991 | 3.0192 | 3.956 | 4.3549 | 4.4187 | 1.6225e-05
2430 | 0.0002039 | 0.00014539 | 0.0098761 | 2.8786 | 2.991 | 3.0192 | 4.1068 | 4.3549 | 4.4187 | 1.5078e-05
2431 | 0.0002039 | 0.00014491 | 0.022755 | 2.9694 | 2.991 | 3.0192 | 4.3064 | 4.3549 | 4.4187 | 0.00072717
2432 | 0.00016156 | 0.00013215 | 0.03217 | 3.0828 | 2.9921 | 3.0192 | 4.5654 | 4.3573 | 4.4187 | 7.588e-05
2433 | 0.00010675 | 0.00011507 | 0.035808 | 3.2017 | 2.9931 | 3.0192 | 4.8486 | 4.3597 | 4.4187 | 7.2275e-05
2434 | 7.6642e-05 | 0.00010461 | 0.038234 | 3.2734 | 2.9931 | 3.0192 | 5.0259 | 4.3597 | 4.4187 | 8.3911e-05
2435 | 7.4146e-05 | 0.00010481 | 0.043547 | 3.3092 | 2.9931 | 3.0192 | 5.1162 | 4.3597 | 4.4187 | 7.67e-05
2436 | 6.4032e-05 | 0.00010101 | 0.03962 | 3.3738 | 2.9931 | 3.0192 | 5.2823 | 4.3597 | 4.4187 | 0.00021076
2437 | 5.8776e-05 | 9.8553e-05 | 0.034725 | 3.3886 | 2.9931 | 3.0192 | 5.3211 | 4.3597 | 4.4187 | 0.0001021
2438 | 4.8759e-05 | 9.6272e-05 | 0.02368 | 3.3981 | 2.9931 | 3.0192 | 5.346 | 4.3597 | 4.4187 | 9.948e-05
2439 | 4.0735e-05 | 9.1002e-05 | 0.01467 | 3.3886 | 2.9931 | 3.0192 | 5.3211 | 4.3597 | 4.4187 | 9.0794e-05
2440 | 4.9492e-05 | 9.4777e-05 | 0.0057033 | 3.3764 | 2.9931 | 3.0192 | 5.2893 | 4.3597 | 4.4187 | 8.8008e-05
2441 | 5.1396e-05 | 9.9079e-05 | 0.0051258 | 3.3392 | 2.9942 | 3.0192 | 5.1928 | 4.362 | 4.4187 | 6.703e-05
2442 | 3.8922e-05 | 9.7746e-05 | 0.00086633 | 3.1203 | 2.9942 | 3.0192 | 4.6533 | 4.362 | 4.4187 | 0.00025567
2443 | 5.413e-05 | 0.0001085 | 0 | 2.9988 | 2.9942 | 3.0192 | 4.3726 | 4.362 | 4.4187 | 0.0002637
2444 | 8.1508e-05 | 0.00011131 | 0 | 2.9143 | 2.9952 | 3.0192 | 4.1844 | 4.3644 | 4.4187 | 0.00022371
2445 | 9.6438e-05 | 0.00011402 | 0 | 2.8776 | 2.9952 | 3.0192 | 4.1047 | 4.3644 | 4.4187 | 0.00025452
2446 | 0.00012117 | 0.00012123 | 0 | 2.8544 | 2.9952 | 3.0192 | 4.0546 | 4.3644 | 4.4187 | 1.1472e-05
2447 | 0.00014464 | 0.00012731 | 0 | 2.8287 | 2.9952 | 3.0192 | 3.9996 | 4.3644 | 4.4187 | 4.5889e-06
2448 | 0.00016846 | 0.00013396 | 0 | 2.7777 | 2.9963 | 3.0192 | 3.8923 | 4.3668 | 4.4187 | 2.655e-05
2449 | 0.00017988 | 0.00013852 | 0 | 2.7373 | 2.9963 | 3.0192 | 3.8086 | 4.3668 | 4.4187 | 2.3108e-05
2450 | 0.00019188 | 0.00014108 | 0 | 2.7223 | 2.9963 | 3.0192 | 3.7779 | 4.3668 | 4.4187 | 1.9503e-05
2451 | 0.0002039 | 0.00014464 | 0 | 2.7136 | 2.9974 | 3.0192 | 3.7601 | 4.3692 | 4.4187 | 2.8025e-05
2452 | 0.0002039 | 0.00014447 | 0 | 2.7153 | 2.9974 | 3.0192 | 3.7636 | 4.3692 | 4.4187 | 3.9169e-05
2453 | 0.0002039 | 0.00014487 | 0.0012273 | 2.7704 | 2.9974 | 3.0192 | 3.8771 | 4.3692 | 4.4187 | 1.8519e-05
2454 | 0.0002039 | 0.00014451 | 0.0071039 | 2.8592 | 2.9974 | 3.0192 | 4.0649 | 4.3692 | 4.4187 | 3.0319e-05
2455 | 0.0002039 | 0.00014394 | 0.016171 | 2.9611 | 2.9984 | 3.0192 | 4.2879 | 4.3716 | 4.4187 | 0.0006095
2456 | 0.00014365 | 0.00012591 | 0.03061 | 3.075 | 2.9984 | 3.0192 | 4.5471 | 4.3716 | 4.4187 | 0.00062442
2457 | 8.9008e-05 | 0.0001094 | 0.043085 | 3.198 | 2.9984 | 3.0192 | 4.8398 | 4.3716 | 4.4187 | 8.2764e-05
2458 | 6.947e-05 | 0.00010333 | 0.050882 | 3.2976 | 2.9984 | 3.0192 | 5.0868 | 4.3716 | 4.4187 | 9.7842e-05
2459 | 6.1555e-05 | 0.00010077 | 0.055041 | 3.363 | 2.9984 | 3.0192 | 5.2544 | 4.3716 | 4.4187 | 0.00012865
2460 | 5.081e-05 | 9.7959e-05 | 0.051691 | 3.4036 | 2.9984 | 3.0192 | 5.3604 | 4.3716 | 4.4187 | 9.3417e-05
2461 | 6.3689e-05 | 0.00010226 | 0.048052 | 3.4159 | 2.9984 | 3.0192 | 5.393 | 4.3716 | 4.4187 | 7.8175e-05
2462 | 5.2141e-05 | 9.9043e-05 | 0.04193 | 3.4214 | 2.9984 | 3.0192 | 5.4077 | 4.3716 | 4.4187 | 8.7025e-05
2463 | 3.7942e-05 | 9.0481e-05 | 0.02443 | 3.4214 | 2.9995 | 3.0192 | 5.4077 | 4.374 | 4.4187 | 0.00030418
2464 | 3.0901e-05 | 9.0831e-05 | 0.012822 | 3.4008 | 2.9995 | 3.0192 | 5.3532 | 4.374 | 4.4187 | 0.00027927
2465 | 3.0471e-05 | 9.3948e-05 | 0.0062568 | 3.3751 | 3.0016 | 3.0192 | 5.2858 | 4.3788 | 4.4187 | 4.2447e-05
2466 | 7.1611e-05 | 0.00010674 | 0.0010107 | 3.3027 | 3.0016 | 3.0192 | 5.0998 | 4.3788 | 4.4187 | 4.1628e-05
2467 | 5.8477e-05 | 0.00010661 | 0 | 3.2089 | 3.0016 | 3.0192 | 4.8663 | 4.3788 | 4.4187 | 3.753e-05
2468 | 9.3295e-05 | 0.0001123 | 0 | 3.1493 | 3.0016 | 3.0192 | 4.7222 | 4.3788 | 4.4187 | 0.00018831
2469 | 0.00012187 | 0.00012145 | 0 | 3.0672 | 3.0016 | 3.0192 | 4.5291 | 4.3788 | 4.4187 | 0.00015176
2470 | 0.00014862 | 0.00012935 | 0 | 3.0224 | 3.0016 | 3.0192 | 4.426 | 4.3788 | 4.4187 | 0.00021043
2471 | 0.00017796 | 0.00013791 | 0 | 2.9914 | 3.0016 | 3.0192 | 4.3558 | 4.3788 | 4.4187 | 2.2617e-05
2472 | 0.0002039 | 0.000145 | 0 | 2.9436 | 3.0016 | 3.0192 | 4.2491 | 4.3788 | 4.4187 | 2.1961e-05
2473 | 0.0002039 | 0.0001409 | 0 | 2.9324 | 3.0027 | 3.0192 | 4.2243 | 4.3813 | 4.4187 | 2.1961e-05
2474 | 0.0002039 | 0.00014163 | 0 | 2.9073 | 3.0027 | 3.0192 | 4.1691 | 4.3813 | 4.4187 | 1.9994e-05
2475 | 0.0002039 | 0.00014406 | 0 | 2.9003 | 3.0037 | 3.0192 | 4.1539 | 4.3837 | 4.4187 | 2.3272e-05
2476 | 0.0002039 | 0.00014488 | 0 | 2.8825 | 3.0048 | 3.0192 | 4.1153 | 4.3861 | 4.4187 | 2.5731e-05
2477 | 0.0002039 | 0.00014382 | 0.00072194 | 2.9013 | 3.0048 | 3.0192 | 4.156 | 4.3861 | 4.4187 | 3.4417e-05
2478 | 0.0002039 | 0.00014397 | 0.0050824 | 2.9436 | 3.0048 | 3.0192 | 4.2491 | 4.3861 | 4.4187 | 2.655e-05
2479 | 0.0002039 | 0.00014418 | 0.018193 | 3.0245 | 3.0048 | 3.0192 | 4.4309 | 4.3861 | 4.4187 | 0.00061753
2480 | 0.00018177 | 0.0001376 | 0.031707 | 3.0918 | 3.0048 | 3.0192 | 4.5864 | 4.3861 | 4.4187 | 0.00055444
2481 | 0.00013072 | 0.00012221 | 0.035303 | 3.1622 | 3.0048 | 3.0192 | 4.7532 | 4.3861 | 4.4187 | 9.9644e-05
2482 | 8.5195e-05 | 0.00010852 | 0.043143 | 3.2065 | 3.0048 | 3.0192 | 4.8604 | 4.3861 | 4.4187 | 9.3417e-05
2483 | 9.8286e-05 | 0.00011261 | 0.040948 | 3.2433 | 3.0059 | 3.0192 | 4.951 | 4.3885 | 4.4187 | 0.00011194
2484 | 7.2704e-05 | 0.0001049 | 0.034191 | 3.2823 | 3.008 | 3.0192 | 5.0481 | 4.3933 | 4.4187 | 8.4894e-05
2485 | 7.9438e-05 | 0.0001066 | 0.026972 | 3.3313 | 3.008 | 3.0192 | 5.1726 | 4.3933 | 4.4187 | 8.9155e-05
2486 | 6.7468e-05 | 0.00010169 | 0.028704 | 3.3724 | 3.008 | 3.0192 | 5.2788 | 4.3933 | 4.4187 | 8.9811e-05
2487 | 5.2524e-05 | 9.5389e-05 | 0.023275 | 3.3392 | 3.008 | 3.0192 | 5.1928 | 4.3933 | 4.4187 | 0.00028713
2488 | 4.3722e-05 | 9.0821e-05 | 0.018944 | 3.3511 | 3.008 | 3.0192 | 5.2234 | 4.3933 | 4.4187 | 0.00025485
2489 | 4.5592e-05 | 9.6986e-05 | 0.0088943 | 3.3131 | 3.008 | 3.0192 | 5.126 | 4.3933 | 4.4187 | 3.9333e-05
2490 | 4.9775e-05 | 9.9102e-05 | 0.0019492 | 3.1812 | 3.008 | 3.0192 | 4.799 | 4.3933 | 4.4187 | 4.8675e-05
2491 | 7.2734e-05 | 0.00010919 | 0 | 3.1077 | 3.0112 | 3.0192 | 4.6236 | 4.4006 | 4.4187 | 3.7367e-05
2492 | 0.00011636 | 0.00011947 | 0 | 3.0299 | 3.0112 | 3.0192 | 4.4432 | 4.4006 | 4.4187 | 0.00017208
2493 | 0.00014513 | 0.00012799 | 0 | 3.0116 | 3.0112 | 3.0192 | 4.4015 | 4.4006 | 4.4187 | 0.00018061
2494 | 0.00016323 | 0.00013352 | 0 | 2.9767 | 3.0112 | 3.0192 | 4.3228 | 4.4006 | 4.4187 | 0.00020207
2495 | 0.00018828 | 0.0001404 | 0 | 2.9477 | 3.0112 | 3.0192 | 4.2581 | 4.4006 | 4.4187 | 1.9831e-05
2496 | 0.0002039 | 0.00014485 | 0 | 2.9263 | 3.0112 | 3.0192 | 4.2109 | 4.4006 | 4.4187 | 1.3275e-05
2497 | 0.0002039 | 0.00014446 | 0 | 2.9294 | 3.0112 | 3.0192 | 4.2176 | 4.4006 | 4.4187 | 4.7528e-06
2498 | 0.0002039 | 0.00014491 | 0 | 2.8973 | 3.0112 | 3.0192 | 4.1474 | 4.4006 | 4.4187 | 1.3439e-05
2499 | 0.0002039 | 0.0001443 | 0 | 2.8963 | 3.0123 | 3.0192 | 4.1452 | 4.4031 | 4.4187 | 1.8683e-05
2500 | 0.0002039 | 0.00014435 | 0 | 2.8914 | 3.0123 | 3.0192 | 4.1345 | 4.4031 | 4.4187 | 8.0305e-06
2501 | 0.0002039 | 0.00014488 | 0.0014439 | 2.8796 | 3.0123 | 3.0192 | 4.1089 | 4.4031 | 4.4187 | 1.0817e-05
2502 | 0.0002039 | 0.00014333 | 0.0087354 | 2.9457 | 3.0123 | 3.0192 | 4.2536 | 4.4031 | 4.4187 | 5.0805e-06
2503 | 0.0002039 | 0.00014411 | 0.017442 | 2.9883 | 3.0123 | 3.0192 | 4.3487 | 4.4031 | 4.4187 | 0.00066309
2504 | 0.00015099 | 0.00012783 | 0.029744 | 3.0364 | 3.0144 | 3.0192 | 4.4582 | 4.4079 | 4.4187 | 9.2105e-05
2505 | 0.00010596 | 0.00011432 | 0.041699 | 3.1077 | 3.0134 | 3.0192 | 4.6236 | 4.4055 | 4.4187 | 6.195e-05
2506 | 8.0048e-05 | 0.00010436 | 0.045973 | 3.1435 | 3.0134 | 3.0192 | 4.7083 | 4.4055 | 4.4187 | 8.7353e-05
2507 | 7.2174e-05 | 0.0001035 | 0.047879 | 3.1411 | 3.0134 | 3.0192 | 4.7027 | 4.4055 | 4.4187 | 9.4236e-05
2508 | 6.3823e-05 | 9.9516e-05 | 0.042277 | 3.1634 | 3.0144 | 3.0192 | 4.756 | 4.4079 | 4.4187 | 0.00023354
2509 | 5.577e-05 | 9.8569e-05 | 0.040197 | 3.2029 | 3.0155 | 3.0192 | 4.8515 | 4.4104 | 4.4187 | 9.653e-05
2510 | 4.809e-05 | 9.7665e-05 | 0.04141 | 3.186 | 3.0155 | 3.0192 | 4.8106 | 4.4104 | 4.4187 | 7.5061e-05
2511 | 3.9588e-05 | 9.2751e-05 | 0.021831 | 3.1318 | 3.0155 | 3.0192 | 4.6806 | 4.4104 | 4.4187 | 8.0469e-05
2512 | 3.9035e-05 | 9.4196e-05 | 0.017904 | 3.0998 | 3.0155 | 3.0192 | 4.6049 | 4.4104 | 4.4187 | 8.6205e-05
2513 | 2.807e-05 | 9.4719e-05 | 0.0093563 | 3.0907 | 3.0166 | 3.0192 | 4.5838 | 4.4128 | 4.4187 | 9.0303e-05
2514 | 4.5894e-05 | 0.00010131 | 0.0015883 | 3.0485 | 3.0166 | 3.0192 | 4.4857 | 4.4128 | 4.4187 | 0.00022748
2515 | 4.8948e-05 | 0.00010297 | 0 | 3.0063 | 3.0177 | 3.0192 | 4.3894 | 4.4153 | 4.4187 | 0.00028746
2516 | 6.4265e-05 | 0.00010882 | 0 | 2.9642 | 3.0177 | 3.0192 | 4.2948 | 4.4153 | 4.4187 | 0.00028123
2517 | 6.9744e-05 | 0.00010549 | 0 | 2.957 | 3.0177 | 3.0192 | 4.2787 | 4.4153 | 4.4187 | 0.00027304
2518 | 7.3645e-05 | 0.00010637 | 0 | 2.9123 | 3.0177 | 3.0192 | 4.18 | 4.4153 | 4.4187 | 6.8833e-06
2519 | 8.6469e-05 | 0.00011178 | 0 | 2.8963 | 3.0166 | 3.0192 | 4.1452 | 4.4128 | 4.4187 | 1.9339e-05
2520 | 0.00010988 | 0.00011847 | 0 | 2.8835 | 3.0187 | 3.0192 | 4.1174 | 4.4177 | 4.4187 | 1.5242e-05
2521 | 0.0001354 | 0.00012122 | 0 | 2.8757 | 3.0187 | 3.0192 | 4.1004 | 4.4177 | 4.4187 | 1.9994e-05
2522 | 0.00015005 | 0.00012954 | 0 | 2.864 | 3.0187 | 3.0192 | 4.0753 | 4.4177 | 4.4187 | 1.5733e-05
2523 | 0.00016335 | 0.00013349 | 0 | 2.8438 | 3.0187 | 3.0192 | 4.032 | 4.4177 | 4.4187 | 8.0305e-06
2524 | 0.00018625 | 0.00014052 | 0 | 2.8127 | 3.0198 | 3.0192 | 3.9658 | 4.4202 | 4.4187 | 1.3439e-05
2525 | 0.0002039 | 0.00014579 | 0.0020214 | 2.8108 | 3.0209 | 3.0192 | 3.9619 | 4.4226 | 4.4187 | 9.3417e-06
2526 | 0.0002039 | 0.00014561 | 0.011204 | 2.8381 | 3.0209 | 3.0192 | 4.0198 | 4.4226 | 4.4187 | 1.18e-05
2527 | 0.00018889 | 0.00014007 | 0.022524 | 2.8934 | 3.0209 | 3.0192 | 4.1388 | 4.4226 | 4.4187 | 0.00057869
2528 | 9.2419e-05 | 0.00011087 | 0.034711 | 2.9416 | 3.0209 | 3.0192 | 4.2445 | 4.4226 | 4.4187 | 5.9819e-05
2529 | 6.4738e-05 | 0.00010191 | 0.043778 | 2.9632 | 3.0209 | 3.0192 | 4.2925 | 4.4226 | 4.4187 | 8.2272e-05
2530 | 4.275e-05 | 9.1536e-05 | 0.047359 | 3.0289 | 3.022 | 3.0192 | 4.4408 | 4.4251 | 4.4187 | 8.2108e-05
2531 | 4.4723e-05 | 9.8211e-05 | 0.051517 | 3.0628 | 3.022 | 3.0192 | 4.5188 | 4.4251 | 4.4187 | 9.6039e-05
2532 | 4.4247e-05 | 9.7127e-05 | 0.046493 | 3.1134 | 3.022 | 3.0192 | 4.6371 | 4.4251 | 4.4187 | 0.00025304
2533 | 4.3051e-05 | 9.6995e-05 | 0.046724 | 3.1169 | 3.0209 | 3.0192 | 4.6452 | 4.4226 | 4.4187 | 7.9814e-05
2534 | 3.7326e-05 | 9.5103e-05 | 0.046724 | 3.1411 | 3.022 | 3.0192 | 4.7027 | 4.4251 | 4.4187 | 8.3583e-05
2535 | 3.2936e-05 | 9.0781e-05 | 0.039562 | 3.1753 | 3.022 | 3.0192 | 4.7846 | 4.4251 | 4.4187 | 8.9155e-05
2536 | 2.2358e-05 | 8.9456e-05 | 0.021658 | 3.1353 | 3.0231 | 3.0192 | 4.6889 | 4.4275 | 4.4187 | 8.3747e-05
2537 | 4.2319e-05 | 9.9327e-05 | 0.010627 | 3.1066 | 3.0231 | 3.0192 | 4.6209 | 4.4275 | 4.4187 | 8.6533e-05
2538 | 2.236e-05 | 9.4519e-05 | 0.0025027 | 3.0728 | 3.0231 | 3.0192 | 4.542 | 4.4275 | 4.4187 | 0.00026353
2539 | 3.2177e-05 | 9.7941e-05 | 0 | 3.0159 | 3.0231 | 3.0192 | 4.4113 | 4.4275 | 4.4187 | 0.00025681
2540 | 5.5595e-05 | 0.00010625 | 0 | 2.9355 | 3.0231 | 3.0192 | 4.231 | 4.4275 | 4.4187 | 0.00024682
2541 | 5.0513e-05 | 9.8183e-05 | 0 | 2.9083 | 3.0231 | 3.0192 | 4.1712 | 4.4275 | 4.4187 | 0.00026665
2542 | 4.6571e-05 | 9.8571e-05 | 0 | 2.8963 | 3.0231 | 3.0192 | 4.1452 | 4.4275 | 4.4187 | 1.7372e-05
2543 | 5.0905e-05 | 0.00010076 | 0 | 2.8757 | 3.0241 | 3.0192 | 4.1004 | 4.43 | 4.4187 | 9.8333e-06
2544 | 6.2643e-05 | 0.00010469 | 0 | 2.8534 | 3.0241 | 3.0192 | 4.0525 | 4.43 | 4.4187 | 1.0161e-05
2545 | 7.3809e-05 | 0.0001073 | 0 | 2.8268 | 3.0241 | 3.0192 | 3.9956 | 4.43 | 4.4187 | 1.475e-05
2546 | 8.6444e-05 | 0.0001109 | 0 | 2.8305 | 3.0252 | 3.0192 | 4.0037 | 4.4325 | 4.4187 | 1.4586e-05
2547 | 9.7567e-05 | 0.00011408 | 0 | 2.8099 | 3.0252 | 3.0192 | 3.9599 | 4.4325 | 4.4187 | 1.0161e-05
2548 | 0.00011364 | 0.00011825 | 0 | 2.7886 | 3.0252 | 3.0192 | 3.9152 | 4.4325 | 4.4187 | 9.1778e-06
2549 | 0.00013216 | 0.00012393 | 0.0018048 | 2.7988 | 3.0252 | 3.0192 | 3.9365 | 4.4325 | 4.4187 | 1.2456e-05
2550 | 0.00014458 | 0.00012755 | 0.009183 | 2.841 | 3.0252 | 3.0192 | 4.0259 | 4.4325 | 4.4187 | 2.2944e-06
2551 | 0.00014981 | 0.00012781 | 0.017269 | 2.8894 | 3.0252 | 3.0192 | 4.1302 | 4.4325 | 4.4187 | 0.00062229
2552 | 7.7356e-05 | 0.00010626 | 0.019348 | 2.9365 | 3.0263 | 3.0192 | 4.2333 | 4.4349 | 4.4187 | 5.9328e-05
2553 | 4.2804e-05 | 9.602e-05 | 0.028358 | 2.9883 | 3.0263 | 3.0192 | 4.3487 | 4.4349 | 4.4187 | 6.9325e-05
2554 | 3.2427e-05 | 9.2511e-05 | 0.035635 | 3.031 | 3.0263 | 3.0192 | 4.4457 | 4.4349 | 4.4187 | 0.00010915
2555 | 4.235e-05 | 9.6941e-05 | 0.033065 | 3.0772 | 3.0263 | 3.0192 | 4.5523 | 4.4349 | 4.4187 | 9.8333e-05
2556 | 4.1829e-05 | 9.6866e-05 | 0.035519 | 3.1435 | 3.0263 | 3.0192 | 4.7083 | 4.4349 | 4.4187 | 0.00023321
2557 | 4.4318e-05 | 9.7696e-05 | 0.043432 | 3.1956 | 3.0263 | 3.0192 | 4.8339 | 4.4349 | 4.4187 | 9.7186e-05
2558 | 4.151e-05 | 9.6672e-05 | 0.035577 | 3.186 | 3.0263 | 3.0192 | 4.8106 | 4.4349 | 4.4187 | 9.8005e-05
2559 | 3.1094e-05 | 9.0686e-05 | 0.026452 | 3.1705 | 3.0263 | 3.0192 | 4.7731 | 4.4349 | 4.4187 | 8.2272e-05
2560 | 2.145e-05 | 8.5481e-05 | 0.018944 | 3.1693 | 3.0263 | 3.0192 | 4.7703 | 4.4349 | 4.4187 | 7.965e-05
2561 | 2.1887e-05 | 9.0447e-05 | 0.0086055 | 3.1493 | 3.0263 | 3.0192 | 4.7222 | 4.4349 | 4.4187 | 0.00010472
2562 | 3.1353e-05 | 9.5463e-05 | 0.0021658 | 3.0975 | 3.0263 | 3.0192 | 4.5996 | 4.4349 | 4.4187 | 0.00026124
2563 | 5.7861e-05 | 0.00011043 | 0 | 2.9893 | 3.0263 | 3.0192 | 4.3511 | 4.4349 | 4.4187 | 0.00025845
2564 | 5.7378e-05 | 0.00010345 | 0 | 2.9621 | 3.0263 | 3.0192 | 4.2902 | 4.4349 | 4.4187 | 0.00025714
2565 | 8.9958e-05 | 0.00011034 | 0 | 2.9284 | 3.0263 | 3.0192 | 4.2154 | 4.4349 | 4.4187 | 0.00021633
2566 | 0.00012136 | 0.00012033 | 0 | 2.8914 | 3.0263 | 3.0192 | 4.1345 | 4.4349 | 4.4187 | 1.3275e-05
2567 | 0.00014276 | 0.00012658 | 0 | 2.8904 | 3.0263 | 3.0192 | 4.1323 | 4.4349 | 4.4187 | 1.1964e-05
2568 | 0.00017442 | 0.00013558 | 0 | 2.8477 | 3.0263 | 3.0192 | 4.0402 | 4.4349 | 4.4187 | 9.3417e-06
2569 | 0.0001915 | 0.0001409 | 0 | 2.8155 | 3.0263 | 3.0192 | 3.9718 | 4.4349 | 4.4187 | 1.2619e-05
2570 | 0.00019114 | 0.00014034 | 0 | 2.7997 | 3.0263 | 3.0192 | 3.9384 | 4.4349 | 4.4187 | 1.2456e-05
2571 | 0.00019154 | 0.0001407 | 0 | 2.7767 | 3.0263 | 3.0192 | 3.8904 | 4.4349 | 4.4187 | 1.3275e-05
2572 | 0.0002039 | 0.000144 | 0 | 2.7267 | 3.0263 | 3.0192 | 3.7869 | 4.4349 | 4.4187 | 1.2456e-05
2573 | 0.0002039 | 0.00014332 | 0.0014439 | 2.7417 | 3.0263 | 3.0192 | 3.8177 | 4.4349 | 4.4187 | 6.7194e-06
2574 | 0.0002039 | 0.00014442 | 0.0076525 | 2.8258 | 3.0263 | 3.0192 | 3.9936 | 4.4349 | 4.4187 | 9.1778e-06
2575 | 0.00020106 | 0.00014279 | 0.017615 | 2.8825 | 3.0274 | 3.0192 | 4.1153 | 4.4374 | 4.4187 | 0.00066686
2576 | 0.00012443 | 0.00012008 | 0.026336 | 2.9467 | 3.0263 | 3.0192 | 4.2559 | 4.4349 | 4.4187 | 7.965e-05
2577 | 7.6772e-05 | 0.00010529 | 0.041122 | 3.0074 | 3.0274 | 3.0192 | 4.3918 | 4.4374 | 4.4187 | 7.9978e-05
2578 | 3.7864e-05 | 9.2293e-05 | 0.048456 | 3.0639 | 3.0274 | 3.0192 | 4.5214 | 4.4374 | 4.4187 | 9.4564e-05
2579 | 3.7595e-05 | 9.3046e-05 | 0.048168 | 3.075 | 3.0274 | 3.0192 | 4.5471 | 4.4374 | 4.4187 | 8.5058e-05
2580 | 3.8454e-05 | 9.2534e-05 | 0.045915 | 3.1077 | 3.0285 | 3.0192 | 4.6236 | 4.4399 | 4.4187 | 0.00019847
2581 | 3.4809e-05 | 9.059e-05 | 0.0391 | 3.1575 | 3.0285 | 3.0192 | 4.7419 | 4.4399 | 4.4187 | 0.00011177
2582 | 3.2729e-05 | 9.0737e-05 | 0.045626 | 3.14 | 3.0285 | 3.0192 | 4.6999 | 4.4399 | 4.4187 | 7.4242e-05
2583 | 2.4878e-05 | 8.6027e-05 | 0.035519 | 3.1872 | 3.0285 | 3.0192 | 4.8135 | 4.4399 | 4.4187 | 8.2436e-05
2584 | 1.546e-05 | 8.6093e-05 | 0.018713 | 3.1575 | 3.0285 | 3.0192 | 4.7419 | 4.4399 | 4.4187 | 5.6542e-05
2585 | 1.2852e-05 | 9.0262e-05 | 0.011724 | 3.1307 | 3.0285 | 3.0192 | 4.6779 | 4.4399 | 4.4187 | 8.555e-05
2586 | 2.1194e-05 | 9.4199e-05 | 0.0028156 | 3.0606 | 3.0285 | 3.0192 | 4.5137 | 4.4399 | 4.4187 | 0.00023846
2587 | 5.3862e-05 | 0.0001034 | 0 | 2.9611 | 3.0296 | 3.0192 | 4.2879 | 4.4424 | 4.4187 | 0.00022715
2588 | 3.7549e-05 | 0.00010155 | 0 | 2.9203 | 3.0296 | 3.0192 | 4.1976 | 4.4424 | 4.4187 | 0.00026714
2589 | 4.4371e-05 | 9.6386e-05 | 0 | 2.8816 | 3.0285 | 3.0192 | 4.1131 | 4.4399 | 4.4187 | 0.00024469
2590 | 3.4808e-05 | 9.5761e-05 | 0 | 2.865 | 3.0285 | 3.0192 | 4.0774 | 4.4399 | 4.4187 | 1.1636e-05
2591 | 5.1021e-05 | 0.00010122 | 0 | 2.8534 | 3.0285 | 3.0192 | 4.0525 | 4.4399 | 4.4187 | 1.0817e-05
2592 | 8.8607e-05 | 0.00011048 | 0 | 2.8381 | 3.0285 | 3.0192 | 4.0198 | 4.4399 | 4.4187 | 2.0814e-05
2593 | 0.00011639 | 0.00011865 | 0 | 2.8239 | 3.0285 | 3.0192 | 3.9896 | 4.4399 | 4.4187 | 1.0325e-05
2594 | 0.0001356 | 0.00012371 | 0 | 2.8062 | 3.0285 | 3.0192 | 3.9521 | 4.4399 | 4.4187 | 3.0647e-05
2595 | 0.00014931 | 0.00012792 | 0 | 2.7997 | 3.0285 | 3.0192 | 3.9384 | 4.4399 | 4.4187 | 3.245e-05
2596 | 0.00016533 | 0.0001328 | 0 | 2.784 | 3.0285 | 3.0192 | 3.9056 | 4.4399 | 4.4187 | 2.2617e-05
2597 | 0.00018822 | 0.00013947 | 0.0024546 | 2.7668 | 3.0296 | 3.0192 | 3.8696 | 4.4424 | 4.4187 | 1.8847e-05
2598 | 0.00019608 | 0.00014221 | 0.014497 | 2.8553 | 3.0296 | 3.0192 | 4.0566 | 4.4424 | 4.4187 | 3.0156e-05
2599 | 0.00016228 | 0.00013078 | 0.029051 | 2.9153 | 3.0296 | 3.0192 | 4.1866 | 4.4424 | 4.4187 | 0.0005723
2600 | 8.6478e-05 | 0.00010718 | 0.042681 | 2.9872 | 3.0296 | 3.0192 | 4.3464 | 4.4424 | 4.4187 | 0.00059131
2601 | 4.2982e-05 | 9.2561e-05 | 0.049092 | 3.0672 | 3.0296 | 3.0192 | 4.5291 | 4.4424 | 4.4187 | 9.7678e-05
2602 | 4.0014e-05 | 8.8603e-05 | 0.056542 | 3.0896 | 3.0296 | 3.0192 | 4.5811 | 4.4424 | 4.4187 | 7.5061e-05
2603 | 2.8123e-05 | 9.2862e-05 | 0.062433 | 3.1423 | 3.0296 | 3.0192 | 4.7055 | 4.4424 | 4.4187 | 8.6533e-05
2604 | 3.3409e-05 | 9.3907e-05 | 0.06122 | 3.167 | 3.0306 | 3.0192 | 4.7646 | 4.4449 | 4.4187 | 8.7353e-05
2605 | 3.1069e-05 | 9.3684e-05 | 0.060412 | 3.2053 | 3.0317 | 3.0192 | 4.8574 | 4.4473 | 4.4187 | 9.3908e-05
2606 | 2.4598e-05 | 9.2359e-05 | 0.056427 | 3.1968 | 3.0317 | 3.0192 | 4.8368 | 4.4473 | 4.4187 | 7.7847e-05
2607 | 1.8239e-05 | 8.7826e-05 | 0.039735 | 3.2138 | 3.0317 | 3.0192 | 4.8783 | 4.4473 | 4.4187 | 0.00028205
2608 | 3.1328e-05 | 9.3008e-05 | 0.026394 | 3.2114 | 3.0317 | 3.0192 | 4.8723 | 4.4473 | 4.4187 | 0.00030959
2609 | 1.3215e-05 | 9.1048e-05 | 0.015363 | 3.1753 | 3.0306 | 3.0192 | 4.7846 | 4.4449 | 4.4187 | 3.5728e-05
2610 | 1.4409e-05 | 9.2324e-05 | 0.0026567 | 3.1134 | 3.0306 | 3.0192 | 4.6371 | 4.4449 | 4.4187 | 6.1294e-05
2611 | 1.7685e-05 | 9.2865e-05 | 0 | 3.0138 | 3.0306 | 3.0192 | 4.4064 | 4.4449 | 4.4187 | 6.0311e-05
2612 | 2.9579e-05 | 9.854e-05 | 0 | 3.0267 | 3.0306 | 3.0192 | 4.4358 | 4.4449 | 4.4187 | 0.00017405
2613 | 2.9976e-05 | 9.3234e-05 | 0 | 2.9957 | 3.0306 | 3.0192 | 4.3654 | 4.4449 | 4.4187 | 0.00020273
2614 | 1.807e-05 | 9.3665e-05 | 0 | 2.9736 | 3.0317 | 3.0192 | 4.3158 | 4.4473 | 4.4187 | 0.00015553
2615 | 1.9871e-05 | 9.7098e-05 | 0 | 2.9416 | 3.0317 | 3.0192 | 4.2445 | 4.4473 | 4.4187 | 1.3931e-05
2616 | 2.6308e-05 | 0.00010106 | 0 | 2.9253 | 3.0317 | 3.0192 | 4.2087 | 4.4473 | 4.4187 | 3.9169e-05
2617 | 3.154e-05 | 0.00010388 | 0 | 2.8924 | 3.0317 | 3.0192 | 4.1366 | 4.4473 | 4.4187 | 2.8844e-05
2618 | 3.7887e-05 | 0.00010521 | 0 | 2.8582 | 3.0317 | 3.0192 | 4.0628 | 4.4473 | 4.4187 | 2.2289e-05
2619 | 5.019e-05 | 0.00010794 | 0 | 2.8486 | 3.0328 | 3.0192 | 4.0422 | 4.4498 | 4.4187 | 2.4747e-05
2620 | 7.2952e-05 | 0.0001082 | 0 | 2.8477 | 3.0328 | 3.0192 | 4.0402 | 4.4498 | 4.4187 | 3.3925e-05
2621 | 9.6939e-05 | 0.00011447 | 0.0026712 | 2.8486 | 3.0328 | 3.0192 | 4.0422 | 4.4498 | 4.4187 | 2.7861e-05
2622 | 0.00014297 | 0.00012673 | 0.015132 | 2.8631 | 3.0328 | 3.0192 | 4.0732 | 4.4498 | 4.4187 | 1.9667e-05
2623 | 0.00012322 | 0.00011908 | 0.031361 | 2.8904 | 3.035 | 3.0192 | 4.1323 | 4.4548 | 4.4187 | 0.00062556
2624 | 5.2476e-05 | 9.5662e-05 | 0.047013 | 2.9436 | 3.035 | 3.0192 | 4.2491 | 4.4548 | 4.4187 | 0.00056804
2625 | 2.8758e-05 | 8.8443e-05 | 0.054232 | 2.9935 | 3.035 | 3.0192 | 4.3606 | 4.4548 | 4.4187 | 8.9647e-05
2626 | 1.7425e-05 | 9.1389e-05 | 0.06174 | 3.0474 | 3.035 | 3.0192 | 4.4832 | 4.4548 | 4.4187 | 8.1617e-05
2627 | 2.3211e-05 | 9.7031e-05 | 0.059834 | 3.0761 | 3.035 | 3.0192 | 4.5497 | 4.4548 | 4.4187 | 7.5389e-05
2628 | 2.5176e-05 | 9.5578e-05 | 0.057871 | 3.1261 | 3.0361 | 3.0192 | 4.6669 | 4.4573 | 4.4187 | 0.00010456
2629 | 2.9921e-05 | 9.4718e-05 | 0.058679 | 3.1575 | 3.0361 | 3.0192 | 4.7419 | 4.4573 | 4.4187 | 9.0139e-05
2630 | 4.3796e-05 | 9.7698e-05 | 0.052442 | 3.1788 | 3.0361 | 3.0192 | 4.7932 | 4.4573 | 4.4187 | 9.2105e-05
2631 | 2.6537e-05 | 9.0321e-05 | 0.040313 | 3.1824 | 3.0361 | 3.0192 | 4.8019 | 4.4573 | 4.4187 | 0.00028418
2632 | 1.9583e-05 | 8.7466e-05 | 0.029513 | 3.1505 | 3.0372 | 3.0192 | 4.725 | 4.4598 | 4.4187 | 0.0003145
2633 | 1.5321e-05 | 8.7744e-05 | 0.013919 | 3.1238 | 3.0372 | 3.0192 | 4.6615 | 4.4598 | 4.4187 | 3.2942e-05
2634 | 2.5996e-05 | 9.3258e-05 | 0.0035375 | 3.0728 | 3.0372 | 3.0192 | 4.542 | 4.4598 | 4.4187 | 4.9986e-05
2635 | 3.5655e-05 | 9.6883e-05 | 0 | 2.9914 | 3.0372 | 3.0192 | 4.3558 | 4.4598 | 4.4187 | 4.2447e-05
2636 | 4.7777e-05 | 0.0001038 | 0 | 2.9093 | 3.0361 | 3.0192 | 4.1734 | 4.4573 | 4.4187 | 0.00016848
2637 | 6.7791e-05 | 0.00010535 | 0 | 2.8757 | 3.0361 | 3.0192 | 4.1004 | 4.4573 | 4.4187 | 0.00019388
2638 | 7.4583e-05 | 0.00010443 | 0 | 2.8592 | 3.0372 | 3.0192 | 4.0649 | 4.4598 | 4.4187 | 0.00019175
2639 | 9.0685e-05 | 0.00011049 | 0 | 2.8553 | 3.0383 | 3.0192 | 4.0566 | 4.4623 | 4.4187 | 1.8683e-05
2640 | 0.0001297 | 0.00011864 | 0 | 2.8192 | 3.0383 | 3.0192 | 3.9797 | 4.4623 | 4.4187 | 3.0156e-05
2641 | 0.00016712 | 0.00013373 | 0 | 2.8043 | 3.0393 | 3.0192 | 3.9481 | 4.4648 | 4.4187 | 2.1961e-05
2642 | 0.00018919 | 0.00013814 | 0 | 2.7923 | 3.0393 | 3.0192 | 3.9229 | 4.4648 | 4.4187 | 1.9503e-05
2643 | 0.00019744 | 0.00014233 | 0 | 2.7695 | 3.0393 | 3.0192 | 3.8752 | 4.4648 | 4.4187 | 1.1308e-05
2644 | 0.00020331 | 0.0001413 | 0 | 2.7488 | 3.0393 | 3.0192 | 3.8324 | 4.4648 | 4.4187 | 3.6547e-05
2645 | 0.0002039 | 0.00014388 | 0.0030321 | 2.7758 | 3.0393 | 3.0192 | 3.8885 | 4.4648 | 4.4187 | 1.7536e-05
2646 | 0.0002039 | 0.00014239 | 0.016749 | 2.8391 | 3.0393 | 3.0192 | 4.0218 | 4.4648 | 4.4187 | 2.4419e-05
2647 | 0.0002039 | 0.00014343 | 0.032054 | 2.8914 | 3.0393 | 3.0192 | 4.1345 | 4.4648 | 4.4187 | 0.00057738
2648 | 0.0001426 | 0.00012462 | 0.044616 | 2.9446 | 3.0393 | 3.0192 | 4.2513 | 4.4648 | 4.4187 | 0.00055575
2649 | 5.6061e-05 | 9.7576e-05 | 0.056311 | 3.017 | 3.0393 | 3.0192 | 4.4137 | 4.4648 | 4.4187 | 9.2597e-05
2650 | 3.1254e-05 | 8.6911e-05 | 0.065032 | 3.0661 | 3.0404 | 3.0192 | 4.5265 | 4.4673 | 4.4187 | 7.8011e-05
2651 | 3.6206e-05 | 9.3231e-05 | 0.073984 | 3.0806 | 3.0415 | 3.0192 | 4.5602 | 4.4698 | 4.4187 | 8.6042e-05
2652 | 3.9187e-05 | 9.3698e-05 | 0.07306 | 3.1365 | 3.0415 | 3.0192 | 4.6917 | 4.4698 | 4.4187 | 8.2436e-05
2653 | 4.952e-05 | 9.5152e-05 | 0.070461 | 3.1353 | 3.0415 | 3.0192 | 4.6889 | 4.4698 | 4.4187 | 0.00010276
2654 | 3.9731e-05 | 9.3188e-05 | 0.064512 | 3.1646 | 3.0415 | 3.0192 | 4.7589 | 4.4698 | 4.4187 | 7.3094e-05
2655 | 3.6964e-05 | 9.2962e-05 | 0.046031 | 3.1788 | 3.0415 | 3.0192 | 4.7932 | 4.4698 | 4.4187 | 0.00029992
2656 | 2.6308e-05 | 8.8267e-05 | 0.032054 | 3.167 | 3.0404 | 3.0192 | 4.7646 | 4.4673 | 4.4187 | 0.00030532
2657 | 2.4196e-05 | 9.0363e-05 | 0.015421 | 3.14 | 3.0404 | 3.0192 | 4.6999 | 4.4673 | 4.4187 | 4.0644e-05
2658 | 3.0883e-05 | 9.2233e-05 | 0.0037541 | 3.0795 | 3.0426 | 3.0192 | 4.5575 | 4.4723 | 4.4187 | 5.1953e-05
2659 | 4.1895e-05 | 9.9294e-05 | 0 | 3.031 | 3.0426 | 3.0192 | 4.4457 | 4.4723 | 4.4187 | 4.2447e-05
2660 | 7.9764e-05 | 0.00010786 | 0 | 2.9904 | 3.0426 | 3.0192 | 4.3535 | 4.4723 | 4.4187 | 0.00017307
2661 | 8.7834e-05 | 0.00011018 | 0 | 2.9611 | 3.0426 | 3.0192 | 4.2879 | 4.4723 | 4.4187 | 0.00017077
2662 | 0.00011374 | 0.00011708 | 0 | 2.9539 | 3.0426 | 3.0192 | 4.2718 | 4.4723 | 4.4187 | 0.00020142
2663 | 0.00013737 | 0.00012448 | 0 | 2.9334 | 3.0426 | 3.0192 | 4.2265 | 4.4723 | 4.4187 | 1.7208e-05
2664 | 0.00016148 | 0.00012899 | 0 | 2.9153 | 3.0415 | 3.0192 | 4.1866 | 4.4698 | 4.4187 | 2.7042e-05
2665 | 0.0001777 | 0.00013563 | 0 | 2.8944 | 3.0437 | 3.0192 | 4.1409 | 4.4748 | 4.4187 | 2.7042e-05
2666 | 0.00019143 | 0.00014042 | 0 | 2.8767 | 3.0448 | 3.0192 | 4.1026 | 4.4773 | 4.4187 | 2.8353e-05
2667 | 0.00020212 | 0.00014329 | 0 | 2.8621 | 3.0448 | 3.0192 | 4.0711 | 4.4773 | 4.4187 | 2.2617e-05
2668 | 0.0002039 | 0.00014386 | 0.00017327 | 2.8353 | 3.0448 | 3.0192 | 4.0137 | 4.4773 | 4.4187 | 2.9828e-05
2669 | 0.0002039 | 0.00014394 | 0.0028878 | 2.8381 | 3.0448 | 3.0192 | 4.0198 | 4.4773 | 4.4187 | 3.0811e-05
2670 | 0.0002039 | 0.00014409 | 0.017846 | 2.8786 | 3.0459 | 3.0192 | 4.1068 | 4.4799 | 4.4187 | 3.1139e-05
2671 | 0.000189 | 0.00013852 | 0.032632 | 2.9663 | 3.0459 | 3.0192 | 4.2995 | 4.4799 | 4.4187 | 0.00063884
2672 | 0.00013583 | 0.00012257 | 0.046608 | 3.0529 | 3.0459 | 3.0192 | 4.4959 | 4.4799 | 4.4187 | 0.0005641
2673 | 9.5233e-05 | 0.00011048 | 0.063415 | 3.1307 | 3.0448 | 3.0192 | 4.6779 | 4.4773 | 4.4187 | 8.8336e-05
2674 | 5.6118e-05 | 9.8551e-05 | 0.075082 | 3.167 | 3.0448 | 3.0192 | 4.7646 | 4.4773 | 4.4187 | 8.9647e-05
2675 | 6.525e-05 | 0.00010063 | 0.0782 | 3.2248 | 3.0459 | 3.0192 | 4.9053 | 4.4799 | 4.4187 | 8.473e-05
2676 | 5.1777e-05 | 9.7571e-05 | 0.080337 | 3.2709 | 3.0459 | 3.0192 | 5.0195 | 4.4799 | 4.4187 | 7.8994e-05
2677 | 4.7998e-05 | 9.6071e-05 | 0.070808 | 3.2989 | 3.0459 | 3.0192 | 5.09 | 4.4799 | 4.4187 | 9.948e-05
2678 | 4.2381e-05 | 9.3229e-05 | 0.061047 | 3.3222 | 3.0459 | 3.0192 | 5.1492 | 4.4799 | 4.4187 | 9.948e-05
2679 | 2.7712e-05 | 8.544e-05 | 0.046608 | 3.3366 | 3.0459 | 3.0192 | 5.1861 | 4.4799 | 4.4187 | 0.00026435
2680 | 2.2203e-05 | 8.5731e-05 | 0.031188 | 3.3131 | 3.0448 | 3.0192 | 5.126 | 4.4773 | 4.4187 | 0.00030024
2681 | 2.1718e-05 | 8.9395e-05 | 0.016345 | 3.2861 | 3.0459 | 3.0192 | 5.0578 | 4.4799 | 4.4187 | 4.1464e-05
2682 | 2.4181e-05 | 9.1109e-05 | 0.0031043 | 3.2236 | 3.0459 | 3.0192 | 4.9022 | 4.4799 | 4.4187 | 3.753e-05
2683 | 4.4702e-05 | 0.00010363 | 0 | 3.1238 | 3.0459 | 3.0192 | 4.6615 | 4.4799 | 4.4187 | 4.6544e-05
2684 | 7.0965e-05 | 0.00010673 | 0 | 3.0941 | 3.0459 | 3.0192 | 4.5917 | 4.4799 | 4.4187 | 0.0001906
2685 | 0.00010001 | 0.00011355 | 0 | 3.0267 | 3.0459 | 3.0192 | 4.4358 | 4.4799 | 4.4187 | 0.00017749
2686 | 0.00011322 | 0.00011777 | 0 | 2.9809 | 3.047 | 3.0192 | 4.3322 | 4.4824 | 4.4187 | 0.00017585
2687 | 0.00013099 | 0.00012304 | 0 | 2.9023 | 3.0481 | 3.0192 | 4.1582 | 4.4849 | 4.4187 | 1.9503e-05
2688 | 0.00014923 | 0.00012826 | 0 | 2.8944 | 3.0481 | 3.0192 | 4.1409 | 4.4849 | 4.4187 | 9.0139e-06
2689 | 0.00016041 | 0.00013079 | 0 | 2.865 | 3.0481 | 3.0192 | 4.0774 | 4.4849 | 4.4187 | 8.0305e-06
2690 | 0.00017333 | 0.00013538 | 0 | 2.8496 | 3.0481 | 3.0192 | 4.0443 | 4.4849 | 4.4187 | 1.2128e-05
2691 | 0.00019053 | 0.00014051 | 0 | 2.8174 | 3.0481 | 3.0192 | 3.9757 | 4.4849 | 4.4187 | 1.1472e-05
2692 | 0.00020371 | 0.00014415 | 0.00017327 | 2.8034 | 3.0481 | 3.0192 | 3.9462 | 4.4849 | 4.4187 | 1.7208e-05
2693 | 0.0002039 | 0.00014394 | 0.0024546 | 2.8052 | 3.0481 | 3.0192 | 3.9501 | 4.4849 | 4.4187 | 2.0322e-05
2694 | 0.0002039 | 0.00014404 | 0.013861 | 2.8855 | 3.0481 | 3.0192 | 4.1216 | 4.4849 | 4.4187 | 1.0817e-05
2695 | 0.00018191 | 0.00013654 | 0.028069 | 2.9809 | 3.0481 | 3.0192 | 4.3322 | 4.4849 | 4.4187 | 0.00060245
2696 | 0.00010302 | 0.00011254 | 0.040891 | 3.0873 | 3.0481 | 3.0192 | 4.5759 | 4.4849 | 4.4187 | 8.6861e-05
2697 | 5.7877e-05 | 9.8655e-05 | 0.04632 | 3.1353 | 3.0492 | 3.0192 | 4.6889 | 4.4874 | 4.4187 | 7.8994e-05
2698 | 4.3709e-05 | 9.414e-05 | 0.055041 | 3.2005 | 3.0503 | 3.0192 | 4.8456 | 4.49 | 4.4187 | 9.0467e-05
2699 | 4.6837e-05 | 9.6167e-05 | 0.062549 | 3.2384 | 3.0503 | 3.0192 | 4.9387 | 4.49 | 4.4187 | 9.44e-05
2700 | 5.1068e-05 | 9.7648e-05 | 0.061336 | 3.3002 | 3.0503 | 3.0192 | 5.0933 | 4.49 | 4.4187 | 0.00022535
2701 | 5.4829e-05 | 9.7853e-05 | 0.053077 | 3.3248 | 3.0492 | 3.0192 | 5.1559 | 4.4874 | 4.4187 | 9.2925e-05
2702 | 4.5025e-05 | 9.6215e-05 | 0.054347 | 3.3524 | 3.0492 | 3.0192 | 5.2269 | 4.4874 | 4.4187 | 9.1286e-05
2703 | 4.1609e-05 | 9.2146e-05 | 0.045973 | 3.3431 | 3.0503 | 3.0192 | 5.203 | 4.49 | 4.4187 | 8.3419e-05
2704 | 4.2747e-05 | 9.1448e-05 | 0.030379 | 3.3313 | 3.0503 | 3.0192 | 5.1726 | 4.49 | 4.4187 | 9.2925e-05
2705 | 4.0382e-05 | 9.5005e-05 | 0.014208 | 3.2772 | 3.0503 | 3.0192 | 5.0354 | 4.49 | 4.4187 | 7.5389e-05
2706 | 3.8068e-05 | 9.5434e-05 | 0.0041391 | 3.2102 | 3.0503 | 3.0192 | 4.8693 | 4.49 | 4.4187 | 0.00027582
2707 | 4.7271e-05 | 0.00010359 | 0.00011551 | 3.0975 | 3.0525 | 3.0192 | 4.5996 | 4.495 | 4.4187 | 0.00023862
2708 | 6.4533e-05 | 0.00010314 | 0 | 3.0224 | 3.0525 | 3.0192 | 4.426 | 4.495 | 4.4187 | 0.00023338
2709 | 7.731e-05 | 0.00010651 | 0 | 2.9957 | 3.0536 | 3.0192 | 4.3654 | 4.4976 | 4.4187 | 0.00024174
2710 | 9.4105e-05 | 0.00011172 | 0 | 2.9757 | 3.0525 | 3.0192 | 4.3204 | 4.495 | 4.4187 | 8.1944e-06
2711 | 0.00011882 | 0.00011911 | 0 | 2.9324 | 3.0525 | 3.0192 | 4.2243 | 4.495 | 4.4187 | 9.6694e-06
2712 | 0.00014087 | 0.00012502 | 0 | 2.9073 | 3.0525 | 3.0192 | 4.1691 | 4.495 | 4.4187 | 1.1472e-05
2713 | 0.0001537 | 0.000129 | 0 | 2.8728 | 3.0525 | 3.0192 | 4.0941 | 4.495 | 4.4187 | 1.3931e-05
2714 | 0.00017593 | 0.00013252 | 0 | 2.8419 | 3.0525 | 3.0192 | 4.0279 | 4.495 | 4.4187 | 9.3417e-06
2715 | 0.000193 | 0.00014005 | 0 | 2.8239 | 3.0536 | 3.0192 | 3.9896 | 4.4976 | 4.4187 | 1.4586e-05
2716 | 0.00020342 | 0.00014185 | 0.00011551 | 2.8164 | 3.0536 | 3.0192 | 3.9737 | 4.4976 | 4.4187 | 1.0653e-05
2717 | 0.0002039 | 0.00014236 | 0.0028156 | 2.8174 | 3.0547 | 3.0192 | 3.9757 | 4.5001 | 4.4187 | 8.5222e-06
2718 | 0.0002039 | 0.00014312 | 0.012648 | 2.9436 | 3.0558 | 3.0192 | 4.2491 | 4.5027 | 4.4187 | 7.375e-06
2719 | 0.00019099 | 0.00013906 | 0.021254 | 3.0234 | 3.0547 | 3.0192 | 4.4284 | 4.5001 | 4.4187 | 0.00059803
2720 | 0.00010956 | 0.00011425 | 0.033209 | 3.0828 | 3.0558 | 3.0192 | 4.5654 | 4.5027 | 4.4187 | 6.8997e-05
2721 | 6.6709e-05 | 0.00010105 | 0.038927 | 3.133 | 3.0558 | 3.0192 | 4.6834 | 4.5027 | 4.4187 | 7.2603e-05
2722 | 5.5389e-05 | 9.5925e-05 | 0.049958 | 3.192 | 3.0558 | 3.0192 | 4.8251 | 4.5027 | 4.4187 | 7.7192e-05
2723 | 5.9956e-05 | 9.9566e-05 | 0.052846 | 3.2384 | 3.0558 | 3.0192 | 4.9387 | 4.5027 | 4.4187 | 9.0467e-05
2724 | 5.2574e-05 | 9.6994e-05 | 0.049438 | 3.295 | 3.0569 | 3.0192 | 5.0803 | 4.5052 | 4.4187 | 0.00021043
2725 | 5.3102e-05 | 9.7489e-05 | 0.045164 | 3.3431 | 3.058 | 3.0192 | 5.203 | 4.5078 | 4.4187 | 8.6861e-05
2726 | 4.804e-05 | 9.5466e-05 | 0.040082 | 3.3981 | 3.058 | 3.0192 | 5.346 | 4.5078 | 4.4187 | 7.8994e-05
2727 | 3.5512e-05 | 9.0546e-05 | 0.034509 | 3.4022 | 3.058 | 3.0192 | 5.3568 | 4.5078 | 4.4187 | 9.8825e-05
2728 | 5.5314e-05 | 9.7429e-05 | 0.021138 | 3.394 | 3.058 | 3.0192 | 5.3353 | 4.5078 | 4.4187 | 7.0636e-05
2729 | 2.8903e-05 | 9.2807e-05 | 0.011262 | 3.3697 | 3.0591 | 3.0192 | 5.2718 | 4.5103 | 4.4187 | 8.9975e-05
2730 | 2.9221e-05 | 9.3812e-05 | 0.0034653 | 3.281 | 3.0591 | 3.0192 | 5.0449 | 4.5103 | 4.4187 | 0.00021224
2731 | 5.6164e-05 | 0.00010523 | 0 | 3.0998 | 3.0602 | 3.0192 | 4.6049 | 4.5129 | 4.4187 | 0.00024649
2732 | 7.7147e-05 | 0.00010968 | 0 | 2.9935 | 3.0602 | 3.0192 | 4.3606 | 4.5129 | 4.4187 | 0.00025845
2733 | 8.0428e-05 | 0.00010826 | 0 | 2.9673 | 3.0602 | 3.0192 | 4.3018 | 4.5129 | 4.4187 | 0.00022928
2734 | 8.1969e-05 | 0.00010739 | 0 | 2.9314 | 3.0602 | 3.0192 | 4.2221 | 4.5129 | 4.4187 | 7.7028e-06
2735 | 9.0519e-05 | 0.00011015 | 0 | 2.9193 | 3.0613 | 3.0192 | 4.1954 | 4.5154 | 4.4187 | 9.1778e-06
2736 | 0.00010626 | 0.00011495 | 0 | 2.8993 | 3.0613 | 3.0192 | 4.1517 | 4.5154 | 4.4187 | 1.6881e-05
2737 | 0.00011836 | 0.00011862 | 0 | 2.8865 | 3.0613 | 3.0192 | 4.1238 | 4.5154 | 4.4187 | 8.1944e-06
2738 | 0.00012838 | 0.00012167 | 0 | 2.8747 | 3.0613 | 3.0192 | 4.0983 | 4.5154 | 4.4187 | 1.5242e-05
2739 | 0.00013772 | 0.00012448 | 0 | 2.8757 | 3.0636 | 3.0192 | 4.1004 | 4.5206 | 4.4187 | 1.6389e-05
2740 | 0.00016107 | 0.00013126 | 0.00023102 | 2.8515 | 3.0647 | 3.0192 | 4.0484 | 4.5231 | 4.4187 | 1.6225e-05
2741 | 0.00016914 | 0.00013237 | 0.0037541 | 2.8611 | 3.0636 | 3.0192 | 4.0691 | 4.5206 | 4.4187 | 6.0639e-06
2742 | 0.0002039 | 0.00014363 | 0.017327 | 2.9518 | 3.0636 | 3.0192 | 4.2673 | 4.5206 | 4.4187 | 2.5567e-05
2743 | 0.0001477 | 0.00012547 | 0.036155 | 2.9988 | 3.0636 | 3.0192 | 4.3726 | 4.5206 | 4.4187 | 0.00060196
2744 | 8.4092e-05 | 0.00010624 | 0.04915 | 3.0896 | 3.0647 | 3.0192 | 4.5811 | 4.5231 | 4.4187 | 8.0633e-05
2745 | 6.3318e-05 | 9.9099e-05 | 0.05839 | 3.1693 | 3.0647 | 3.0192 | 4.7703 | 4.5231 | 4.4187 | 8.0469e-05
2746 | 5.2725e-05 | 9.593e-05 | 0.068209 | 3.186 | 3.0658 | 3.0192 | 4.8106 | 4.5257 | 4.4187 | 9.7678e-05
2747 | 6.1754e-05 | 0.00010177 | 0.071905 | 3.2359 | 3.0658 | 3.0192 | 4.9326 | 4.5257 | 4.4187 | 0.00011046
2748 | 6.3456e-05 | 0.00010206 | 0.070346 | 3.2446 | 3.0658 | 3.0192 | 4.954 | 4.5257 | 4.4187 | 0.00022322
2749 | 6.2595e-05 | 0.00010099 | 0.061105 | 3.2747 | 3.0669 | 3.0192 | 5.029 | 4.5283 | 4.4187 | 0.00010391
2750 | 5.725e-05 | 9.948e-05 | 0.054405 | 3.3053 | 3.068 | 3.0192 | 5.1063 | 4.5309 | 4.4187 | 8.8664e-05
2751 | 4.5329e-05 | 9.4026e-05 | 0.046146 | 3.2408 | 3.068 | 3.0192 | 4.9448 | 4.5309 | 4.4187 | 8.8828e-05
2752 | 3.9798e-05 | 9.1732e-05 | 0.031419 | 3.215 | 3.068 | 3.0192 | 4.8812 | 4.5309 | 4.4187 | 7.965e-05
2753 | 6.1199e-05 | 0.00010208 | 0.015536 | 3.2041 | 3.068 | 3.0192 | 4.8545 | 4.5309 | 4.4187 | 6.5883e-05
2754 | 5.5945e-05 | 0.00010218 | 0.0035231 | 3.1353 | 3.0702 | 3.0192 | 4.6889 | 4.536 | 4.4187 | 0.00027025
2755 | 6.6535e-05 | 0.00010956 | 0 | 3.043 | 3.0702 | 3.0192 | 4.4732 | 4.536 | 4.4187 | 0.00023993
2756 | 7.1597e-05 | 0.00010628 | 0 | 2.9904 | 3.0702 | 3.0192 | 4.3535 | 4.536 | 4.4187 | 0.00024272
2757 | 8.3288e-05 | 0.00010772 | 0 | 2.9344 | 3.0702 | 3.0192 | 4.2288 | 4.536 | 4.4187 | 0.00023829
2758 | 8.4251e-05 | 0.00010843 | 0 | 2.9073 | 3.0702 | 3.0192 | 4.1691 | 4.536 | 4.4187 | 1.4094e-05
2759 | 9.2788e-05 | 0.00011143 | 0 | 2.9093 | 3.0702 | 3.0192 | 4.1734 | 4.536 | 4.4187 | 1.4586e-05
2760 | 0.00011037 | 0.00011541 | 0 | 2.8757 | 3.0702 | 3.0192 | 4.1004 | 4.536 | 4.4187 | 1.18e-05
2761 | 0.00012531 | 0.00012062 | 0 | 2.8621 | 3.0713 | 3.0192 | 4.0711 | 4.5386 | 4.4187 | 4.7528e-06
2762 | 0.00014765 | 0.00012737 | 0 | 2.8496 | 3.0725 | 3.0192 | 4.0443 | 4.5412 | 4.4187 | 9.8333e-06
2763 | 0.00016695 | 0.00013256 | 0 | 2.8353 | 3.0713 | 3.0192 | 4.0137 | 4.5386 | 4.4187 | 1.475e-05
2764 | 0.00017452 | 0.00013487 | 0.00028878 | 2.841 | 3.0713 | 3.0192 | 4.0259 | 4.5386 | 4.4187 | 1.0161e-05
2765 | 0.00019832 | 0.00014172 | 0.0040429 | 2.8419 | 3.0713 | 3.0192 | 4.0279 | 4.5386 | 4.4187 | 1.4914e-05
2766 | 0.0002039 | 0.00014376 | 0.01594 | 2.866 | 3.0713 | 3.0192 | 4.0795 | 4.5386 | 4.4187 | 1.0653e-05
2767 | 0.00016047 | 0.00012954 | 0.027491 | 2.8825 | 3.0713 | 3.0192 | 4.1153 | 4.5386 | 4.4187 | 0.00060508
2768 | 0.0001029 | 0.00011164 | 0.036848 | 2.9203 | 3.0725 | 3.0192 | 4.1976 | 4.5412 | 4.4187 | 6.5064e-05
2769 | 7.6764e-05 | 0.00010312 | 0.044702 | 2.958 | 3.0736 | 3.0192 | 4.281 | 4.5438 | 4.4187 | 7.1292e-05
2770 | 6.6719e-05 | 9.6733e-05 | 0.04476 | 2.9978 | 3.0736 | 3.0192 | 4.3702 | 4.5438 | 4.4187 | 9.145e-05
2771 | 6.4293e-05 | 0.00010164 | 0.053366 | 3.0202 | 3.0736 | 3.0192 | 4.4211 | 4.5438 | 4.4187 | 0.00011767
2772 | 6.5587e-05 | 0.00010085 | 0.043143 | 3.0606 | 3.0736 | 3.0192 | 4.5137 | 4.5438 | 4.4187 | 0.00019732
2773 | 7.0467e-05 | 0.00010366 | 0.043663 | 3.1009 | 3.0747 | 3.0192 | 4.6076 | 4.5464 | 4.4187 | 6.6375e-05
2774 | 5.8985e-05 | 9.963e-05 | 0.032978 | 3.0772 | 3.0747 | 3.0192 | 4.5523 | 4.5464 | 4.4187 | 8.6369e-05
2775 | 5.2081e-05 | 9.5864e-05 | 0.031765 | 3.1203 | 3.0747 | 3.0192 | 4.6533 | 4.5464 | 4.4187 | 8.8828e-05
2776 | 4.6199e-05 | 9.444e-05 | 0.022467 | 3.102 | 3.0747 | 3.0192 | 4.6103 | 4.5464 | 4.4187 | 8.9975e-05
2777 | 4.9462e-05 | 9.8451e-05 | 0.014439 | 3.1009 | 3.0747 | 3.0192 | 4.6076 | 4.5464 | 4.4187 | 7.1292e-05
2778 | 7.5084e-05 | 0.00010722 | 0.0032487 | 3.0606 | 3.0747 | 3.0192 | 4.5137 | 4.5464 | 4.4187 | 0.00024337
2779 | 6.9489e-05 | 0.00010867 | 0.00014439 | 3.001 | 3.0747 | 3.0192 | 4.3774 | 4.5464 | 4.4187 | 0.00027451
2780 | 8.6381e-05 | 0.00011205 | 0 | 2.9324 | 3.0747 | 3.0192 | 4.2243 | 4.5464 | 4.4187 | 0.00023895
2781 | 0.00010152 | 0.0001145 | 0 | 2.8689 | 3.0747 | 3.0192 | 4.0857 | 4.5464 | 4.4187 | 0.000236
2782 | 0.00010203 | 0.00011405 | 0 | 2.8334 | 3.0747 | 3.0192 | 4.0097 | 4.5464 | 4.4187 | 3.9333e-06
2783 | 0.00011164 | 0.0001159 | 0 | 2.8202 | 3.0747 | 3.0192 | 3.9817 | 4.5464 | 4.4187 | 8.1944e-06
2784 | 0.00012918 | 0.00012167 | 0 | 2.785 | 3.0747 | 3.0192 | 3.9075 | 4.5464 | 4.4187 | 1.6553e-05
2785 | 0.00014637 | 0.00012684 | 0 | 2.7596 | 3.0747 | 3.0192 | 3.8546 | 4.5464 | 4.4187 | 1.9175e-05
2786 | 0.00016215 | 0.00013173 | 0 | 2.7302 | 3.0747 | 3.0192 | 3.7941 | 4.5464 | 4.4187 | 1.8847e-05
2787 | 0.00017568 | 0.00013514 | 0 | 2.6929 | 3.0747 | 3.0192 | 3.718 | 4.5464 | 4.4187 | 3.3269e-05
2788 | 0.0001888 | 0.00013956 | 0.00023102 | 2.6708 | 3.0747 | 3.0192 | 3.6735 | 4.5464 | 4.4187 | 3.1139e-05
2789 | 0.00019984 | 0.00014125 | 0.0034653 | 2.6844 | 3.0769 | 3.0192 | 3.7007 | 4.5516 | 4.4187 | 2.5894e-05
2790 | 0.0002039 | 0.00014319 | 0.013746 | 2.8324 | 3.0769 | 3.0192 | 4.0077 | 4.5516 | 4.4187 | 3.0975e-05
2791 | 0.00015736 | 0.00012814 | 0.025181 | 2.9477 | 3.0769 | 3.0192 | 4.2581 | 4.5516 | 4.4187 | 0.00059115
2792 | 0.00010468 | 0.00011174 | 0.037714 | 3.0496 | 3.0769 | 3.0192 | 4.4883 | 4.5516 | 4.4187 | 0.00056148
2793 | 9.1796e-05 | 0.00010775 | 0.040313 | 3.11 | 3.0769 | 3.0192 | 4.629 | 4.5516 | 4.4187 | 0.00010817
2794 | 8.3712e-05 | 0.00010322 | 0.044009 | 3.1458 | 3.0769 | 3.0192 | 4.7138 | 4.5516 | 4.4187 | 8.0961e-05
2795 | 7.3405e-05 | 0.00010464 | 0.05556 | 3.1872 | 3.0769 | 3.0192 | 4.8135 | 4.5516 | 4.4187 | 0.00011112
2796 | 7.1153e-05 | 0.00010304 | 0.049612 | 3.2005 | 3.0769 | 3.0192 | 4.8456 | 4.5516 | 4.4187 | 8.8828e-05
2797 | 7.0724e-05 | 0.00010379 | 0.059834 | 3.2347 | 3.0769 | 3.0192 | 4.9295 | 4.5516 | 4.4187 | 9.5547e-05
2798 | 6.5201e-05 | 0.00010203 | 0.05146 | 3.281 | 3.0769 | 3.0192 | 5.0449 | 4.5516 | 4.4187 | 9.4892e-05
2799 | 5.0773e-05 | 9.4895e-05 | 0.035115 | 3.2759 | 3.0769 | 3.0192 | 5.0322 | 4.5516 | 4.4187 | 0.00030303
2800 | 6.2658e-05 | 9.9279e-05 | 0.016518 | 3.2621 | 3.0758 | 3.0192 | 4.9975 | 4.549 | 4.4187 | 0.00028189
2801 | 5.7822e-05 | 0.00010103 | 0.0092986 | 3.2495 | 3.0758 | 3.0192 | 4.9664 | 4.549 | 4.4187 | 5.4247e-05
2802 | 7.121e-05 | 0.00010596 | 0.0026567 | 3.18 | 3.0758 | 3.0192 | 4.7961 | 4.549 | 4.4187 | 4.6217e-05
2803 | 8.3356e-05 | 0.00011504 | 0.00017327 | 3.0202 | 3.0758 | 3.0192 | 4.4211 | 4.549 | 4.4187 | 4.6053e-05
2804 | 9.5417e-05 | 0.00011242 | 0 | 2.9063 | 3.0758 | 3.0192 | 4.1669 | 4.549 | 4.4187 | 0.00018142
2805 | 0.00011229 | 0.00011747 | 0 | 2.8146 | 3.0758 | 3.0192 | 3.9698 | 4.549 | 4.4187 | 0.000167
2806 | 0.00010473 | 0.00011396 | 0 | 2.8202 | 3.0758 | 3.0192 | 3.9817 | 4.549 | 4.4187 | 0.00017766
2807 | 0.00011531 | 0.00011806 | 0 | 2.7767 | 3.0758 | 3.0192 | 3.8904 | 4.549 | 4.4187 | 2.9828e-05
2808 | 0.00013524 | 0.00012341 | 0 | 2.7223 | 3.0758 | 3.0192 | 3.7779 | 4.549 | 4.4187 | 2.0814e-05
2809 | 0.00015628 | 0.00012998 | 0 | 2.7337 | 3.0758 | 3.0192 | 3.8013 | 4.549 | 4.4187 | 1.9831e-05
2810 | 0.00017243 | 0.00013467 | 0 | 2.7032 | 3.0747 | 3.0192 | 3.7389 | 4.5464 | 4.4187 | 2.3436e-05
2811 | 0.00018681 | 0.0001383 | 0 | 2.7188 | 3.0747 | 3.0192 | 3.7707 | 4.5464 | 4.4187 | 2.7042e-05
2812 | 0.00020377 | 0.00014414 | 0.00036097 | 2.7145 | 3.0747 | 3.0192 | 3.7619 | 4.5464 | 4.4187 | 2.4092e-05
2813 | 0.0002039 | 0.00014391 | 0.0034653 | 2.7614 | 3.0747 | 3.0192 | 3.8583 | 4.5464 | 4.4187 | 3.2286e-05
2814 | 0.0002039 | 0.00014276 | 0.012013 | 2.8884 | 3.0747 | 3.0192 | 4.1281 | 4.5464 | 4.4187 | 3.0156e-05
2815 | 0.0002039 | 0.00014288 | 0.019117 | 3.0343 | 3.0747 | 3.0192 | 4.4532 | 4.5464 | 4.4187 | 0.00059115
2816 | 0.00012995 | 0.00012054 | 0.029802 | 3.154 | 3.0747 | 3.0192 | 4.7334 | 4.5464 | 4.4187 | 0.00059705
2817 | 0.00011104 | 0.00011535 | 0.045742 | 3.2458 | 3.0747 | 3.0192 | 4.9571 | 4.5464 | 4.4187 | 8.8336e-05
2818 | 8.1522e-05 | 0.00010645 | 0.057351 | 3.3261 | 3.0747 | 3.0192 | 5.1592 | 4.5464 | 4.4187 | 8.2764e-05
2819 | 8.8069e-05 | 0.00010882 | 0.048456 | 3.3818 | 3.0747 | 3.0192 | 5.3034 | 4.5464 | 4.4187 | 0.00010964
2820 | 9.2928e-05 | 0.00011005 | 0.048976 | 3.4325 | 3.0747 | 3.0192 | 5.4372 | 4.5464 | 4.4187 | 8.4567e-05
2821 | 0.00012351 | 0.00011883 | 0.036169 | 3.4719 | 3.0747 | 3.0192 | 5.543 | 4.5464 | 4.4187 | 7.2603e-05
2822 | 8.3232e-05 | 0.000107 | 0.02547 | 3.4905 | 3.0736 | 3.0192 | 5.5936 | 4.5438 | 4.4187 | 8.9647e-05
2823 | 6.7937e-05 | 0.00010208 | 0.022178 | 3.4991 | 3.0736 | 3.0192 | 5.6172 | 4.5438 | 4.4187 | 0.00032302
2824 | 5.8676e-05 | 9.855e-05 | 0.017384 | 3.5166 | 3.0736 | 3.0192 | 5.6651 | 4.5438 | 4.4187 | 0.00030074
2825 | 5.5869e-05 | 9.7726e-05 | 0.0072916 | 3.4648 | 3.0747 | 3.0192 | 5.5238 | 4.5464 | 4.4187 | 4.343e-05
2826 | 6.0092e-05 | 9.9119e-05 | 0.0024546 | 3.367 | 3.0747 | 3.0192 | 5.2648 | 4.5464 | 4.4187 | 3.753e-05
2827 | 0.00010448 | 0.0001127 | 0.00019252 | 3.1481 | 3.0747 | 3.0192 | 4.7194 | 4.5464 | 4.4187 | 3.6056e-05
2828 | 0.00015123 | 0.00012756 | 0 | 3.0717 | 3.0747 | 3.0192 | 4.5394 | 4.5464 | 4.4187 | 0.00015455
2829 | 0.00016117 | 0.00012994 | 0 | 3.0332 | 3.0769 | 3.0192 | 4.4507 | 4.5516 | 4.4187 | 0.00019208
2830 | 0.00017121 | 0.00013192 | 0 | 3.0529 | 3.0769 | 3.0192 | 4.4959 | 4.5516 | 4.4187 | 0.00020552
2831 | 0.0001826 | 0.00013539 | 0 | 2.983 | 3.0758 | 3.0192 | 4.3369 | 4.549 | 4.4187 | 1.9175e-05
2832 | 0.00019602 | 0.00014028 | 0 | 2.9611 | 3.0758 | 3.0192 | 4.2879 | 4.549 | 4.4187 | 7.375e-06
2833 | 0.0002039 | 0.00014302 | 0 | 2.8914 | 3.0758 | 3.0192 | 4.1345 | 4.549 | 4.4187 | 6.3917e-06
2834 | 0.0002039 | 0.00014268 | 0 | 2.8776 | 3.0758 | 3.0192 | 4.1047 | 4.549 | 4.4187 | 1.1472e-05
2835 | 0.0002039 | 0.00014312 | 0 | 2.8884 | 3.0758 | 3.0192 | 4.1281 | 4.549 | 4.4187 | 2.5239e-05
2836 | 0.0002039 | 0.00014311 | 0.00023102 | 2.8728 | 3.0758 | 3.0192 | 4.0941 | 4.549 | 4.4187 | 1.0325e-05
2837 | 0.0002039 | 0.00014333 | 0.0038696 | 2.8944 | 3.0758 | 3.0192 | 4.1409 | 4.549 | 4.4187 | 1.2456e-05
2838 | 0.0002039 | 0.00014285 | 0.010858 | 3.0289 | 3.0758 | 3.0192 | 4.4408 | 4.549 | 4.4187 | 2.0486e-05
2839 | 0.0002039 | 0.00014228 | 0.024257 | 3.1388 | 3.0769 | 3.0192 | 4.6972 | 4.5516 | 4.4187 | 0.00062573
2840 | 0.00014002 | 0.00012304 | 0.028935 | 3.2899 | 3.078 | 3.0192 | 5.0674 | 4.5542 | 4.4187 | 8.5878e-05
2841 | 9.8171e-05 | 0.00011061 | 0.034364 | 3.409 | 3.0792 | 3.0192 | 5.3749 | 4.5568 | 4.4187 | 7.67e-05
2842 | 7.6361e-05 | 0.00010346 | 0.043778 | 3.479 | 3.0792 | 3.0192 | 5.5624 | 4.5568 | 4.4187 | 0.00010981
2843 | 7.1236e-05 | 0.0001024 | 0.0458 | 3.5386 | 3.0792 | 3.0192 | 5.7262 | 4.5568 | 4.4187 | 9.358e-05
2844 | 6.4171e-05 | 9.8669e-05 | 0.045049 | 3.5805 | 3.0792 | 3.0192 | 5.8437 | 4.5568 | 4.4187 | 0.00023436
2845 | 5.956e-05 | 9.7585e-05 | 0.059719 | 3.653 | 3.0803 | 3.0192 | 6.0522 | 4.5594 | 4.4187 | 9.2761e-05
2846 | 5.1457e-05 | 9.3057e-05 | 0.029571 | 3.6609 | 3.0803 | 3.0192 | 6.0753 | 4.5594 | 4.4187 | 8.5714e-05
2847 | 4.3622e-05 | 9.0522e-05 | 0.025585 | 3.6218 | 3.0814 | 3.0192 | 5.9617 | 4.562 | 4.4187 | 7.4569e-05
2848 | 3.2876e-05 | 8.9012e-05 | 0.028762 | 3.5926 | 3.0825 | 3.0192 | 5.8782 | 4.5646 | 4.4187 | 7.6044e-05
2849 | 3.1837e-05 | 9.3016e-05 | 0.014381 | 3.5594 | 3.0825 | 3.0192 | 5.7843 | 4.5646 | 4.4187 | 8.8008e-05
2850 | 6.2097e-05 | 0.00010327 | 0.0041872 | 3.479 | 3.0825 | 3.0192 | 5.5624 | 4.5646 | 4.4187 | 0.00027107
2851 | 6.9805e-05 | 0.000108 | 0.00017327 | 3.3222 | 3.0825 | 3.0192 | 5.1492 | 4.5646 | 4.4187 | 0.00027894
2852 | 8.7757e-05 | 0.00011312 | 0 | 3.2138 | 3.0837 | 3.0192 | 4.8783 | 4.5673 | 4.4187 | 0.0002401
2853 | 0.00010603 | 0.00011467 | 0 | 3.1658 | 3.0837 | 3.0192 | 4.7617 | 4.5673 | 4.4187 | 0.00026206
2854 | 0.00010486 | 0.00011416 | 0 | 3.1552 | 3.0848 | 3.0192 | 4.7362 | 4.5699 | 4.4187 | 1.4914e-05
2855 | 0.00012547 | 0.00012111 | 0 | 3.1552 | 3.0848 | 3.0192 | 4.7362 | 4.5699 | 4.4187 | 1.5569e-05
2856 | 0.00015744 | 0.00013108 | 0 | 3.1342 | 3.0848 | 3.0192 | 4.6861 | 4.5699 | 4.4187 | 1.1308e-05
2857 | 0.00017757 | 0.00013608 | 0 | 3.1238 | 3.0848 | 3.0192 | 4.6615 | 4.5699 | 4.4187 | 9.3417e-06
2858 | 0.00019782 | 0.00014196 | 0 | 3.1009 | 3.087 | 3.0192 | 4.6076 | 4.5751 | 4.4187 | 1.5242e-05
2859 | 0.0002039 | 0.00014357 | 0 | 3.0772 | 3.087 | 3.0192 | 4.5523 | 4.5751 | 4.4187 | 1.4914e-05
2860 | 0.0002039 | 0.00014362 | 0.00043316 | 3.0474 | 3.087 | 3.0192 | 4.4832 | 4.5751 | 4.4187 | 1.5733e-05
2861 | 0.0002039 | 0.00014329 | 0.0040429 | 3.0573 | 3.0882 | 3.0192 | 4.506 | 4.5778 | 4.4187 | 1.4586e-05
2862 | 0.0002039 | 0.00014233 | 0.013977 | 3.1516 | 3.0893 | 3.0192 | 4.7278 | 4.5804 | 4.4187 | 1.2619e-05
2863 | 0.00020151 | 0.00014141 | 0.025066 | 3.2347 | 3.0893 | 3.0192 | 4.9295 | 4.5804 | 4.4187 | 0.00063589
2864 | 0.00012141 | 0.00011683 | 0.040429 | 3.2976 | 3.0893 | 3.0192 | 5.0868 | 4.5804 | 4.4187 | 6.8342e-05
2865 | 8.0497e-05 | 0.00010358 | 0.045164 | 3.3697 | 3.0893 | 3.0192 | 5.2718 | 4.5804 | 4.4187 | 6.5064e-05
2866 | 4.6909e-05 | 8.8792e-05 | 0.048341 | 3.3805 | 3.0904 | 3.0192 | 5.2998 | 4.583 | 4.4187 | 7.1783e-05
2867 | 4.6682e-05 | 9.7146e-05 | 0.052384 | 3.4214 | 3.0927 | 3.0192 | 5.4077 | 4.5883 | 4.4187 | 8.768e-05
2868 | 4.5589e-05 | 9.6294e-05 | 0.046897 | 3.4648 | 3.0927 | 3.0192 | 5.5238 | 4.5883 | 4.4187 | 0.00021109
2869 | 4.7393e-05 | 9.684e-05 | 0.055734 | 3.5209 | 3.0927 | 3.0192 | 5.6772 | 4.5883 | 4.4187 | 9.063e-05
2870 | 3.7927e-05 | 9.369e-05 | 0.041526 | 3.4353 | 3.0927 | 3.0192 | 5.4446 | 4.5883 | 4.4187 | 9.063e-05
2871 | 3.0021e-05 | 8.9071e-05 | 0.031188 | 3.4934 | 3.0938 | 3.0192 | 5.6015 | 4.591 | 4.4187 | 7.3422e-05
2872 | 2.8753e-05 | 8.9694e-05 | 0.020907 | 3.5122 | 3.0949 | 3.0192 | 5.6531 | 4.5936 | 4.4187 | 7.9814e-05
2873 | 4.4752e-05 | 9.8051e-05 | 0.010107 | 3.4891 | 3.0949 | 3.0192 | 5.5897 | 4.5936 | 4.4187 | 8.5878e-05
2874 | 3.6382e-05 | 9.6625e-05 | 0.0036386 | 3.4325 | 3.0972 | 3.0192 | 5.4372 | 4.5989 | 4.4187 | 0.00024141
2875 | 3.9787e-05 | 9.8509e-05 | 0.00019252 | 3.2976 | 3.0972 | 3.0192 | 5.0868 | 4.5989 | 4.4187 | 0.00027074
2876 | 5.7894e-05 | 0.0001045 | 0 | 3.2297 | 3.0972 | 3.0192 | 4.9174 | 4.5989 | 4.4187 | 0.00023944
2877 | 6.0531e-05 | 0.00010075 | 0 | 3.1812 | 3.0983 | 3.0192 | 4.799 | 4.6016 | 4.4187 | 0.00023092
2878 | 6.2487e-05 | 0.0001021 | 0 | 3.1169 | 3.0983 | 3.0192 | 4.6452 | 4.6016 | 4.4187 | 1.0981e-05
2879 | 6.8338e-05 | 0.00010474 | 0 | 3.0885 | 3.0995 | 3.0192 | 4.5785 | 4.6042 | 4.4187 | 7.8667e-06
2880 | 9.1612e-05 | 0.00011133 | 0 | 3.0354 | 3.1006 | 3.0192 | 4.4557 | 4.6069 | 4.4187 | 2.5731e-05
2881 | 0.00011859 | 0.00011826 | 0 | 2.9935 | 3.1006 | 3.0192 | 4.3606 | 4.6069 | 4.4187 | 2.6878e-05
2882 | 0.00014458 | 0.00012573 | 0 | 2.9851 | 3.1029 | 3.0192 | 4.3416 | 4.6122 | 4.4187 | 2.4583e-05
2883 | 0.00016544 | 0.00013217 | 0 | 2.9725 | 3.104 | 3.0192 | 4.3134 | 4.6149 | 4.4187 | 1.8519e-05
2884 | 0.00017933 | 0.00013629 | 0.00046204 | 2.9684 | 3.104 | 3.0192 | 4.3041 | 4.6149 | 4.4187 | 2.9172e-05
2885 | 0.00020102 | 0.00014282 | 0.0043894 | 2.9862 | 3.104 | 3.0192 | 4.344 | 4.6149 | 4.4187 | 2.9828e-05
2886 | 0.00018234 | 0.00013603 | 0.019579 | 3.0474 | 3.104 | 3.0192 | 4.4832 | 4.6149 | 4.4187 | 3.1467e-05
2887 | 0.00015755 | 0.00012836 | 0.037252 | 3.1226 | 3.1052 | 3.0192 | 4.6588 | 4.6176 | 4.4187 | 0.00056968
2888 | 0.00010301 | 0.00011116 | 0.047301 | 3.1681 | 3.1052 | 3.0192 | 4.7674 | 4.6176 | 4.4187 | 0.00057754
2889 | 7.6039e-05 | 0.00010453 | 0.055041 | 3.2421 | 3.1063 | 3.0192 | 4.9479 | 4.6203 | 4.4187 | 7.2439e-05
2890 | 5.6594e-05 | 9.8973e-05 | 0.07254 | 3.33 | 3.1063 | 3.0192 | 5.1693 | 4.6203 | 4.4187 | 9.6858e-05
2891 | 6.4645e-05 | 0.00010175 | 0.076756 | 3.3832 | 3.1086 | 3.0192 | 5.3069 | 4.6256 | 4.4187 | 7.5225e-05
2892 | 5.7699e-05 | 9.8149e-05 | 0.080799 | 3.4256 | 3.1097 | 3.0192 | 5.4187 | 4.6283 | 4.4187 | 7.293e-05
2893 | 8.932e-05 | 0.00010876 | 0.064917 | 3.4876 | 3.1097 | 3.0192 | 5.5858 | 4.6283 | 4.4187 | 0.00011177
2894 | 6.545e-05 | 0.00010134 | 0.054578 | 3.5534 | 3.1097 | 3.0192 | 5.7676 | 4.6283 | 4.4187 | 8.768e-05
2895 | 4.9958e-05 | 9.5997e-05 | 0.047879 | 3.5669 | 3.1097 | 3.0192 | 5.8054 | 4.6283 | 4.4187 | 0.00027468
2896 | 4.3561e-05 | 9.3795e-05 | 0.031014 | 3.5253 | 3.1097 | 3.0192 | 5.6894 | 4.6283 | 4.4187 | 0.00029123
2897 | 5.5962e-05 | 9.7643e-05 | 0.018193 | 3.4977 | 3.1109 | 3.0192 | 5.6133 | 4.631 | 4.4187 | 4.1792e-05
2898 | 7.346e-05 | 0.00010296 | 0.0043894 | 3.4228 | 3.1109 | 3.0192 | 5.4114 | 4.631 | 4.4187 | 2.8517e-05
2899 | 0.00011408 | 0.00011495 | 0.00023102 | 3.2646 | 3.112 | 3.0192 | 5.0038 | 4.6337 | 4.4187 | 4.0317e-05
2900 | 0.0001339 | 0.00011958 | 0 | 3.1932 | 3.1131 | 3.0192 | 4.828 | 4.6364 | 4.4187 | 0.00015815
2901 | 0.00015808 | 0.0001287 | 0 | 3.1552 | 3.1131 | 3.0192 | 4.7362 | 4.6364 | 4.4187 | 0.00015569
2902 | 0.00018362 | 0.00013664 | 0 | 3.1272 | 3.1143 | 3.0192 | 4.6697 | 4.6391 | 4.4187 | 0.00019142
2903 | 0.00020067 | 0.0001417 | 0 | 3.0584 | 3.1143 | 3.0192 | 4.5086 | 4.6391 | 4.4187 | 2.4419e-05
2904 | 0.0002039 | 0.0001412 | 0 | 3.0063 | 3.1143 | 3.0192 | 4.3894 | 4.6391 | 4.4187 | 1.4094e-05
2905 | 0.0002039 | 0.00014228 | 0 | 2.9883 | 3.1143 | 3.0192 | 4.3487 | 4.6391 | 4.4187 | 1.4586e-05
2906 | 0.0002039 | 0.00014274 | 0 | 2.9736 | 3.1143 | 3.0192 | 4.3158 | 4.6391 | 4.4187 | 1.2128e-05
2907 | 0.0002039 | 0.00013626 | 0 | 2.9344 | 3.1154 | 3.0192 | 4.2288 | 4.6418 | 4.4187 | 9.8333e-06
2908 | 0.0002039 | 0.00013981 | 0.00034653 | 2.9153 | 3.1177 | 3.0192 | 4.1866 | 4.6472 | 4.4187 | 1.3439e-05
2909 | 0.0002039 | 0.00014156 | 0.0043316 | 2.9684 | 3.1177 | 3.0192 | 4.3041 | 4.6472 | 4.4187 | 1.5406e-05
2910 | 0.0002039 | 0.00014271 | 0.015363 | 3.0806 | 3.1177 | 3.0192 | 4.5602 | 4.6472 | 4.4187 | 4.7528e-06
2911 | 0.0002039 | 0.00014209 | 0.028704 | 3.1884 | 3.1189 | 3.0192 | 4.8164 | 4.6499 | 4.4187 | 0.00058033
2912 | 0.00013671 | 0.00012191 | 0.037136 | 3.2835 | 3.1189 | 3.0192 | 5.0513 | 4.6499 | 4.4187 | 7.3422e-05
2913 | 9.5405e-05 | 0.0001094 | 0.048918 | 3.3751 | 3.1189 | 3.0192 | 5.2858 | 4.6499 | 4.4187 | 6.9489e-05
2914 | 7.4281e-05 | 0.00010264 | 0.066996 | 3.4634 | 3.1189 | 3.0192 | 5.52 | 4.6499 | 4.4187 | 7.7683e-05
2915 | 7.1828e-05 | 0.00010247 | 0.071963 | 3.4991 | 3.1212 | 3.0192 | 5.6172 | 4.6554 | 4.4187 | 0.0001062
2916 | 7.1663e-05 | 0.00010254 | 0.064281 | 3.6079 | 3.1212 | 3.0192 | 5.9218 | 4.6554 | 4.4187 | 0.00019847
2917 | 8.1358e-05 | 0.00010568 | 0.059199 | 3.6249 | 3.1212 | 3.0192 | 5.9706 | 4.6554 | 4.4187 | 9.0467e-05
2918 | 7.2636e-05 | 0.00010274 | 0.057639 | 3.5445 | 3.1223 | 3.0192 | 5.7427 | 4.6581 | 4.4187 | 8.8664e-05
2919 | 5.3792e-05 | 9.5631e-05 | 0.046262 | 3.5972 | 3.1235 | 3.0192 | 5.8912 | 4.6608 | 4.4187 | 7.588e-05
2920 | 4.1666e-05 | 9.0954e-05 | 0.031419 | 3.5475 | 3.1235 | 3.0192 | 5.751 | 4.6608 | 4.4187 | 9.1614e-05
2921 | 4.0203e-05 | 8.9869e-05 | 0.018828 | 3.5107 | 3.1235 | 3.0192 | 5.6491 | 4.6608 | 4.4187 | 6.6047e-05
2922 | 5.8394e-05 | 9.6906e-05 | 0.0056311 | 3.4353 | 3.1235 | 3.0192 | 5.4446 | 4.6608 | 4.4187 | 0.00025173
2923 | 8.2339e-05 | 0.00010744 | 0.00046204 | 3.3313 | 3.1246 | 3.0192 | 5.1726 | 4.6636 | 4.4187 | 0.0002224
2924 | 0.00010793 | 0.00011331 | 0 | 3.2595 | 3.1258 | 3.0192 | 4.9913 | 4.6663 | 4.4187 | 0.00021912
2925 | 0.00013929 | 0.00012007 | 0 | 3.2077 | 3.1258 | 3.0192 | 4.8634 | 4.6663 | 4.4187 | 0.00021994
2926 | 0.00017115 | 0.00012972 | 0 | 3.1681 | 3.1258 | 3.0192 | 4.7674 | 4.6663 | 4.4187 | 1.0981e-05
2927 | 0.00018497 | 0.00013683 | 0 | 3.1226 | 3.1258 | 3.0192 | 4.6588 | 4.6663 | 4.4187 | 1.1636e-05
2928 | 0.00018932 | 0.00013816 | 0 | 3.0952 | 3.127 | 3.0192 | 4.5943 | 4.669 | 4.4187 | 7.0472e-06
2929 | 0.00019651 | 0.00014026 | 0 | 3.043 | 3.127 | 3.0192 | 4.4732 | 4.669 | 4.4187 | 6.7194e-06
2930 | 0.00020137 | 0.00014078 | 0 | 3.0191 | 3.1281 | 3.0192 | 4.4186 | 4.6718 | 4.4187 | 9.8333e-06
2931 | 0.0002039 | 0.00014252 | 0 | 3.001 | 3.1293 | 3.0192 | 4.3774 | 4.6745 | 4.4187 | 1.4914e-05
2932 | 0.0002039 | 0.00014257 | 0.00043316 | 3.0031 | 3.1316 | 3.0192 | 4.3822 | 4.68 | 4.4187 | 1.5569e-05
2933 | 0.0002039 | 0.00014264 | 0.0049092 | 3.0419 | 3.1327 | 3.0192 | 4.4707 | 4.6828 | 4.4187 | 7.7028e-06
2934 | 0.0002039 | 0.00014003 | 0.014497 | 3.1446 | 3.1327 | 3.0192 | 4.7111 | 4.6828 | 4.4187 | 1.1636e-05
2935 | 0.0001665 | 0.00013002 | 0.022986 | 3.1896 | 3.1327 | 3.0192 | 4.8193 | 4.6828 | 4.4187 | 0.00058361
2936 | 0.00010041 | 0.00011023 | 0.030552 | 3.2471 | 3.1327 | 3.0192 | 4.9602 | 4.6828 | 4.4187 | 7.0636e-05
2937 | 6.4595e-05 | 9.9684e-05 | 0.040082 | 3.2696 | 3.1339 | 3.0192 | 5.0164 | 4.6855 | 4.4187 | 8.0469e-05
2938 | 5.2528e-05 | 9.5482e-05 | 0.047532 | 3.317 | 3.1351 | 3.0192 | 5.136 | 4.6883 | 4.4187 | 9.44e-05
2939 | 6.2779e-05 | 9.9417e-05 | 0.057351 | 3.3751 | 3.1351 | 3.0192 | 5.2858 | 4.6883 | 4.4187 | 9.7678e-05
2940 | 6.7583e-05 | 0.00010079 | 0.061394 | 3.3352 | 3.1362 | 3.0192 | 5.1827 | 4.691 | 4.4187 | 0.00021814
2941 | 7.4255e-05 | 0.00010298 | 0.055156 | 3.3484 | 3.1374 | 3.0192 | 5.2166 | 4.6938 | 4.4187 | 9.0958e-05
2942 | 6.6436e-05 | 0.00010041 | 0.048225 | 3.3537 | 3.1374 | 3.0192 | 5.2303 | 4.6938 | 4.4187 | 7.6208e-05
2943 | 5.5694e-05 | 9.6876e-05 | 0.034364 | 3.3711 | 3.1374 | 3.0192 | 5.2753 | 4.6938 | 4.4187 | 6.9325e-05
2944 | 6.9244e-05 | 0.00010019 | 0.02934 | 3.3445 | 3.1397 | 3.0192 | 5.2064 | 4.6994 | 4.4187 | 6.7194e-05
2945 | 5.5904e-05 | 9.6157e-05 | 0.015652 | 3.3157 | 3.1409 | 3.0192 | 5.1326 | 4.7021 | 4.4187 | 6.3425e-05
2946 | 4.8811e-05 | 9.4407e-05 | 0.0046204 | 3.2508 | 3.1409 | 3.0192 | 4.9695 | 4.7021 | 4.4187 | 0.00024419
2947 | 8.3575e-05 | 0.00010766 | 0.00043316 | 3.1611 | 3.1409 | 3.0192 | 4.7504 | 4.7021 | 4.4187 | 0.00025436
2948 | 0.00011646 | 0.00011596 | 0 | 3.1295 | 3.1409 | 3.0192 | 4.6751 | 4.7021 | 4.4187 | 0.00023272
2949 | 0.0001595 | 0.00012894 | 0 | 3.1192 | 3.142 | 3.0192 | 4.6506 | 4.7049 | 4.4187 | 0.00022781
2950 | 0.00016405 | 0.00013009 | 0 | 3.0828 | 3.1432 | 3.0192 | 4.5654 | 4.7077 | 4.4187 | 2.1797e-05
2951 | 0.00018106 | 0.00013536 | 0 | 3.0191 | 3.1432 | 3.0192 | 4.4186 | 4.7077 | 4.4187 | 8.6861e-06
2952 | 0.00019491 | 0.00013955 | 0 | 2.9957 | 3.1432 | 3.0192 | 4.3654 | 4.7077 | 4.4187 | 3.3106e-05
2953 | 0.00020384 | 0.00014228 | 0 | 2.9632 | 3.1444 | 3.0192 | 4.2925 | 4.7105 | 4.4187 | 2.3764e-05
2954 | 0.0002039 | 0.00014242 | 0 | 2.9406 | 3.1444 | 3.0192 | 4.2423 | 4.7105 | 4.4187 | 2.6058e-05
2955 | 0.0002039 | 0.00014183 | 0 | 2.9163 | 3.1456 | 3.0192 | 4.1888 | 4.7133 | 4.4187 | 1.9175e-05
2956 | 0.0002039 | 0.00014246 | 0.00046204 | 2.9324 | 3.1456 | 3.0192 | 4.2243 | 4.7133 | 4.4187 | 1.9667e-05
2957 | 0.0002039 | 0.00014198 | 0.0049092 | 2.9621 | 3.1467 | 3.0192 | 4.2902 | 4.7161 | 4.4187 | 2.9828e-05
2958 | 0.0002039 | 0.00014095 | 0.016749 | 3.0289 | 3.1467 | 3.0192 | 4.4408 | 4.7161 | 4.4187 | 2.5239e-05
2959 | 0.00019646 | 0.00013904 | 0.030957 | 3.1066 | 3.1467 | 3.0192 | 4.6209 | 4.7161 | 4.4187 | 0.00064539
2960 | 0.00011685 | 0.00011505 | 0.047301 | 3.1776 | 3.1479 | 3.0192 | 4.7903 | 4.7189 | 4.4187 | 0.00062179
2961 | 7.704e-05 | 0.00010292 | 0.047244 | 3.2297 | 3.1479 | 3.0192 | 4.9174 | 4.7189 | 4.4187 | 8.9319e-05
2962 | 5.8536e-05 | 9.6974e-05 | 0.060585 | 3.2683 | 3.1479 | 3.0192 | 5.0132 | 4.7189 | 4.4187 | 8.9975e-05
2963 | 6.4524e-05 | 9.8416e-05 | 0.059776 | 3.2721 | 3.1491 | 3.0192 | 5.0227 | 4.7216 | 4.4187 | 7.965e-05
2964 | 5.983e-05 | 9.7556e-05 | 0.058159 | 3.3366 | 3.1479 | 3.0192 | 5.1861 | 4.7189 | 4.4187 | 7.7192e-05
2965 | 7.1808e-05 | 0.00010187 | 0.057582 | 3.3471 | 3.1491 | 3.0192 | 5.2132 | 4.7216 | 4.4187 | 8.3092e-05
2966 | 5.33e-05 | 9.22e-05 | 0.044471 | 3.3751 | 3.1491 | 3.0192 | 5.2858 | 4.7216 | 4.4187 | 7.5061e-05
2967 | 3.7181e-05 | 8.817e-05 | 0.032343 | 3.394 | 3.1491 | 3.0192 | 5.3353 | 4.7216 | 4.4187 | 0.00031385
2968 | 3.0009e-05 | 8.7652e-05 | 0.021716 | 3.394 | 3.1491 | 3.0192 | 5.3353 | 4.7216 | 4.4187 | 0.00031073
2969 | 2.6203e-05 | 9.0863e-05 | 0.011955 | 3.3537 | 3.1502 | 3.0192 | 5.2303 | 4.7245 | 4.4187 | 3.6711e-05
2970 | 2.6453e-05 | 9.1409e-05 | 0.0038696 | 3.2989 | 3.1526 | 3.0192 | 5.09 | 4.7301 | 4.4187 | 2.3436e-05
2971 | 3.9409e-05 | 0.00010037 | 0.00036097 | 3.1681 | 3.1526 | 3.0192 | 4.7674 | 4.7301 | 4.4187 | 4.4742e-05
2972 | 6.6565e-05 | 0.00010441 | 0 | 3.0739 | 3.1526 | 3.0192 | 4.5446 | 4.7301 | 4.4187 | 0.00018995
2973 | 9.0192e-05 | 0.00011035 | 0 | 3.0518 | 3.1526 | 3.0192 | 4.4933 | 4.7301 | 4.4187 | 0.00016897
2974 | 0.00012039 | 0.00011823 | 0 | 2.9967 | 3.1526 | 3.0192 | 4.3678 | 4.7301 | 4.4187 | 0.00017323
2975 | 0.00013918 | 0.00012383 | 0 | 2.9883 | 3.1526 | 3.0192 | 4.3487 | 4.7301 | 4.4187 | 2.0322e-05
2976 | 0.00015807 | 0.00012954 | 0 | 2.9436 | 3.1538 | 3.0192 | 4.2491 | 4.7329 | 4.4187 | 1.8028e-05
2977 | 0.00017078 | 0.00013323 | 0 | 2.9304 | 3.1538 | 3.0192 | 4.2198 | 4.7329 | 4.4187 | 2.4747e-05
2978 | 0.00017851 | 0.00013545 | 0 | 2.9284 | 3.1549 | 3.0192 | 4.2154 | 4.7357 | 4.4187 | 2.7861e-05
2979 | 0.00018742 | 0.00013797 | 0 | 2.9314 | 3.1538 | 3.0192 | 4.2221 | 4.7329 | 4.4187 | 2.5731e-05
2980 | 0.00019603 | 0.00014043 | 0.00034653 | 2.9063 | 3.1538 | 3.0192 | 4.1669 | 4.7329 | 4.4187 | 2.2617e-05
2981 | 0.0002039 | 0.00014259 | 0.0026712 | 2.9736 | 3.1538 | 3.0192 | 4.3158 | 4.7329 | 4.4187 | 2.5239e-05
2982 | 0.0002039 | 0.00014251 | 0.0093563 | 3.0694 | 3.1538 | 3.0192 | 4.5342 | 4.7329 | 4.4187 | 1.8356e-05
2983 | 0.00017347 | 0.00013176 | 0.019579 | 3.1599 | 3.1549 | 3.0192 | 4.7475 | 4.7357 | 4.4187 | 0.00059787
2984 | 0.00012283 | 0.00011646 | 0.031303 | 3.1812 | 3.1573 | 3.0192 | 4.799 | 4.7413 | 4.4187 | 0.00060262
2985 | 8.3221e-05 | 0.00010519 | 0.029975 | 3.2458 | 3.1573 | 3.0192 | 4.9571 | 4.7413 | 4.4187 | 9.0794e-05
2986 | 8.6113e-05 | 0.00010594 | 0.036617 | 3.2696 | 3.1573 | 3.0192 | 5.0164 | 4.7413 | 4.4187 | 8.2764e-05
2987 | 8.9357e-05 | 0.00010722 | 0.042681 | 3.3471 | 3.1573 | 3.0192 | 5.2132 | 4.7413 | 4.4187 | 9.7186e-05
2988 | 7.3721e-05 | 0.00010281 | 0.036674 | 3.4022 | 3.1573 | 3.0192 | 5.3568 | 4.7413 | 4.4187 | 9.1778e-05
2989 | 8.456e-05 | 0.00010617 | 0.03422 | 3.4325 | 3.1573 | 3.0192 | 5.4372 | 4.7413 | 4.4187 | 0.00010538
2990 | 7.2035e-05 | 0.00010227 | 0.033267 | 3.4662 | 3.1573 | 3.0192 | 5.5277 | 4.7413 | 4.4187 | 8.6205e-05
2991 | 5.0251e-05 | 9.5054e-05 | 0.03113 | 3.4705 | 3.1573 | 3.0192 | 5.5392 | 4.7413 | 4.4187 | 0.00030942
2992 | 4.7011e-05 | 9.4328e-05 | 0.023044 | 3.4634 | 3.1596 | 3.0192 | 5.52 | 4.747 | 4.4187 | 0.0002696
2993 | 5.7658e-05 | 9.7472e-05 | 0.012129 | 3.427 | 3.1608 | 3.0192 | 5.4224 | 4.7498 | 4.4187 | 4.6217e-05
2994 | 5.4483e-05 | 9.651e-05 | 0.0055445 | 3.304 | 3.1608 | 3.0192 | 5.1031 | 4.7498 | 4.4187 | 5.7853e-05
2995 | 9.8715e-05 | 0.00011047 | 0.00040429 | 3.1836 | 3.1608 | 3.0192 | 4.8048 | 4.7498 | 4.4187 | 3.1467e-05
2996 | 0.0001348 | 0.00012098 | 0 | 3.1054 | 3.1608 | 3.0192 | 4.6183 | 4.7498 | 4.4187 | 0.00020666
2997 | 0.00015136 | 0.00012619 | 0 | 3.0717 | 3.1608 | 3.0192 | 4.5394 | 4.7498 | 4.4187 | 0.0001634
2998 | 0.00017343 | 0.00013304 | 0 | 3.0386 | 3.1596 | 3.0192 | 4.4631 | 4.747 | 4.4187 | 0.00018028
2999 | 0.00019062 | 0.00013791 | 0 | 3.001 | 3.1596 | 3.0192 | 4.3774 | 4.747 | 4.4187 | 2.8681e-05
3000 | 6.0069e-05 | 9.8033e-05 | 0 | 2.9957 | 3.1596 | 3.0192 | 4.3654 | 4.747 | 4.4187 | 1.0981e-05
3001 | 7.018e-05 | 0.00010137 | 0 | 2.982 | 3.1596 | 3.0192 | 4.3345 | 4.747 | 4.4187 | 1.2128e-05
3002 | 7.9779e-05 | 0.00010208 | 0 | 2.9767 | 3.1596 | 3.0192 | 4.3228 | 4.747 | 4.4187 | 2.0814e-05
3003 | 8.6209e-05 | 0.00010684 | 0 | 2.9663 | 3.1632 | 3.0192 | 4.2995 | 4.7555 | 4.4187 | 9.6694e-06
3004 | 9.3917e-05 | 0.00010799 | 0.00064974 | 2.9694 | 3.162 | 3.0192 | 4.3064 | 4.7527 | 4.4187 | 1.3111e-05
3005 | 0.00011129 | 0.00011401 | 0.0051258 | 3.0063 | 3.162 | 3.0192 | 4.3894 | 4.7527 | 4.4187 | 1.5569e-05
3006 | 9.7598e-05 | 0.00010959 | 0.016518 | 3.0998 | 3.162 | 3.0192 | 4.6049 | 4.7527 | 4.4187 | 1.9339e-05
3007 | 0.00010019 | 0.00011068 | 0.029109 | 3.1599 | 3.162 | 3.0192 | 4.7475 | 4.7527 | 4.4187 | 0.0006136
3008 | 4.3489e-05 | 9.2962e-05 | 0.038061 | 3.2297 | 3.162 | 3.0192 | 4.9174 | 4.7527 | 4.4187 | 5.8508e-05
3009 | 3.312e-05 | 8.9777e-05 | 0.040948 | 3.3144 | 3.162 | 3.0192 | 5.1293 | 4.7527 | 4.4187 | 8.2272e-05
3010 | 2.0911e-05 | 8.5365e-05 | 0.043778 | 3.355 | 3.1632 | 3.0192 | 5.2337 | 4.7555 | 4.4187 | 7.8503e-05
3011 | 2.3587e-05 | 8.7134e-05 | 0.046204 | 3.4353 | 3.1632 | 3.0192 | 5.4446 | 4.7555 | 4.4187 | 6.6047e-05
3012 | 2.2717e-05 | 8.6303e-05 | 0.051286 | 3.3778 | 3.1632 | 3.0192 | 5.2928 | 4.7555 | 4.4187 | 0.00024092
3013 | 2.4641e-05 | 8.7402e-05 | 0.043547 | 3.3484 | 3.1632 | 3.0192 | 5.2166 | 4.7555 | 4.4187 | 7.6536e-05
3014 | 1.9569e-05 | 8.5629e-05 | 0.045684 | 3.4187 | 3.1632 | 3.0192 | 5.4004 | 4.7555 | 4.4187 | 6.998e-05
3015 | 1.12e-05 | 8.1616e-05 | 0.03217 | 3.4465 | 3.1632 | 3.0192 | 5.4745 | 4.7555 | 4.4187 | 0.00010636
3016 | 1.7637e-05 | 8.1984e-05 | 0.02443 | 3.4507 | 3.1644 | 3.0192 | 5.4858 | 4.7583 | 4.4187 | 9.2597e-05
3017 | 4.2071e-05 | 9.0104e-05 | 0.015767 | 3.3524 | 3.1656 | 3.0192 | 5.2269 | 4.7612 | 4.4187 | 6.9489e-05
3018 | 1.708e-05 | 8.1557e-05 | 0.0053423 | 3.3209 | 3.1656 | 3.0192 | 5.1459 | 4.7612 | 4.4187 | 0.00023764
3019 | 1.7366e-05 | 8.8094e-05 | 0.00057755 | 3.2248 | 3.1656 | 3.0192 | 4.9053 | 4.7612 | 4.4187 | 0.00022436
3020 | 4.3675e-05 | 9.3569e-05 | 0 | 3.1215 | 3.1656 | 3.0192 | 4.656 | 4.7612 | 4.4187 | 0.00029369
3021 | 3.8956e-05 | 9.2304e-05 | 0 | 3.0419 | 3.1656 | 3.0192 | 4.4707 | 4.7612 | 4.4187 | 0.00023403
3022 | 4.4066e-05 | 9.3973e-05 | 0 | 2.9893 | 3.1656 | 3.0192 | 4.3511 | 4.7612 | 4.4187 | 1.5078e-05
3023 | 6.1259e-05 | 9.9179e-05 | 0 | 2.9334 | 3.1656 | 3.0192 | 4.2265 | 4.7612 | 4.4187 | 1.5078e-05
3024 | 7.8778e-05 | 0.00010381 | 0 | 2.8983 | 3.1656 | 3.0192 | 4.1495 | 4.7612 | 4.4187 | 9.0139e-06
3025 | 8.5508e-05 | 0.00010518 | 0 | 2.8894 | 3.1656 | 3.0192 | 4.1302 | 4.7612 | 4.4187 | 1.6389e-05
3026 | 9.0803e-05 | 0.00010526 | 0 | 2.8816 | 3.1656 | 3.0192 | 4.1131 | 4.7612 | 4.4187 | 2.0978e-05
3027 | 9.1658e-05 | 0.0001076 | 0 | 2.8786 | 3.1656 | 3.0192 | 4.1068 | 4.7612 | 4.4187 | 9.6694e-06
3028 | 9.9713e-05 | 0.00011049 | 0.00064974 | 2.8934 | 3.1656 | 3.0192 | 4.1388 | 4.7612 | 4.4187 | 7.5389e-06
3029 | 9.1503e-05 | 0.0001084 | 0.0046926 | 2.9467 | 3.1667 | 3.0192 | 4.2559 | 4.764 | 4.4187 | 1.0817e-05
3030 | 0.0001134 | 0.00011469 | 0.018597 | 3.0441 | 3.1679 | 3.0192 | 4.4757 | 4.7669 | 4.4187 | 2.2944e-05
3031 | 7.7601e-05 | 0.0001029 | 0.031361 | 3.1307 | 3.1691 | 3.0192 | 4.6779 | 4.7697 | 4.4187 | 0.00062851
3032 | 4.4616e-05 | 9.331e-05 | 0.044125 | 3.192 | 3.1691 | 3.0192 | 4.8251 | 4.7697 | 4.4187 | 5.7361e-05
3033 | 3.0494e-05 | 8.9421e-05 | 0.046782 | 3.2621 | 3.1691 | 3.0192 | 4.9975 | 4.7697 | 4.4187 | 9.1614e-05
3034 | 2.375e-05 | 8.7288e-05 | 0.056239 | 3.33 | 3.1691 | 3.0192 | 5.1693 | 4.7697 | 4.4187 | 9.3908e-05
3035 | 2.6274e-05 | 8.8434e-05 | 0.062375 | 3.3261 | 3.1703 | 3.0192 | 5.1592 | 4.7726 | 4.4187 | 7.7192e-05
3036 | 3.3559e-05 | 9.0508e-05 | 0.075731 | 3.3886 | 3.1703 | 3.0192 | 5.3211 | 4.7726 | 4.4187 | 0.00018093
3037 | 2.9227e-05 | 8.9205e-05 | 0.075659 | 3.42 | 3.1703 | 3.0192 | 5.404 | 4.7726 | 4.4187 | 8.8828e-05
3038 | 2.9565e-05 | 8.8668e-05 | 0.066779 | 3.4493 | 3.1691 | 3.0192 | 5.4821 | 4.7697 | 4.4187 | 8.8664e-05
3039 | 2.1991e-05 | 8.6132e-05 | 0.053423 | 3.4409 | 3.1679 | 3.0192 | 5.4595 | 4.7669 | 4.4187 | 8.4567e-05
3040 | 1.6187e-05 | 8.344e-05 | 0.034003 | 3.4159 | 3.1679 | 3.0192 | 5.393 | 4.7669 | 4.4187 | 6.9817e-05
3041 | 2.2033e-05 | 8.4607e-05 | 0.020388 | 3.3913 | 3.1691 | 3.0192 | 5.3282 | 4.7697 | 4.4187 | 7.7192e-05
3042 | 4.4729e-05 | 9.5039e-05 | 0.0052701 | 3.3209 | 3.1691 | 3.0192 | 5.1459 | 4.7697 | 4.4187 | 0.00025567
3043 | 2.7585e-05 | 8.8301e-05 | 0.00057755 | 3.2273 | 3.1691 | 3.0192 | 4.9113 | 4.7697 | 4.4187 | 0.00022502
3044 | 5.7228e-05 | 9.7409e-05 | 0 | 3.1516 | 3.1691 | 3.0192 | 4.7278 | 4.7697 | 4.4187 | 0.00023436
3045 | 6.2922e-05 | 9.9201e-05 | 0 | 3.1054 | 3.1691 | 3.0192 | 4.6183 | 4.7697 | 4.4187 | 0.00024436
3046 | 6.2048e-05 | 9.9099e-05 | 0 | 3.0828 | 3.1703 | 3.0192 | 4.5654 | 4.7726 | 4.4187 | 4.5889e-06
3047 | 7.3313e-05 | 0.0001021 | 0 | 3.0562 | 3.1703 | 3.0192 | 4.5035 | 4.7726 | 4.4187 | 2.0978e-05
3048 | 8.3435e-05 | 0.00010559 | 0 | 3.0202 | 3.1703 | 3.0192 | 4.4211 | 4.7726 | 4.4187 | 1.0489e-05
3049 | 9.0977e-05 | 0.00010783 | 0 | 2.9967 | 3.1703 | 3.0192 | 4.3678 | 4.7726 | 4.4187 | 9.5055e-06
3050 | 9.7378e-05 | 0.00010994 | 0 | 2.983 | 3.1703 | 3.0192 | 4.3369 | 4.7726 | 4.4187 | 8.3583e-06
3051 | 0.00010681 | 0.00011288 | 0 | 2.9725 | 3.1703 | 3.0192 | 4.3134 | 4.7726 | 4.4187 | 4.2611e-06
3052 | 0.00011812 | 0.00011595 | 0.00075082 | 2.9416 | 3.1703 | 3.0192 | 4.2445 | 4.7726 | 4.4187 | 7.8667e-06
3053 | 0.0001364 | 0.0001216 | 0.0061365 | 2.9746 | 3.1703 | 3.0192 | 4.3181 | 4.7726 | 4.4187 | 1.9011e-05
3054 | 0.0001336 | 0.00011821 | 0.022524 | 3.017 | 3.1703 | 3.0192 | 4.4137 | 4.7726 | 4.4187 | 1.2456e-05
3055 | 0.00012007 | 0.00011577 | 0.039273 | 3.0507 | 3.1715 | 3.0192 | 4.4908 | 4.7755 | 4.4187 | 0.00065146
3056 | 6.996e-05 | 0.0001008 | 0.047821 | 3.0964 | 3.1715 | 3.0192 | 4.597 | 4.7755 | 4.4187 | 6.8178e-05
3057 | 6.0647e-05 | 9.7869e-05 | 0.056889 | 3.1528 | 3.1715 | 3.0192 | 4.7306 | 4.7755 | 4.4187 | 7.0144e-05
3058 | 5.1782e-05 | 9.4749e-05 | 0.0566 | 3.198 | 3.1715 | 3.0192 | 4.8398 | 4.7755 | 4.4187 | 0.00011571
3059 | 5.5388e-05 | 9.6697e-05 | 0.068555 | 3.2583 | 3.1715 | 3.0192 | 4.9881 | 4.7755 | 4.4187 | 8.6861e-05
3060 | 6.2826e-05 | 9.9002e-05 | 0.062549 | 3.2835 | 3.1715 | 3.0192 | 5.0513 | 4.7755 | 4.4187 | 0.00018257
3061 | 5.9169e-05 | 9.7474e-05 | 0.054694 | 3.359 | 3.1715 | 3.0192 | 5.2441 | 4.7755 | 4.4187 | 0.00010358
3062 | 4.5289e-05 | 9.344e-05 | 0.059719 | 3.359 | 3.1715 | 3.0192 | 5.2441 | 4.7755 | 4.4187 | 8.3583e-05
3063 | 4.3633e-05 | 9.1126e-05 | 0.046724 | 3.3392 | 3.1727 | 3.0192 | 5.1928 | 4.7783 | 4.4187 | 9.6367e-05
3064 | 5.2007e-05 | 9.3939e-05 | 0.033382 | 3.3418 | 3.1739 | 3.0192 | 5.1996 | 4.7812 | 4.4187 | 8.6369e-05
3065 | 4.3789e-05 | 9.1433e-05 | 0.018077 | 3.3183 | 3.1727 | 3.0192 | 5.1393 | 4.7783 | 4.4187 | 5.8508e-05
3066 | 3.1292e-05 | 8.5772e-05 | 0.0056022 | 3.2633 | 3.1763 | 3.0192 | 5.0006 | 4.7869 | 4.4187 | 0.00024272
3067 | 4.5777e-05 | 9.4811e-05 | 0.00057755 | 3.1741 | 3.1751 | 3.0192 | 4.7817 | 4.7841 | 4.4187 | 0.00023813
3068 | 7.7493e-05 | 0.00010287 | 0 | 3.0873 | 3.1763 | 3.0192 | 4.5759 | 4.7869 | 4.4187 | 0.00024141
3069 | 8.3059e-05 | 0.00010501 | 0 | 3.0332 | 3.1763 | 3.0192 | 4.4507 | 4.7869 | 4.4187 | 0.00023321
3070 | 8.132e-05 | 0.0001048 | 0 | 2.9914 | 3.1763 | 3.0192 | 4.3558 | 4.7869 | 4.4187 | 1.3439e-05
3071 | 9.1492e-05 | 0.00010743 | 0 | 3.001 | 3.1763 | 3.0192 | 4.3774 | 4.7869 | 4.4187 | 1.2456e-05
3072 | 9.9601e-05 | 0.00010996 | 0 | 2.9893 | 3.1763 | 3.0192 | 4.3511 | 4.7869 | 4.4187 | 1.8356e-05
3073 | 0.00010612 | 0.0001126 | 0 | 2.9621 | 3.1763 | 3.0192 | 4.2902 | 4.7869 | 4.4187 | 5.9e-06
3074 | 0.00011456 | 0.00011475 | 0 | 2.9163 | 3.1763 | 3.0192 | 4.1888 | 4.7869 | 4.4187 | 8.0305e-06
3075 | 0.00011864 | 0.00011614 | 0 | 2.8934 | 3.1763 | 3.0192 | 4.1388 | 4.7869 | 4.4187 | 9.0139e-06
3076 | 0.0001222 | 0.00011679 | 0.00086633 | 2.9344 | 3.1763 | 3.0192 | 4.2288 | 4.7869 | 4.4187 | 1.77e-05
3077 | 0.00013703 | 0.00012135 | 0.0065263 | 2.9487 | 3.1774 | 3.0192 | 4.2604 | 4.7898 | 4.4187 | 1.5733e-05
3078 | 0.0001222 | 0.00011746 | 0.01981 | 3.0299 | 3.1774 | 3.0192 | 4.4432 | 4.7898 | 4.4187 | 1.5242e-05
3079 | 0.0001092 | 0.00011258 | 0.034018 | 3.1318 | 3.1774 | 3.0192 | 4.6806 | 4.7898 | 4.4187 | 0.00060278
3080 | 5.3265e-05 | 9.5236e-05 | 0.046493 | 3.2322 | 3.1774 | 3.0192 | 4.9234 | 4.7898 | 4.4187 | 7.2603e-05
3081 | 3.8236e-05 | 9.0298e-05 | 0.057235 | 3.3392 | 3.1774 | 3.0192 | 5.1928 | 4.7898 | 4.4187 | 6.0639e-05
3082 | 3.0757e-05 | 8.7384e-05 | 0.062722 | 3.4049 | 3.1774 | 3.0192 | 5.364 | 4.7898 | 4.4187 | 7.2111e-05
3083 | 3.0863e-05 | 8.8317e-05 | 0.063126 | 3.5035 | 3.1774 | 3.0192 | 5.6291 | 4.7898 | 4.4187 | 9.2269e-05
3084 | 3.5613e-05 | 8.9492e-05 | 0.063357 | 3.543 | 3.1786 | 3.0192 | 5.7385 | 4.7927 | 4.4187 | 0.00020502
3085 | 3.8285e-05 | 8.9332e-05 | 0.051171 | 3.5941 | 3.1798 | 3.0192 | 5.8825 | 4.7956 | 4.4187 | 8.8828e-05
3086 | 2.8648e-05 | 8.66e-05 | 0.048572 | 3.6389 | 3.1798 | 3.0192 | 6.0111 | 4.7956 | 4.4187 | 9.0303e-05
3087 | 1.9991e-05 | 8.3107e-05 | 0.036848 | 3.6264 | 3.1786 | 3.0192 | 5.9751 | 4.7927 | 4.4187 | 6.9817e-05
3088 | 1.8453e-05 | 8.4044e-05 | 0.023622 | 3.6125 | 3.1786 | 3.0192 | 5.9351 | 4.7927 | 4.4187 | 9.7678e-05
3089 | 3.2689e-05 | 9.2006e-05 | 0.013572 | 3.6064 | 3.1786 | 3.0192 | 5.9174 | 4.7927 | 4.4187 | 8.555e-05
3090 | 2.115e-05 | 8.963e-05 | 0.0050054 | 3.5239 | 3.1786 | 3.0192 | 5.6853 | 4.7927 | 4.4187 | 0.00022682
3091 | 3.1674e-05 | 9.4733e-05 | 0.00048129 | 3.3764 | 3.1774 | 3.0192 | 5.2893 | 4.7898 | 4.4187 | 0.00027009
3092 | 3.8182e-05 | 9.6422e-05 | 0 | 3.2322 | 3.1774 | 3.0192 | 4.9234 | 4.7898 | 4.4187 | 0.00022059
3093 | 3.9392e-05 | 9.5141e-05 | 0 | 3.1215 | 3.1774 | 3.0192 | 4.656 | 4.7898 | 4.4187 | 0.00026419
3094 | 3.3671e-05 | 9.2424e-05 | 0 | 3.0661 | 3.1774 | 3.0192 | 4.5265 | 4.7898 | 4.4187 | 1.3603e-05
3095 | 4.0092e-05 | 9.4158e-05 | 0 | 3.002 | 3.1798 | 3.0192 | 4.3798 | 4.7956 | 4.4187 | 1.1308e-05
3096 | 5.414e-05 | 9.6961e-05 | 0 | 2.9694 | 3.1798 | 3.0192 | 4.3064 | 4.7956 | 4.4187 | 7.8667e-06
3097 | 6.2698e-05 | 0.00010086 | 0 | 2.9746 | 3.1798 | 3.0192 | 4.3181 | 4.7956 | 4.4187 | 9.6694e-06
3098 | 7.254e-05 | 0.00010065 | 0 | 2.9213 | 3.1798 | 3.0192 | 4.1998 | 4.7956 | 4.4187 | 1.0981e-05
3099 | 7.3026e-05 | 0.00010194 | 0 | 2.8934 | 3.1798 | 3.0192 | 4.1388 | 4.7956 | 4.4187 | 1.2292e-05
3100 | 7.9822e-05 | 0.00010248 | 0.00057755 | 2.8934 | 3.1798 | 3.0192 | 4.1388 | 4.7956 | 4.4187 | 1.7208e-05
3101 | 8.5318e-05 | 0.00010578 | 0.0057033 | 2.9549 | 3.1798 | 3.0192 | 4.2741 | 4.7956 | 4.4187 | 1.1308e-05
3102 | 0.00010358 | 0.00011165 | 0.01877 | 3.1215 | 3.1798 | 3.0192 | 4.656 | 4.7956 | 4.4187 | 9.5055e-06
3103 | 8.0462e-05 | 0.00010366 | 0.033671 | 3.2989 | 3.181 | 3.0192 | 5.09 | 4.7985 | 4.4187 | 0.00059115
3104 | 3.933e-05 | 8.967e-05 | 0.046493 | 3.4367 | 3.1834 | 3.0192 | 5.4483 | 4.8043 | 4.4187 | 4.9986e-05
3105 | 3.625e-05 | 8.9187e-05 | 0.060296 | 3.5401 | 3.1846 | 3.0192 | 5.7303 | 4.8072 | 4.4187 | 7.2275e-05
3106 | 1.988e-05 | 8.0507e-05 | 0.062202 | 3.6577 | 3.1846 | 3.0192 | 6.066 | 4.8072 | 4.4187 | 8.6369e-05
3107 | 2.3969e-05 | 8.7213e-05 | 0.060585 | 3.8022 | 3.1846 | 3.0192 | 6.5013 | 4.8072 | 4.4187 | 7.965e-05
3108 | 2.4188e-05 | 8.7515e-05 | 0.063531 | 3.8331 | 3.1846 | 3.0192 | 6.5982 | 4.8072 | 4.4187 | 0.0002083
3109 | 3.2025e-05 | 9.0475e-05 | 0.058102 | 3.8752 | 3.1846 | 3.0192 | 6.7319 | 4.8072 | 4.4187 | 8.7844e-05
3110 | 2.9258e-05 | 8.9507e-05 | 0.051922 | 3.9328 | 3.1858 | 3.0192 | 6.9188 | 4.8101 | 4.4187 | 7.9322e-05
3111 | 1.9777e-05 | 8.3705e-05 | 0.040891 | 3.9529 | 3.1858 | 3.0192 | 6.9855 | 4.8101 | 4.4187 | 8.26e-05
3112 | 1.366e-05 | 8.296e-05 | 0.021831 | 3.9328 | 3.187 | 3.0192 | 6.9188 | 4.813 | 4.4187 | 8.2764e-05
3113 | 2.1586e-05 | 8.8895e-05 | 0.018886 | 3.9092 | 3.187 | 3.0192 | 6.8417 | 4.813 | 4.4187 | 6.8505e-05
3114 | 2.8086e-05 | 9.2148e-05 | 0.0056022 | 3.7852 | 3.187 | 3.0192 | 6.4487 | 4.813 | 4.4187 | 0.00027107
3115 | 3.9445e-05 | 9.6394e-05 | 0.00064974 | 3.5386 | 3.187 | 3.0192 | 5.7262 | 4.813 | 4.4187 | 0.00022649
3116 | 3.9136e-05 | 9.7381e-05 | 0 | 3.3697 | 3.187 | 3.0192 | 5.2718 | 4.813 | 4.4187 | 0.00020847
3117 | 4.1774e-05 | 9.2423e-05 | 0 | 3.2621 | 3.1882 | 3.0192 | 4.9975 | 4.8159 | 4.4187 | 0.00025304
3118 | 3.6556e-05 | 9.3379e-05 | 0 | 3.198 | 3.1894 | 3.0192 | 4.8398 | 4.8188 | 4.4187 | 1.4422e-05
3119 | 3.9611e-05 | 9.3793e-05 | 0 | 3.1481 | 3.1918 | 3.0192 | 4.7194 | 4.8247 | 4.4187 | 1.1308e-05
3120 | 4.6923e-05 | 9.6655e-05 | 0 | 3.0896 | 3.1918 | 3.0192 | 4.5811 | 4.8247 | 4.4187 | 3.0319e-05
3121 | 5.0808e-05 | 9.6328e-05 | 0 | 3.0761 | 3.193 | 3.0192 | 4.5497 | 4.8276 | 4.4187 | 2.6222e-05
3122 | 5.6003e-05 | 9.7999e-05 | 0 | 3.0419 | 3.193 | 3.0192 | 4.4707 | 4.8276 | 4.4187 | 1.9011e-05
3123 | 6.4215e-05 | 0.00010053 | 0 | 3.0063 | 3.193 | 3.0192 | 4.3894 | 4.8276 | 4.4187 | 2.1633e-05
3124 | 6.6641e-05 | 0.00010131 | 0.00079413 | 3.0084 | 3.1954 | 3.0192 | 4.3943 | 4.8334 | 4.4187 | 1.5078e-05
3125 | 8.5321e-05 | 0.00010375 | 0.0063531 | 3.1528 | 3.1954 | 3.0192 | 4.7306 | 4.8334 | 4.4187 | 3.1958e-05
3126 | 8.417e-05 | 0.00010637 | 0.021774 | 3.3131 | 3.1954 | 3.0192 | 5.126 | 4.8334 | 4.4187 | 4.0644e-05
3127 | 8.3564e-05 | 0.00010504 | 0.034653 | 3.4805 | 3.1967 | 3.0192 | 5.5663 | 4.8364 | 4.4187 | 0.00053395
3128 | 4.4296e-05 | 9.2398e-05 | 0.049669 | 3.6295 | 3.1979 | 3.0192 | 5.9841 | 4.8393 | 4.4187 | 0.00058197
3129 | 2.8372e-05 | 8.3027e-05 | 0.055214 | 3.7057 | 3.1991 | 3.0192 | 6.2077 | 4.8423 | 4.4187 | 8.2272e-05
3130 | 2.5355e-05 | 8.773e-05 | 0.060007 | 3.755 | 3.2003 | 3.0192 | 6.3562 | 4.8452 | 4.4187 | 9.2105e-05
3131 | 3.0084e-05 | 9.4427e-05 | 0.066765 | 3.8488 | 3.2015 | 3.0192 | 6.6477 | 4.8482 | 4.4187 | 8.3092e-05
3132 | 2.5234e-05 | 8.9638e-05 | 0.070172 | 3.9236 | 3.2015 | 3.0192 | 6.889 | 4.8482 | 4.4187 | 0.00010309
3133 | 3.5632e-05 | 9.176e-05 | 0.067631 | 3.9622 | 3.2027 | 3.0192 | 7.0163 | 4.8511 | 4.4187 | 0.00010161
3134 | 4.2966e-05 | 9.3564e-05 | 0.05198 | 3.992 | 3.2027 | 3.0192 | 7.1165 | 4.8511 | 4.4187 | 8.4894e-05
3135 | 2.0568e-05 | 8.4228e-05 | 0.04245 | 3.9827 | 3.2039 | 3.0192 | 7.0849 | 4.8541 | 4.4187 | 0.00025436
3136 | 1.4261e-05 | 8.3531e-05 | 0.035981 | 3.9092 | 3.2051 | 3.0192 | 6.8417 | 4.857 | 4.4187 | 0.00029647
3137 | 1.3252e-05 | 8.6932e-05 | 0.020272 | 3.77 | 3.2063 | 3.0192 | 6.4021 | 4.86 | 4.4187 | 5.1953e-05
3138 | 2.5499e-05 | 9.1904e-05 | 0.0075082 | 3.7368 | 3.2076 | 3.0192 | 6.3009 | 4.863 | 4.4187 | 4.5561e-05
3139 | 3.9695e-05 | 9.6335e-05 | 0.00064974 | 3.5445 | 3.2088 | 3.0192 | 5.7427 | 4.8659 | 4.4187 | 3.7694e-05
3140 | 2.5082e-05 | 9.3693e-05 | 0 | 3.4381 | 3.2088 | 3.0192 | 5.4521 | 4.8659 | 4.4187 | 0.00019781
3141 | 2.3451e-05 | 8.9439e-05 | 0 | 3.3697 | 3.2088 | 3.0192 | 5.2718 | 4.8659 | 4.4187 | 0.00019503
3142 | 1.2875e-05 | 8.6923e-05 | 0 | 3.3458 | 3.2112 | 3.0192 | 5.2098 | 4.8719 | 4.4187 | 0.0001788
3143 | 1.2577e-05 | 8.6091e-05 | 0 | 3.3183 | 3.2124 | 3.0192 | 5.1393 | 4.8749 | 4.4187 | 1.7044e-05
3144 | 2.4297e-05 | 8.8441e-05 | 0 | 3.3511 | 3.2124 | 3.0192 | 5.2234 | 4.8749 | 4.4187 | 2.2617e-05
3145 | 3.098e-05 | 9.0542e-05 | 0 | 3.3392 | 3.2124 | 3.0192 | 5.1928 | 4.8749 | 4.4187 | 3.2942e-05
3146 | 3.7151e-05 | 9.1906e-05 | 0 | 3.2861 | 3.2149 | 3.0192 | 5.0578 | 4.8809 | 4.4187 | 1.475e-05
3147 | 4.9071e-05 | 9.5935e-05 | 0 | 3.2446 | 3.2149 | 3.0192 | 4.954 | 4.8809 | 4.4187 | 2.8025e-05
3148 | 6.577e-05 | 0.00010017 | 0.00086633 | 3.2102 | 3.2149 | 3.0192 | 4.8693 | 4.8809 | 4.4187 | 2.6222e-05
3149 | 9.099e-05 | 0.0001083 | 0.0062087 | 3.2334 | 3.2173 | 3.0192 | 4.9265 | 4.8869 | 4.4187 | 2.4256e-05
3150 | 7.5945e-05 | 0.00010387 | 0.016807 | 3.295 | 3.2173 | 3.0192 | 5.0803 | 4.8869 | 4.4187 | 3.4253e-05
3151 | 6.9823e-05 | 0.00010153 | 0.029917 | 3.3405 | 3.2185 | 3.0192 | 5.1962 | 4.8899 | 4.4187 | 0.00058541
3152 | 4.9816e-05 | 9.4297e-05 | 0.038696 | 3.427 | 3.2198 | 3.0192 | 5.4224 | 4.8929 | 4.4187 | 0.00056673
3153 | 3.1871e-05 | 8.6158e-05 | 0.044356 | 3.5136 | 3.221 | 3.0192 | 5.6571 | 4.8959 | 4.4187 | 0.00010194
3154 | 2.6276e-05 | 8.5689e-05 | 0.052153 | 3.5759 | 3.221 | 3.0192 | 5.8309 | 4.8959 | 4.4187 | 8.3747e-05
3155 | 3.0398e-05 | 9.3323e-05 | 0.058275 | 3.6562 | 3.2234 | 3.0192 | 6.0614 | 4.9019 | 4.4187 | 8.0633e-05
3156 | 3.1136e-05 | 9.0765e-05 | 0.0566 | 3.7041 | 3.2247 | 3.0192 | 6.2029 | 4.9049 | 4.4187 | 9.5875e-05
3157 | 3.5718e-05 | 9.1232e-05 | 0.055791 | 3.709 | 3.2247 | 3.0192 | 6.2174 | 4.9049 | 4.4187 | 8.1617e-05
3158 | 4.2559e-05 | 9.3111e-05 | 0.050478 | 3.6912 | 3.2271 | 3.0192 | 6.1645 | 4.911 | 4.4187 | 8.6042e-05
3159 | 2.127e-05 | 8.4134e-05 | 0.043721 | 3.6736 | 3.2271 | 3.0192 | 6.1125 | 4.911 | 4.4187 | 0.00030041
3160 | 1.4084e-05 | 8.2951e-05 | 0.026741 | 3.6499 | 3.2284 | 3.0192 | 6.043 | 4.914 | 4.4187 | 0.00026845
3161 | 1.3418e-05 | 8.6591e-05 | 0.014901 | 3.6125 | 3.2296 | 3.0192 | 5.9351 | 4.917 | 4.4187 | 4.7528e-05
3162 | 1.6175e-05 | 8.8589e-05 | 0.0057755 | 3.5035 | 3.2308 | 3.0192 | 5.6291 | 4.9201 | 4.4187 | 2.9336e-05
3163 | 1.7226e-05 | 8.945e-05 | 0.00086633 | 3.4145 | 3.2308 | 3.0192 | 5.3894 | 4.9201 | 4.4187 | 3.835e-05
3164 | 3.9424e-05 | 9.7578e-05 | 0 | 3.3405 | 3.2333 | 3.0192 | 5.1962 | 4.9262 | 4.4187 | 0.00017634
3165 | 3.4516e-05 | 9.3334e-05 | 0 | 3.2583 | 3.2333 | 3.0192 | 4.9881 | 4.9262 | 4.4187 | 0.00015766
3166 | 3.5759e-05 | 9.2647e-05 | 0 | 3.2089 | 3.2333 | 3.0192 | 4.8663 | 4.9262 | 4.4187 | 0.00018569
3167 | 3.6686e-05 | 9.2821e-05 | 0 | 3.1848 | 3.2333 | 3.0192 | 4.8076 | 4.9262 | 4.4187 | 2.2617e-05
3168 | 3.9823e-05 | 9.3774e-05 | 0 | 3.1446 | 3.2345 | 3.0192 | 4.7111 | 4.9292 | 4.4187 | 8.1944e-06
3169 | 4.7127e-05 | 9.5293e-05 | 0 | 3.1284 | 3.2345 | 3.0192 | 4.6724 | 4.9292 | 4.4187 | 1.2783e-05
3170 | 5.7957e-05 | 9.8417e-05 | 0 | 3.1203 | 3.2358 | 3.0192 | 4.6533 | 4.9323 | 4.4187 | 2.2781e-05
3171 | 7.6442e-05 | 0.00010419 | 0 | 3.1043 | 3.2382 | 3.0192 | 4.6156 | 4.9384 | 4.4187 | 2.6222e-06
3172 | 0.00010132 | 0.00011073 | 0.0012273 | 3.0617 | 3.2382 | 3.0192 | 4.5162 | 4.9384 | 4.4187 | 1.0489e-05
3173 | 9.448e-05 | 0.00010935 | 0.0077247 | 3.1249 | 3.2382 | 3.0192 | 4.6642 | 4.9384 | 4.4187 | 1.2456e-05
3174 | 9.3955e-05 | 0.00010934 | 0.016749 | 3.1956 | 3.2407 | 3.0192 | 4.8339 | 4.9445 | 4.4187 | 1.4914e-05
3175 | 7.8632e-05 | 0.0001039 | 0.030148 | 3.2734 | 3.242 | 3.0192 | 5.0259 | 4.9476 | 4.4187 | 0.00060524
3176 | 3.213e-05 | 8.9294e-05 | 0.044471 | 3.3405 | 3.242 | 3.0192 | 5.1962 | 4.9476 | 4.4187 | 6.408e-05
3177 | 2.6896e-05 | 8.5871e-05 | 0.055791 | 3.3981 | 3.2432 | 3.0192 | 5.346 | 4.9507 | 4.4187 | 6.113e-05
3178 | 1.3317e-05 | 7.9985e-05 | 0.065956 | 3.4339 | 3.2432 | 3.0192 | 5.4409 | 4.9507 | 4.4187 | 8.0142e-05
3179 | 2.095e-05 | 8.9087e-05 | 0.075601 | 3.4934 | 3.2445 | 3.0192 | 5.6015 | 4.9538 | 4.4187 | 9.9808e-05
3180 | 1.4622e-05 | 8.525e-05 | 0.075197 | 3.4891 | 3.2457 | 3.0192 | 5.5897 | 4.9568 | 4.4187 | 0.00020732
3181 | 1.7848e-05 | 8.5658e-05 | 0.062837 | 3.5195 | 3.2457 | 3.0192 | 5.6732 | 4.9568 | 4.4187 | 7.8339e-05
3182 | 1.654e-05 | 8.5285e-05 | 0.052326 | 3.5107 | 3.2457 | 3.0192 | 5.6491 | 4.9568 | 4.4187 | 9.8989e-05
3183 | 7.6278e-06 | 8.0043e-05 | 0.042046 | 3.5312 | 3.2457 | 3.0192 | 5.7057 | 4.9568 | 4.4187 | 8.7844e-05
3184 | 1.5078e-05 | 8.3638e-05 | 0.026856 | 3.5386 | 3.2482 | 3.0192 | 5.7262 | 4.963 | 4.4187 | 7.2603e-05
3185 | 2.534e-05 | 9.056e-05 | 0.014959 | 3.5064 | 3.2482 | 3.0192 | 5.6371 | 4.963 | 4.4187 | 6.2442e-05
3186 | 1.5969e-05 | 8.9127e-05 | 0.0062568 | 3.4159 | 3.2482 | 3.0192 | 5.393 | 4.963 | 4.4187 | 0.0002578
3187 | 1.4124e-05 | 8.8799e-05 | 0.0012129 | 3.3274 | 3.2482 | 3.0192 | 5.1626 | 4.963 | 4.4187 | 0.00022944
3188 | 2.0781e-05 | 9.2435e-05 | 0 | 3.2089 | 3.2482 | 3.0192 | 4.8663 | 4.963 | 4.4187 | 0.0002342
3189 | 2.1104e-05 | 8.6662e-05 | 0 | 3.1388 | 3.2494 | 3.0192 | 4.6972 | 4.9661 | 4.4187 | 0.00021814
3190 | 1.9418e-05 | 8.8335e-05 | 0 | 3.1009 | 3.2507 | 3.0192 | 4.6076 | 4.9692 | 4.4187 | 1.2292e-05
3191 | 2.5988e-05 | 9.0112e-05 | 0 | 3.0562 | 3.2507 | 3.0192 | 4.5035 | 4.9692 | 4.4187 | 8.6861e-06
3192 | 4.0498e-05 | 9.5196e-05 | 0 | 3.0245 | 3.2507 | 3.0192 | 4.4309 | 4.9692 | 4.4187 | 1.2783e-05
3193 | 4.6204e-05 | 9.4521e-05 | 0 | 2.9978 | 3.2507 | 3.0192 | 4.3702 | 4.9692 | 4.4187 | 1.77e-05
3194 | 5.0602e-05 | 9.6101e-05 | 0 | 2.9757 | 3.2507 | 3.0192 | 4.3204 | 4.9692 | 4.4187 | 1.18e-05
3195 | 4.7781e-05 | 9.4545e-05 | 0 | 2.9395 | 3.2519 | 3.0192 | 4.24 | 4.9723 | 4.4187 | 8.6861e-06
3196 | 4.7174e-05 | 9.4139e-05 | 0.0012273 | 2.9375 | 3.2532 | 3.0192 | 4.2355 | 4.9754 | 4.4187 | 8.85e-06
3197 | 5.6712e-05 | 9.7537e-05 | 0.0071039 | 2.9978 | 3.2544 | 3.0192 | 4.3702 | 4.9785 | 4.4187 | 1.4586e-05
3198 | 4.8911e-05 | 9.5425e-05 | 0.023795 | 3.1765 | 3.2532 | 3.0192 | 4.7874 | 4.9754 | 4.4187 | 1.1144e-05
3199 | 5.8906e-05 | 9.7139e-05 | 0.037714 | 3.2989 | 3.2532 | 3.0192 | 5.09 | 4.9754 | 4.4187 | 0.0005877
3200 | 2.8771e-05 | 8.7944e-05 | 0.04115 | 3.3738 | 3.2532 | 3.0192 | 5.2823 | 4.9754 | 4.4187 | 7.6864e-05
3201 | 1.3703e-05 | 8.372e-05 | 0.060787 | 3.4214 | 3.2544 | 3.0192 | 5.4077 | 4.9785 | 4.4187 | 7.9158e-05
3202 | 1.0493e-05 | 8.1932e-05 | 0.074215 | 3.4691 | 3.2544 | 3.0192 | 5.5353 | 4.9785 | 4.4187 | 7.1783e-05
3203 | 1.8414e-05 | 8.5084e-05 | 0.074331 | 3.502 | 3.2557 | 3.0192 | 5.6252 | 4.9816 | 4.4187 | 7.9158e-05
3204 | 2.2998e-05 | 8.7247e-05 | 0.068613 | 3.5714 | 3.2544 | 3.0192 | 5.8181 | 4.9785 | 4.4187 | 0.00021764
3205 | 2.745e-05 | 8.8611e-05 | 0.066072 | 3.5865 | 3.2544 | 3.0192 | 5.8609 | 4.9785 | 4.4187 | 8.3092e-05
3206 | 3.0076e-05 | 8.9396e-05 | 0.050767 | 3.5579 | 3.2557 | 3.0192 | 5.7801 | 4.9816 | 4.4187 | 8.5386e-05
3207 | 2.4736e-05 | 8.5104e-05 | 0.045569 | 3.5327 | 3.2569 | 3.0192 | 5.7098 | 4.9848 | 4.4187 | 9.3253e-05
3208 | 1.5228e-05 | 8.3761e-05 | 0.031419 | 3.5253 | 3.2569 | 3.0192 | 5.6894 | 4.9848 | 4.4187 | 7.1292e-05
3209 | 3.55e-05 | 9.3794e-05 | 0.020099 | 3.4905 | 3.2569 | 3.0192 | 5.5936 | 4.9848 | 4.4187 | 7.4897e-05
3210 | 2.1014e-05 | 9.0862e-05 | 0.0079413 | 3.4256 | 3.2569 | 3.0192 | 5.4187 | 4.9848 | 4.4187 | 0.00022469
3211 | 1.732e-05 | 8.9371e-05 | 0.0010829 | 3.3339 | 3.2569 | 3.0192 | 5.1793 | 4.9848 | 4.4187 | 0.0002378
3212 | 2.9884e-05 | 9.4796e-05 | 0 | 3.2823 | 3.2569 | 3.0192 | 5.0481 | 4.9848 | 4.4187 | 0.00023944
3213 | 2.3586e-05 | 8.8542e-05 | 0 | 3.2248 | 3.2557 | 3.0192 | 4.9053 | 4.9816 | 4.4187 | 0.00023584
3214 | 1.5034e-05 | 8.7012e-05 | 0 | 3.167 | 3.2557 | 3.0192 | 4.7646 | 4.9816 | 4.4187 | 1.0653e-05
3215 | 1.6196e-05 | 8.6847e-05 | 0 | 3.1493 | 3.2569 | 3.0192 | 4.7222 | 4.9848 | 4.4187 | 1.7372e-05
3216 | 2.8188e-05 | 9.1796e-05 | 0 | 3.1111 | 3.2582 | 3.0192 | 4.6317 | 4.9879 | 4.4187 | 1.0981e-05
3217 | 3.7967e-05 | 9.3316e-05 | 0 | 3.084 | 3.2594 | 3.0192 | 4.568 | 4.991 | 4.4187 | 1.2128e-05
3218 | 4.5293e-05 | 9.5223e-05 | 0 | 3.0617 | 3.2594 | 3.0192 | 4.5162 | 4.991 | 4.4187 | 7.8667e-06
3219 | 5.1454e-05 | 9.6261e-05 | 0 | 3.0267 | 3.2582 | 3.0192 | 4.4358 | 4.9879 | 4.4187 | 1.7864e-05
3220 | 6.1039e-05 | 9.8316e-05 | 0.0011551 | 3.0202 | 3.2582 | 3.0192 | 4.4211 | 4.9879 | 4.4187 | 1.1144e-05
3221 | 5.2931e-05 | 9.6574e-05 | 0.0061365 | 3.0806 | 3.2582 | 3.0192 | 4.5602 | 4.9879 | 4.4187 | 8.6861e-06
3222 | 7.6614e-05 | 0.00010378 | 0.021716 | 3.1753 | 3.2582 | 3.0192 | 4.7846 | 4.9879 | 4.4187 | 2.2944e-06
3223 | 8.3143e-05 | 0.00010385 | 0.036501 | 3.2823 | 3.2582 | 3.0192 | 5.0481 | 4.9879 | 4.4187 | 0.00063999
3224 | 2.4096e-05 | 8.0104e-05 | 0.047244 | 3.3818 | 3.2594 | 3.0192 | 5.3034 | 4.991 | 4.4187 | 8.5058e-05
3225 | 1.4888e-05 | 8.4474e-05 | 0.052326 | 3.4876 | 3.2607 | 3.0192 | 5.5858 | 4.9941 | 4.4187 | 6.9325e-05
3226 | 1.1324e-05 | 8.7035e-05 | 0.048168 | 3.5505 | 3.2607 | 3.0192 | 5.7593 | 4.9941 | 4.4187 | 7.7683e-05
3227 | 1.7894e-05 | 9.1815e-05 | 0.056311 | 3.582 | 3.2607 | 3.0192 | 5.848 | 4.9941 | 4.4187 | 9.7186e-05
3228 | 2.3791e-05 | 9.179e-05 | 0.051748 | 3.5253 | 3.2607 | 3.0192 | 5.6894 | 4.9941 | 4.4187 | 0.00022043
3229 | 3.0304e-05 | 9.1596e-05 | 0.05198 | 3.5342 | 3.2607 | 3.0192 | 5.7139 | 4.9941 | 4.4187 | 7.2111e-05
3230 | 2.6789e-05 | 9.0005e-05 | 0.059661 | 3.611 | 3.2607 | 3.0192 | 5.9306 | 4.9941 | 4.4187 | 9.3253e-05
3231 | 1.7533e-05 | 8.4442e-05 | 0.046204 | 3.5972 | 3.262 | 3.0192 | 5.8912 | 4.9973 | 4.4187 | 9.6694e-05
3232 | 3.7426e-05 | 9.1416e-05 | 0.029917 | 3.5774 | 3.262 | 3.0192 | 5.8351 | 4.9973 | 4.4187 | 6.3917e-05
3233 | 1.8407e-05 | 8.9151e-05 | 0.021889 | 3.5835 | 3.2632 | 3.0192 | 5.8523 | 5.0004 | 4.4187 | 7.3422e-05
3234 | 1.6292e-05 | 8.952e-05 | 0.0072194 | 3.4991 | 3.2632 | 3.0192 | 5.6172 | 5.0004 | 4.4187 | 0.00023715
3235 | 1.6535e-05 | 8.9191e-05 | 0.0010107 | 3.3913 | 3.2632 | 3.0192 | 5.3282 | 5.0004 | 4.4187 | 0.00027648
3236 | 2.441e-05 | 9.3477e-05 | 0 | 3.2322 | 3.2632 | 3.0192 | 4.9234 | 5.0004 | 4.4187 | 0.00024846
3237 | 2.8073e-05 | 8.9479e-05 | 0 | 3.1446 | 3.2632 | 3.0192 | 4.7111 | 5.0004 | 4.4187 | 0.00020879
3238 | 1.0487e-05 | 8.7921e-05 | 0 | 3.0862 | 3.262 | 3.0192 | 4.5732 | 4.9973 | 4.4187 | 1.1964e-05
3239 | 9.3569e-06 | 9.0533e-05 | 0 | 3.0245 | 3.2632 | 3.0192 | 4.4309 | 5.0004 | 4.4187 | 1.2128e-05
3240 | 1.2784e-05 | 9.3522e-05 | 0 | 2.9673 | 3.2632 | 3.0192 | 4.3018 | 5.0004 | 4.4187 | 8.1944e-06
3241 | 1.5524e-05 | 9.5938e-05 | 0 | 2.9715 | 3.2632 | 3.0192 | 4.3111 | 5.0004 | 4.4187 | 1.6553e-05
3242 | 1.8815e-05 | 9.6318e-05 | 0 | 2.9632 | 3.2645 | 3.0192 | 4.2925 | 5.0036 | 4.4187 | 4.425e-06
3243 | 2.36e-05 | 9.507e-05 | 0 | 2.9498 | 3.2645 | 3.0192 | 4.2627 | 5.0036 | 4.4187 | 9.6694e-06
3244 | 3.5172e-05 | 9.8145e-05 | 0.0012514 | 2.9632 | 3.2645 | 3.0192 | 4.2925 | 5.0036 | 4.4187 | 1.7372e-05
3245 | 5.8837e-05 | 9.9189e-05 | 0.0054867 | 3.0441 | 3.2645 | 3.0192 | 4.4757 | 5.0036 | 4.4187 | 1.2292e-05
3246 | 4.5533e-05 | 9.4939e-05 | 0.015825 | 3.186 | 3.2645 | 3.0192 | 4.8106 | 5.0036 | 4.4187 | 1.8192e-05
3247 | 5.5964e-05 | 9.3231e-05 | 0.026798 | 3.3157 | 3.2657 | 3.0192 | 5.1326 | 5.0067 | 4.4187 | 0.00057902
3248 | 1.5806e-05 | 8.321e-05 | 0.033556 | 3.4297 | 3.2657 | 3.0192 | 5.4298 | 5.0067 | 4.4187 | 5.3919e-05
3249 | 1.448e-05 | 8.8695e-05 | 0.048225 | 3.5297 | 3.2657 | 3.0192 | 5.7016 | 5.0067 | 4.4187 | 5.9164e-05
3250 | 9.9868e-06 | 8.7301e-05 | 0.05608 | 3.611 | 3.2657 | 3.0192 | 5.9306 | 5.0067 | 4.4187 | 9.1286e-05
3251 | 1.7757e-05 | 9.4159e-05 | 0.063126 | 3.6467 | 3.267 | 3.0192 | 6.0339 | 5.0099 | 4.4187 | 8.8172e-05
3252 | 2.7447e-05 | 9.3695e-05 | 0.059892 | 3.7009 | 3.267 | 3.0192 | 6.1932 | 5.0099 | 4.4187 | 0.00022338
3253 | 3.1989e-05 | 9.2176e-05 | 0.050305 | 3.6944 | 3.267 | 3.0192 | 6.1741 | 5.0099 | 4.4187 | 9.1614e-05
3254 | 2.3492e-05 | 8.8918e-05 | 0.046897 | 3.6864 | 3.267 | 3.0192 | 6.1502 | 5.0099 | 4.4187 | 8.0469e-05
3255 | 2.451e-05 | 8.641e-05 | 0.036386 | 3.6896 | 3.267 | 3.0192 | 6.1598 | 5.0099 | 4.4187 | 8.555e-05
3256 | 2.0144e-05 | 8.611e-05 | 0.029397 | 3.6944 | 3.267 | 3.0192 | 6.1741 | 5.0099 | 4.4187 | 7.588e-05
3257 | 1.083e-05 | 8.6739e-05 | 0.01802 | 3.6625 | 3.2683 | 3.0192 | 6.0799 | 5.013 | 4.4187 | 8.5386e-05
3258 | 1.1961e-05 | 8.8084e-05 | 0.005198 | 3.5699 | 3.2695 | 3.0192 | 5.8139 | 5.0162 | 4.4187 | 0.00022912
3259 | 2.952e-05 | 9.2951e-05 | 0.0010107 | 3.4676 | 3.2708 | 3.0192 | 5.5315 | 5.0193 | 4.4187 | 0.00022469
3260 | 4.6164e-05 | 9.986e-05 | 0 | 3.3484 | 3.2708 | 3.0192 | 5.2166 | 5.0193 | 4.4187 | 0.00025665
3261 | 2.9214e-05 | 8.964e-05 | 0 | 3.3131 | 3.2708 | 3.0192 | 5.126 | 5.0193 | 4.4187 | 0.00023633
3262 | 1.9349e-05 | 9.0555e-05 | 0 | 3.2297 | 3.2708 | 3.0192 | 4.9174 | 5.0193 | 4.4187 | 1.5242e-05
3263 | 2.1355e-05 | 9.4337e-05 | 0 | 3.1563 | 3.2708 | 3.0192 | 4.7391 | 5.0193 | 4.4187 | 9.5055e-06
3264 | 3.0241e-05 | 9.875e-05 | 0 | 3.0885 | 3.2708 | 3.0192 | 4.5785 | 5.0193 | 4.4187 | 5.2444e-06
3265 | 3.3058e-05 | 0.00010114 | 0 | 3.0896 | 3.2708 | 3.0192 | 4.5811 | 5.0193 | 4.4187 | 1.0981e-05
3266 | 3.4882e-05 | 0.00010205 | 0 | 3.0706 | 3.2708 | 3.0192 | 4.5368 | 5.0193 | 4.4187 | 1.1964e-05
3267 | 3.5492e-05 | 0.00010188 | 0 | 3.0529 | 3.2708 | 3.0192 | 4.4959 | 5.0193 | 4.4187 | 1.1144e-05
3268 | 4.1115e-05 | 0.00010317 | 0.0010973 | 3.0408 | 3.2721 | 3.0192 | 4.4681 | 5.0225 | 4.4187 | 1.1964e-05
3269 | 6.2911e-05 | 0.00010951 | 0.0054867 | 3.0885 | 3.2721 | 3.0192 | 4.5785 | 5.0225 | 4.4187 | 4.9167e-06
3270 | 6.159e-05 | 0.00010875 | 0.01415 | 3.198 | 3.2721 | 3.0192 | 4.8398 | 5.0225 | 4.4187 | 5.9e-06
3271 | 6.7171e-05 | 9.8975e-05 | 0.022293 | 3.2989 | 3.2721 | 3.0192 | 5.09 | 5.0225 | 4.4187 | 0.00064015
3272 | 1.9735e-05 | 9.1578e-05 | 0.027607 | 3.3927 | 3.2721 | 3.0192 | 5.3317 | 5.0225 | 4.4187 | 6.7686e-05
3273 | 1.4883e-05 | 9.0389e-05 | 0.035086 | 3.4719 | 3.2721 | 3.0192 | 5.543 | 5.0225 | 4.4187 | 7.4242e-05
3274 | 1.1128e-05 | 9.066e-05 | 0.043778 | 3.5107 | 3.2746 | 3.0192 | 5.6491 | 5.0289 | 4.4187 | 9.6694e-05
3275 | 2.2902e-05 | 9.7065e-05 | 0.036905 | 3.5579 | 3.2746 | 3.0192 | 5.7801 | 5.0289 | 4.4187 | 9.4892e-05
3276 | 2.6502e-05 | 9.3367e-05 | 0.041988 | 3.6156 | 3.2759 | 3.0192 | 5.9439 | 5.032 | 4.4187 | 0.00022092
3277 | 2.6777e-05 | 9.0407e-05 | 0.042219 | 3.6483 | 3.2759 | 3.0192 | 6.0384 | 5.032 | 4.4187 | 7.4405e-05
3278 | 2.3466e-05 | 8.8706e-05 | 0.03858 | 3.5987 | 3.2759 | 3.0192 | 5.8956 | 5.032 | 4.4187 | 7.7847e-05
3279 | 2.5431e-05 | 8.6464e-05 | 0.022582 | 3.4648 | 3.2759 | 3.0192 | 5.5238 | 5.032 | 4.4187 | 8.1617e-05
3280 | 1.3896e-05 | 8.3903e-05 | 0.013977 | 3.4591 | 3.2759 | 3.0192 | 5.5086 | 5.032 | 4.4187 | 7.9978e-05
3281 | 2.6976e-05 | 9.1313e-05 | 0.0090675 | 3.5151 | 3.2759 | 3.0192 | 5.6611 | 5.032 | 4.4187 | 6.8178e-05
3282 | 2.6443e-05 | 9.2186e-05 | 0.0044038 | 3.4819 | 3.2759 | 3.0192 | 5.5701 | 5.032 | 4.4187 | 0.00023469
3283 | 2.1319e-05 | 8.997e-05 | 0.00057755 | 3.3791 | 3.2759 | 3.0192 | 5.2963 | 5.032 | 4.4187 | 0.0002342
3284 | 2.9651e-05 | 9.4106e-05 | 0 | 3.2721 | 3.2759 | 3.0192 | 5.0227 | 5.032 | 4.4187 | 0.00024092
3285 | 3.0424e-05 | 8.9107e-05 | 0 | 3.2187 | 3.2771 | 3.0192 | 4.8902 | 5.0352 | 4.4187 | 0.00024829
3286 | 1.7334e-05 | 8.8361e-05 | 0 | 3.1872 | 3.2784 | 3.0192 | 4.8135 | 5.0384 | 4.4187 | 1.0653e-05
3287 | 1.9527e-05 | 9.1854e-05 | 0 | 3.1812 | 3.2797 | 3.0192 | 4.799 | 5.0416 | 4.4187 | 9.5055e-06
3288 | 2.7008e-05 | 9.1122e-05 | 0 | 3.1848 | 3.2797 | 3.0192 | 4.8076 | 5.0416 | 4.4187 | 2.36e-05
3289 | 2.7673e-05 | 8.9764e-05 | 0 | 3.154 | 3.2797 | 3.0192 | 4.7334 | 5.0416 | 4.4187 | 2.3272e-05
3290 | 2.7218e-05 | 8.793e-05 | 0 | 3.1261 | 3.2797 | 3.0192 | 4.6669 | 5.0416 | 4.4187 | 1.77e-05
3291 | 3.0793e-05 | 8.9309e-05 | 0 | 3.1123 | 3.2797 | 3.0192 | 4.6344 | 5.0416 | 4.4187 | 2.8189e-05
3292 | 3.8415e-05 | 9.171e-05 | 0.00079413 | 3.1318 | 3.2797 | 3.0192 | 4.6806 | 5.0416 | 4.4187 | 2.9336e-05
3293 | 5.7082e-05 | 9.4797e-05 | 0.0046926 | 3.1634 | 3.2797 | 3.0192 | 4.756 | 5.0416 | 4.4187 | 2.0486e-05
3294 | 4.2696e-05 | 9.2899e-05 | 0.015998 | 3.2359 | 3.2797 | 3.0192 | 4.9326 | 5.0416 | 4.4187 | 2.3108e-05
3295 | 5.2306e-05 | 9.4899e-05 | 0.025297 | 3.2899 | 3.2797 | 3.0192 | 5.0674 | 5.0416 | 4.4187 | 0.00057443
3296 | 2.1863e-05 | 8.563e-05 | 0.034653 | 3.3431 | 3.2797 | 3.0192 | 5.203 | 5.0416 | 4.4187 | 0.0005351
3297 | 9.0003e-06 | 7.9225e-05 | 0.048976 | 3.394 | 3.2809 | 3.0192 | 5.3353 | 5.0448 | 4.4187 | 8.0142e-05
3298 | 1.1947e-05 | 7.9461e-05 | 0.042565 | 3.4284 | 3.2822 | 3.0192 | 5.4261 | 5.048 | 4.4187 | 9.2597e-05
3299 | 2.1866e-05 | 8.9016e-05 | 0.039562 | 3.4891 | 3.2835 | 3.0192 | 5.5897 | 5.0512 | 4.4187 | 7.8503e-05
3300 | 2.8135e-05 | 9.0165e-05 | 0.045569 | 3.5327 | 3.2835 | 3.0192 | 5.7098 | 5.0512 | 4.4187 | 8.85e-05
3301 | 3.0241e-05 | 8.9857e-05 | 0.045395 | 3.4919 | 3.2822 | 3.0192 | 5.5975 | 5.048 | 4.4187 | 8.4894e-05
3302 | 2.6624e-05 | 8.8991e-05 | 0.040602 | 3.4747 | 3.2822 | 3.0192 | 5.5508 | 5.048 | 4.4187 | 7.5717e-05
3303 | 1.8022e-05 | 8.4156e-05 | 0.041006 | 3.4934 | 3.2822 | 3.0192 | 5.6015 | 5.048 | 4.4187 | 0.00030959
3304 | 3.183e-05 | 8.9212e-05 | 0.031014 | 3.4805 | 3.2822 | 3.0192 | 5.5663 | 5.048 | 4.4187 | 0.00028336
3305 | 1.374e-05 | 8.7111e-05 | 0.017558 | 3.4905 | 3.2822 | 3.0192 | 5.5936 | 5.048 | 4.4187 | 2.8844e-05
3306 | 1.2935e-05 | 8.7934e-05 | 0.006714 | 3.4648 | 3.2822 | 3.0192 | 5.5238 | 5.048 | 4.4187 | 4.2939e-05
3307 | 2.244e-05 | 9.0191e-05 | 0.0010829 | 3.3791 | 3.2835 | 3.0192 | 5.2963 | 5.0512 | 4.4187 | 3.1303e-05
3308 | 2.4717e-05 | 9.2615e-05 | 0 | 3.257 | 3.2835 | 3.0192 | 4.985 | 5.0512 | 4.4187 | 0.00018224
3309 | 2.7508e-05 | 8.8598e-05 | 0 | 3.1318 | 3.2835 | 3.0192 | 4.6806 | 5.0512 | 4.4187 | 0.00015651
3310 | 6.4972e-06 | 8.3e-05 | 0 | 3.0907 | 3.2835 | 3.0192 | 4.5838 | 5.0512 | 4.4187 | 0.00016618
3311 | 2.4181e-06 | 8.3065e-05 | 0 | 3.11 | 3.2835 | 3.0192 | 4.629 | 5.0512 | 4.4187 | 1.3439e-05
3312 | 2.1856e-06 | 8.2526e-05 | 0 | 3.0952 | 3.2835 | 3.0192 | 4.5943 | 5.0512 | 4.4187 | 2.4583e-05
3313 | 7.1973e-07 | 7.8119e-05 | 0 | 3.084 | 3.2835 | 3.0192 | 4.568 | 5.0512 | 4.4187 | 2.6714e-05
3314 | 6.3931e-07 | 8.2167e-05 | 0 | 3.0551 | 3.2835 | 3.0192 | 4.5009 | 5.0512 | 4.4187 | 1.6061e-05
3315 | 7.105e-07 | 8.033e-05 | 0 | 3.043 | 3.2848 | 3.0192 | 4.4732 | 5.0544 | 4.4187 | 3.6056e-05
3316 | 2.2069e-06 | 8.0487e-05 | 0.0012273 | 3.0408 | 3.2835 | 3.0192 | 4.4681 | 5.0512 | 4.4187 | 2.3108e-05
3317 | 4.31e-06 | 8.0685e-05 | 0.0062375 | 3.0907 | 3.2835 | 3.0192 | 4.5838 | 5.0512 | 4.4187 | 1.9175e-05
3318 | 2.7968e-05 | 8.707e-05 | 0.018366 | 3.1812 | 3.2835 | 3.0192 | 4.799 | 5.0512 | 4.4187 | 2.3108e-05
3319 | 4.0244e-05 | 9.0545e-05 | 0.028993 | 3.2848 | 3.2848 | 3.0192 | 5.0545 | 5.0544 | 4.4187 | 0.00051428
3320 | 1.4608e-05 | 8.3371e-05 | 0.039851 | 3.3927 | 3.2848 | 3.0192 | 5.3317 | 5.0544 | 4.4187 | 0.00059147
3321 | 2.0299e-05 | 8.4626e-05 | 0.059257 | 3.4507 | 3.2848 | 3.0192 | 5.4858 | 5.0544 | 4.4187 | 0.00010489
3322 | 2.7065e-05 | 8.828e-05 | 0.065379 | 3.4948 | 3.2848 | 3.0192 | 5.6054 | 5.0544 | 4.4187 | 5.4083e-05
3323 | 2.3717e-05 | 8.7222e-05 | 0.071732 | 3.5549 | 3.286 | 3.0192 | 5.7718 | 5.0576 | 4.4187 | 7.7192e-05
3324 | 2.7081e-05 | 8.8221e-05 | 0.062664 | 3.6171 | 3.286 | 3.0192 | 5.9483 | 5.0576 | 4.4187 | 0.00010571
3325 | 3.7087e-05 | 9.0739e-05 | 0.050189 | 3.6514 | 3.286 | 3.0192 | 6.0476 | 5.0576 | 4.4187 | 9.5055e-05
3326 | 3.6549e-05 | 8.8256e-05 | 0.045569 | 3.6912 | 3.286 | 3.0192 | 6.1645 | 5.0576 | 4.4187 | 8.2272e-05
3327 | 2.3321e-05 | 8.1218e-05 | 0.042508 | 3.6944 | 3.286 | 3.0192 | 6.1741 | 5.0576 | 4.4187 | 0.00025763
3328 | 1.3352e-05 | 8.1319e-05 | 0.029686 | 3.6625 | 3.286 | 3.0192 | 6.0799 | 5.0576 | 4.4187 | 0.00026042
3329 | 1.2479e-05 | 8.4753e-05 | 0.020099 | 3.6514 | 3.286 | 3.0192 | 6.0476 | 5.0576 | 4.4187 | 4.4578e-05
3330 | 1.2508e-05 | 8.5952e-05 | 0.0066418 | 3.5911 | 3.286 | 3.0192 | 5.8738 | 5.0576 | 4.4187 | 4.2447e-05
3331 | 1.3472e-05 | 8.6759e-05 | 0.00075082 | 3.4367 | 3.2873 | 3.0192 | 5.4483 | 5.0608 | 4.4187 | 5.1461e-05
3332 | 3.0435e-05 | 9.4032e-05 | 0 | 3.3248 | 3.2873 | 3.0192 | 5.1559 | 5.0608 | 4.4187 | 0.00019781
3333 | 1.9194e-05 | 8.7759e-05 | 0 | 3.2671 | 3.2873 | 3.0192 | 5.0101 | 5.0608 | 4.4187 | 0.00017438
3334 | 6.5796e-06 | 8.3059e-05 | 0 | 3.2199 | 3.2873 | 3.0192 | 4.8932 | 5.0608 | 4.4187 | 0.00019454
3335 | 2.5945e-06 | 8.1413e-05 | 0 | 3.2187 | 3.2873 | 3.0192 | 4.8902 | 5.0608 | 4.4187 | 2.3436e-05
3336 | 2.6036e-06 | 8.1952e-05 | 0 | 3.1872 | 3.2873 | 3.0192 | 4.8135 | 5.0608 | 4.4187 | 6.0639e-06
3337 | 2.0688e-06 | 8.0661e-05 | 0 | 3.1968 | 3.2873 | 3.0192 | 4.8368 | 5.0608 | 4.4187 | 9.6694e-06
3338 | 2.8328e-06 | 8.0892e-05 | 0 | 3.1646 | 3.2873 | 3.0192 | 4.7589 | 5.0608 | 4.4187 | 9.1778e-06
3339 | 5.1438e-06 | 8.1764e-05 | 0 | 3.1376 | 3.2886 | 3.0192 | 4.6944 | 5.064 | 4.4187 | 9.1778e-06
3340 | 8.7952e-06 | 8.2717e-05 | 0.001877 | 3.1493 | 3.2911 | 3.0192 | 4.7222 | 5.0705 | 4.4187 | 5.7361e-06
3341 | 2.6798e-05 | 8.808e-05 | 0.0092408 | 3.1884 | 3.2911 | 3.0192 | 4.8164 | 5.0705 | 4.4187 | 9.5055e-06
3342 | 3.569e-05 | 9.0782e-05 | 0.024835 | 3.2671 | 3.2911 | 3.0192 | 5.0101 | 5.0705 | 4.4187 | 1.2128e-05
3343 | 3.481e-05 | 8.9392e-05 | 0.036732 | 3.3604 | 3.2911 | 3.0192 | 5.2475 | 5.0705 | 4.4187 | 0.00056919
3344 | 1.5916e-05 | 8.3289e-05 | 0.046724 | 3.4733 | 3.2899 | 3.0192 | 5.5469 | 5.0673 | 4.4187 | 6.6539e-05
3345 | 7.3634e-06 | 8.1441e-05 | 0.055791 | 3.5342 | 3.2899 | 3.0192 | 5.7139 | 5.0673 | 4.4187 | 7.9158e-05
3346 | 9.5641e-06 | 8.1911e-05 | 0.060007 | 3.5564 | 3.2911 | 3.0192 | 5.776 | 5.0705 | 4.4187 | 7.8994e-05
3347 | 1.3192e-05 | 8.3821e-05 | 0.063935 | 3.6079 | 3.2911 | 3.0192 | 5.9218 | 5.0705 | 4.4187 | 8.9647e-05
3348 | 1.0789e-05 | 8.3124e-05 | 0.067689 | 3.6993 | 3.2911 | 3.0192 | 6.1884 | 5.0705 | 4.4187 | 0.00021519
3349 | 1.4154e-05 | 8.3252e-05 | 0.064166 | 3.722 | 3.2911 | 3.0192 | 6.2564 | 5.0705 | 4.4187 | 9.5055e-05
3350 | 1.0523e-05 | 8.2685e-05 | 0.065148 | 3.7801 | 3.2924 | 3.0192 | 6.4331 | 5.0737 | 4.4187 | 9.0467e-05
3351 | 2.2061e-05 | 8.3492e-05 | 0.055503 | 3.7269 | 3.2924 | 3.0192 | 6.2712 | 5.0737 | 4.4187 | 7.375e-05
3352 | 2.3609e-05 | 8.241e-05 | 0.036025 | 3.7122 | 3.2937 | 3.0192 | 6.2271 | 5.077 | 4.4187 | 7.8667e-05
3353 | 3.9965e-06 | 8.0373e-05 | 0.018482 | 3.6832 | 3.2937 | 3.0192 | 6.1408 | 5.077 | 4.4187 | 6.5392e-05
3354 | 1.1132e-05 | 8.3447e-05 | 0.0069306 | 3.6048 | 3.2937 | 3.0192 | 5.913 | 5.077 | 4.4187 | 0.00020879
3355 | 7.76e-06 | 8.716e-05 | 0.0013717 | 3.4691 | 3.2937 | 3.0192 | 5.5353 | 5.077 | 4.4187 | 0.00023289
3356 | 1.4813e-05 | 8.4471e-05 | 0 | 3.3644 | 3.2937 | 3.0192 | 5.2579 | 5.077 | 4.4187 | 0.00024846
3357 | 1.7395e-05 | 8.5118e-05 | 0 | 3.2446 | 3.2937 | 3.0192 | 4.954 | 5.077 | 4.4187 | 0.00024075
3358 | 1.4993e-05 | 8.4457e-05 | 0 | 3.2285 | 3.2937 | 3.0192 | 4.9143 | 5.077 | 4.4187 | 2.7861e-06
3359 | 1.3821e-05 | 8.3732e-05 | 0 | 3.231 | 3.2963 | 3.0192 | 4.9204 | 5.0834 | 4.4187 | 1.6061e-05
3360 | 1.8804e-05 | 8.5505e-05 | 0 | 3.2371 | 3.2963 | 3.0192 | 4.9356 | 5.0834 | 4.4187 | 1.0489e-05
3361 | 2.2846e-05 | 8.6401e-05 | 0 | 3.2408 | 3.2963 | 3.0192 | 4.9448 | 5.0834 | 4.4187 | 1.8519e-05
3362 | 2.8136e-05 | 8.7939e-05 | 0 | 3.2211 | 3.2963 | 3.0192 | 4.8962 | 5.0834 | 4.4187 | 9.5055e-06
3363 | 3.4132e-05 | 8.7568e-05 | 0 | 3.1956 | 3.2976 | 3.0192 | 4.8339 | 5.0867 | 4.4187 | 8.85e-06
3364 | 4.3209e-05 | 9.1459e-05 | 0.0016364 | 3.1908 | 3.2976 | 3.0192 | 4.8222 | 5.0867 | 4.4187 | 9.8333e-06
3365 | 4.3966e-05 | 9.2594e-05 | 0.0086055 | 3.2384 | 3.2976 | 3.0192 | 4.9387 | 5.0867 | 4.4187 | 7.7028e-06
3366 | 5.7062e-05 | 9.653e-05 | 0.021658 | 3.3027 | 3.2988 | 3.0192 | 5.0998 | 5.0899 | 4.4187 | 1.9011e-05
3367 | 8.4304e-05 | 0.0001035 | 0.031419 | 3.3484 | 3.3014 | 3.0192 | 5.2166 | 5.0965 | 4.4187 | 0.0006154
3368 | 3.5259e-05 | 8.8092e-05 | 0.04811 | 3.4063 | 3.3014 | 3.0192 | 5.3676 | 5.0965 | 4.4187 | 8.2764e-05
3369 | 2.5637e-05 | 8.6856e-05 | 0.056946 | 3.4747 | 3.3014 | 3.0192 | 5.5508 | 5.0965 | 4.4187 | 8.2764e-05
3370 | 1.5653e-05 | 8.4027e-05 | 0.064339 | 3.543 | 3.3014 | 3.0192 | 5.7385 | 5.0965 | 4.4187 | 7.7192e-05
3371 | 2.475e-05 | 8.6463e-05 | 0.062087 | 3.6295 | 3.3014 | 3.0192 | 5.9841 | 5.0965 | 4.4187 | 0.00010866
3372 | 3.1282e-05 | 8.8447e-05 | 0.056542 | 3.6912 | 3.3014 | 3.0192 | 6.1645 | 5.0965 | 4.4187 | 0.0002165
3373 | 3.4098e-05 | 8.8166e-05 | 0.057293 | 3.7617 | 3.3027 | 3.0192 | 6.3765 | 5.0997 | 4.4187 | 8.9319e-05
3374 | 2.876e-05 | 8.71e-05 | 0.051517 | 3.7667 | 3.304 | 3.0192 | 6.3919 | 5.103 | 4.4187 | 7.7192e-05
3375 | 2.2382e-05 | 8.3388e-05 | 0.042161 | 3.8056 | 3.304 | 3.0192 | 6.5119 | 5.103 | 4.4187 | 0.00010096
3376 | 1.7868e-05 | 8.2852e-05 | 0.024719 | 3.8297 | 3.304 | 3.0192 | 6.5873 | 5.103 | 4.4187 | 6.8014e-05
3377 | 1.6678e-05 | 8.624e-05 | 0.015132 | 3.7517 | 3.304 | 3.0192 | 6.3461 | 5.103 | 4.4187 | 9.6694e-05
3378 | 3.4464e-05 | 9.278e-05 | 0.0057755 | 3.696 | 3.304 | 3.0192 | 6.1788 | 5.103 | 4.4187 | 0.00023043
3379 | 2.4567e-05 | 9.2318e-05 | 0.0013717 | 3.5654 | 3.304 | 3.0192 | 5.8012 | 5.103 | 4.4187 | 0.00027959
3380 | 3.9769e-05 | 9.5905e-05 | 0 | 3.4145 | 3.3053 | 3.0192 | 5.3894 | 5.1063 | 4.4187 | 0.00025763
3381 | 4.8366e-05 | 9.4817e-05 | 0 | 3.3764 | 3.3053 | 3.0192 | 5.2893 | 5.1063 | 4.4187 | 0.00025829
3382 | 4.0594e-05 | 9.1374e-05 | 0 | 3.317 | 3.3066 | 3.0192 | 5.136 | 5.1095 | 4.4187 | 1.0981e-05
3383 | 3.9842e-05 | 8.939e-05 | 0 | 3.2772 | 3.3079 | 3.0192 | 5.0354 | 5.1128 | 4.4187 | 1.6881e-05
3384 | 5.227e-05 | 9.5398e-05 | 0 | 3.2359 | 3.3079 | 3.0192 | 4.9326 | 5.1128 | 4.4187 | 1.4258e-05
3385 | 6.356e-05 | 9.8913e-05 | 0 | 3.215 | 3.3079 | 3.0192 | 4.8812 | 5.1128 | 4.4187 | 1.2783e-05
3386 | 7.0103e-05 | 0.00010063 | 0 | 3.1693 | 3.3079 | 3.0192 | 4.7703 | 5.1128 | 4.4187 | 1.8356e-05
3387 | 7.7252e-05 | 0.00010286 | 0 | 3.1516 | 3.3079 | 3.0192 | 4.7278 | 5.1128 | 4.4187 | 1.7864e-05
3388 | 8.2399e-05 | 0.0001043 | 0.0014439 | 3.1365 | 3.3092 | 3.0192 | 4.6917 | 5.1161 | 4.4187 | 6.8833e-06
3389 | 7.8814e-05 | 0.00010321 | 0.0087788 | 3.198 | 3.3092 | 3.0192 | 4.8398 | 5.1161 | 4.4187 | 1.0161e-05
3390 | 0.00011315 | 0.00011301 | 0.026048 | 3.3209 | 3.3092 | 3.0192 | 5.1459 | 5.1161 | 4.4187 | 1.2292e-05
3391 | 8.6259e-05 | 0.00010343 | 0.044183 | 3.4563 | 3.3105 | 3.0192 | 5.501 | 5.1194 | 4.4187 | 0.00057443
3392 | 4.1714e-05 | 8.9994e-05 | 0.057235 | 3.6064 | 3.3105 | 3.0192 | 5.9174 | 5.1194 | 4.4187 | 8.1125e-05
3393 | 3.17e-05 | 8.7987e-05 | 0.063704 | 3.6752 | 3.3118 | 3.0192 | 6.1172 | 5.1227 | 4.4187 | 5.7525e-05
3394 | 2.494e-05 | 8.5883e-05 | 0.058852 | 3.765 | 3.3131 | 3.0192 | 6.3867 | 5.126 | 4.4187 | 8.3092e-05
3395 | 3.155e-05 | 8.9384e-05 | 0.072252 | 3.8124 | 3.3131 | 3.0192 | 6.5333 | 5.126 | 4.4187 | 0.00010751
3396 | 3.4431e-05 | 8.9779e-05 | 0.074619 | 3.8787 | 3.3131 | 3.0192 | 6.7433 | 5.126 | 4.4187 | 0.00018536
3397 | 3.2058e-05 | 8.8063e-05 | 0.065494 | 3.9092 | 3.3131 | 3.0192 | 6.8417 | 5.126 | 4.4187 | 0.00010227
3398 | 2.8259e-05 | 8.7339e-05 | 0.054174 | 3.911 | 3.3131 | 3.0192 | 6.8475 | 5.126 | 4.4187 | 7.0964e-05
3399 | 1.9426e-05 | 8.168e-05 | 0.047937 | 3.8488 | 3.3143 | 3.0192 | 6.6477 | 5.1293 | 4.4187 | 8.9483e-05
3400 | 2.5746e-05 | 8.4732e-05 | 0.03731 | 3.8159 | 3.3143 | 3.0192 | 6.544 | 5.1293 | 4.4187 | 5.7033e-05
3401 | 3.3921e-05 | 8.7066e-05 | 0.021369 | 3.7801 | 3.3143 | 3.0192 | 6.4331 | 5.1293 | 4.4187 | 7.8339e-05
3402 | 1.7096e-05 | 8.3856e-05 | 0.0080279 | 3.722 | 3.3156 | 3.0192 | 6.2564 | 5.1326 | 4.4187 | 0.00022666
3403 | 2.2052e-05 | 9.0071e-05 | 0.0015161 | 3.6048 | 3.3169 | 3.0192 | 5.913 | 5.1359 | 4.4187 | 0.00023879
3404 | 3.3862e-05 | 9.0165e-05 | 0 | 3.4437 | 3.3169 | 3.0192 | 5.467 | 5.1359 | 4.4187 | 0.00023305
3405 | 3.3319e-05 | 8.9676e-05 | 0 | 3.355 | 3.3169 | 3.0192 | 5.2337 | 5.1359 | 4.4187 | 0.00022322
3406 | 2.7372e-05 | 8.7753e-05 | 0 | 3.3537 | 3.3169 | 3.0192 | 5.2303 | 5.1359 | 4.4187 | 9.9972e-06
3407 | 2.9297e-05 | 8.8276e-05 | 0 | 3.3511 | 3.3169 | 3.0192 | 5.2234 | 5.1359 | 4.4187 | 8.5222e-06
3408 | 3.753e-05 | 9.0377e-05 | 0 | 3.281 | 3.3169 | 3.0192 | 5.0449 | 5.1359 | 4.4187 | 1.6061e-05
3409 | 3.8288e-05 | 8.9985e-05 | 0 | 3.2248 | 3.3182 | 3.0192 | 4.9053 | 5.1392 | 4.4187 | 1.3439e-05
3410 | 3.9835e-05 | 9.0802e-05 | 0 | 3.1836 | 3.3182 | 3.0192 | 4.8048 | 5.1392 | 4.4187 | 9.0139e-06
3411 | 4.1818e-05 | 9.0902e-05 | 0 | 3.1693 | 3.3195 | 3.0192 | 4.7703 | 5.1425 | 4.4187 | 1.0653e-05
3412 | 4.5286e-05 | 9.2153e-05 | 0.001877 | 3.18 | 3.3209 | 3.0192 | 4.7961 | 5.1459 | 4.4187 | 9.0139e-06
3413 | 3.9676e-05 | 9.0356e-05 | 0.0095296 | 3.2297 | 3.3209 | 3.0192 | 4.9174 | 5.1459 | 4.4187 | 1.2783e-05
3414 | 5.6905e-05 | 9.5411e-05 | 0.024315 | 3.3027 | 3.3209 | 3.0192 | 5.0998 | 5.1459 | 4.4187 | 1.4586e-05
3415 | 6.2929e-05 | 9.5589e-05 | 0.037194 | 3.3913 | 3.3209 | 3.0192 | 5.3282 | 5.1459 | 4.4187 | 0.00063228
3416 | 3.8642e-05 | 8.8255e-05 | 0.048168 | 3.479 | 3.3209 | 3.0192 | 5.5624 | 5.1459 | 4.4187 | 7.0964e-05
3417 | 2.0863e-05 | 8.31e-05 | 0.057928 | 3.5789 | 3.3222 | 3.0192 | 5.8394 | 5.1492 | 4.4187 | 8.9811e-05
3418 | 1.5503e-05 | 8.0459e-05 | 0.060932 | 3.6264 | 3.3235 | 3.0192 | 5.9751 | 5.1525 | 4.4187 | 7.8667e-05
3419 | 1.7578e-05 | 8.2565e-05 | 0.067631 | 3.6625 | 3.3248 | 3.0192 | 6.0799 | 5.1559 | 4.4187 | 9.8825e-05
3420 | 2.5859e-05 | 8.5159e-05 | 0.06509 | 3.709 | 3.3248 | 3.0192 | 6.2174 | 5.1559 | 4.4187 | 0.0002065
3421 | 2.5885e-05 | 8.5239e-05 | 0.06122 | 3.7583 | 3.3248 | 3.0192 | 6.3663 | 5.1559 | 4.4187 | 8.0633e-05
3422 | 3.8253e-05 | 8.9207e-05 | 0.051691 | 3.7567 | 3.3235 | 3.0192 | 6.3613 | 5.1525 | 4.4187 | 7.5389e-05
3423 | 2.1797e-05 | 8.3629e-05 | 0.035447 | 3.6928 | 3.3235 | 3.0192 | 6.1693 | 5.1525 | 4.4187 | 9.0139e-05
3424 | 1.509e-05 | 8.1139e-05 | 0.031188 | 3.7009 | 3.3261 | 3.0192 | 6.1932 | 5.1592 | 4.4187 | 6.2769e-05
3425 | 2.3268e-05 | 8.6859e-05 | 0.021543 | 3.6688 | 3.3261 | 3.0192 | 6.0985 | 5.1592 | 4.4187 | 7.1783e-05
3426 | 1.1026e-05 | 8.4089e-05 | 0.0077969 | 3.6079 | 3.3261 | 3.0192 | 5.9218 | 5.1592 | 4.4187 | 0.00028041
3427 | 1.3407e-05 | 9.0724e-05 | 0.0018482 | 3.4876 | 3.3261 | 3.0192 | 5.5858 | 5.1592 | 4.4187 | 0.00022567
3428 | 2.486e-05 | 8.8776e-05 | 0 | 3.3995 | 3.3274 | 3.0192 | 5.3496 | 5.1626 | 4.4187 | 0.00023879
3429 | 2.0952e-05 | 8.5515e-05 | 0 | 3.3724 | 3.3274 | 3.0192 | 5.2788 | 5.1626 | 4.4187 | 0.00024436
3430 | 9.3188e-06 | 8.2034e-05 | 0 | 3.3352 | 3.3274 | 3.0192 | 5.1827 | 5.1626 | 4.4187 | 1.5242e-05
3431 | 6.0027e-06 | 8.0718e-05 | 0 | 3.2658 | 3.3287 | 3.0192 | 5.0069 | 5.1659 | 4.4187 | 9.0139e-06
3432 | 6.9965e-06 | 8.0476e-05 | 0 | 3.2483 | 3.3287 | 3.0192 | 4.9633 | 5.1659 | 4.4187 | 1.6061e-05
3433 | 1.0692e-05 | 8.1915e-05 | 0 | 3.2384 | 3.33 | 3.0192 | 4.9387 | 5.1693 | 4.4187 | 1.2128e-05
3434 | 1.5424e-05 | 8.2961e-05 | 0 | 3.2175 | 3.3287 | 3.0192 | 4.8872 | 5.1659 | 4.4187 | 1.1144e-05
3435 | 1.9721e-05 | 8.4115e-05 | 0 | 3.2053 | 3.3287 | 3.0192 | 4.8574 | 5.1659 | 4.4187 | 1.6389e-05
3436 | 2.4353e-05 | 8.5816e-05 | 0.001877 | 3.2224 | 3.33 | 3.0192 | 4.8992 | 5.1693 | 4.4187 | 1.3931e-05
3437 | 5.1722e-05 | 9.4092e-05 | 0.0080279 | 3.2734 | 3.33 | 3.0192 | 5.0259 | 5.1693 | 4.4187 | 1.2456e-05
3438 | 5.2394e-05 | 9.3662e-05 | 0.021889 | 3.3405 | 3.3313 | 3.0192 | 5.1962 | 5.1726 | 4.4187 | 1.1144e-05
3439 | 4.8066e-05 | 9.1636e-05 | 0.035808 | 3.3954 | 3.3313 | 3.0192 | 5.3389 | 5.1726 | 4.4187 | 0.00059393
3440 | 2.6021e-05 | 8.4674e-05 | 0.045164 | 3.4648 | 3.33 | 3.0192 | 5.5238 | 5.1693 | 4.4187 | 7.6864e-05
3441 | 1.1938e-05 | 8.0193e-05 | 0.059199 | 3.543 | 3.3313 | 3.0192 | 5.7385 | 5.1726 | 4.4187 | 7.7028e-05
3442 | 1.3273e-05 | 8.0104e-05 | 0.065552 | 3.5669 | 3.3326 | 3.0192 | 5.8054 | 5.176 | 4.4187 | 9.9972e-05
3443 | 2.1718e-05 | 8.3626e-05 | 0.066129 | 3.588 | 3.3326 | 3.0192 | 5.8652 | 5.176 | 4.4187 | 7.6044e-05
3444 | 4.8128e-05 | 9.111e-05 | 0.066014 | 3.5744 | 3.3326 | 3.0192 | 5.8266 | 5.176 | 4.4187 | 0.00021076
3445 | 3.1379e-05 | 8.4663e-05 | 0.048168 | 3.5759 | 3.3326 | 3.0192 | 5.8309 | 5.176 | 4.4187 | 7.7192e-05
3446 | 2.5337e-05 | 8.4615e-05 | 0.045915 | 3.5669 | 3.3339 | 3.0192 | 5.8054 | 5.1793 | 4.4187 | 9.3417e-05
3447 | 1.8563e-05 | 8.0931e-05 | 0.025585 | 3.5519 | 3.3339 | 3.0192 | 5.7634 | 5.1793 | 4.4187 | 8.5058e-05
3448 | 1.6948e-05 | 8.1979e-05 | 0.017904 | 3.5624 | 3.3339 | 3.0192 | 5.7927 | 5.1793 | 4.4187 | 6.2769e-05
3449 | 2.4838e-05 | 8.8089e-05 | 0.011667 | 3.5312 | 3.3353 | 3.0192 | 5.7057 | 5.1827 | 4.4187 | 6.2933e-05
3450 | 1.3079e-05 | 8.6013e-05 | 0.005198 | 3.5078 | 3.3353 | 3.0192 | 5.6411 | 5.1827 | 4.4187 | 0.00021682
3451 | 2.388e-05 | 9.0408e-05 | 0.0012514 | 3.4381 | 3.3353 | 3.0192 | 5.4521 | 5.1827 | 4.4187 | 0.00024223
3452 | 3.6885e-05 | 9.5467e-05 | 0 | 3.3326 | 3.3366 | 3.0192 | 5.176 | 5.1861 | 4.4187 | 0.00024436
3453 | 4.0168e-05 | 9.1469e-05 | 0 | 3.281 | 3.3366 | 3.0192 | 5.0449 | 5.1861 | 4.4187 | 0.00024731
3454 | 3.0364e-05 | 8.9146e-05 | 0 | 3.2608 | 3.3366 | 3.0192 | 4.9944 | 5.1861 | 4.4187 | 1.4422e-05
3455 | 3.4824e-05 | 8.92e-05 | 0 | 3.215 | 3.3353 | 3.0192 | 4.8812 | 5.1827 | 4.4187 | 1.0161e-05
3456 | 3.9937e-05 | 8.8918e-05 | 0 | 3.186 | 3.3353 | 3.0192 | 4.8106 | 5.1827 | 4.4187 | 1.6389e-05
3457 | 4.208e-05 | 9.1322e-05 | 0 | 3.1493 | 3.3353 | 3.0192 | 4.7222 | 5.1827 | 4.4187 | 2.2289e-05
3458 | 4.5413e-05 | 9.1521e-05 | 0 | 3.1353 | 3.3353 | 3.0192 | 4.6889 | 5.1827 | 4.4187 | 2.1633e-05
3459 | 4.8275e-05 | 9.2652e-05 | 0 | 3.1353 | 3.3353 | 3.0192 | 4.6889 | 5.1827 | 4.4187 | 2.1961e-05
3460 | 5.2267e-05 | 9.4008e-05 | 0.0012995 | 3.1249 | 3.3366 | 3.0192 | 4.6642 | 5.1861 | 4.4187 | 2.2453e-05
3461 | 5.6976e-05 | 9.5153e-05 | 0.0061365 | 3.1788 | 3.3366 | 3.0192 | 4.7932 | 5.1861 | 4.4187 | 1.3603e-05
3462 | 7.8436e-05 | 0.0001012 | 0.013399 | 3.2759 | 3.3366 | 3.0192 | 5.0322 | 5.1861 | 4.4187 | 2.4256e-05
3463 | 7.4716e-05 | 9.8719e-05 | 0.023218 | 3.3511 | 3.3366 | 3.0192 | 5.2234 | 5.1861 | 4.4187 | 0.00054132
3464 | 5.0468e-05 | 8.7088e-05 | 0.03292 | 3.4132 | 3.3366 | 3.0192 | 5.3858 | 5.1861 | 4.4187 | 0.00054165
3465 | 3.4176e-05 | 8.3733e-05 | 0.042565 | 3.4905 | 3.3366 | 3.0192 | 5.5936 | 5.1861 | 4.4187 | 7.3586e-05
3466 | 2.1453e-05 | 8.5945e-05 | 0.046897 | 3.5609 | 3.3366 | 3.0192 | 5.7885 | 5.1861 | 4.4187 | 7.4078e-05
3467 | 3.2925e-05 | 9.359e-05 | 0.048803 | 3.6094 | 3.3366 | 3.0192 | 5.9262 | 5.1861 | 4.4187 | 8.1617e-05
3468 | 3.9368e-05 | 9.3813e-05 | 0.044876 | 3.5006 | 3.3379 | 3.0192 | 5.6212 | 5.1895 | 4.4187 | 7.7847e-05
3469 | 3.5676e-05 | 9.0931e-05 | 0.054405 | 3.5195 | 3.3379 | 3.0192 | 5.6732 | 5.1895 | 4.4187 | 7.1783e-05
3470 | 2.6622e-05 | 8.8156e-05 | 0.034769 | 3.5654 | 3.3379 | 3.0192 | 5.8012 | 5.1895 | 4.4187 | 6.7358e-05
3471 | 2.212e-05 | 8.4489e-05 | 0.027838 | 3.585 | 3.3379 | 3.0192 | 5.8566 | 5.1895 | 4.4187 | 0.00023715
3472 | 1.5627e-05 | 8.349e-05 | 0.024026 | 3.585 | 3.3379 | 3.0192 | 5.8566 | 5.1895 | 4.4187 | 0.00027943
3473 | 1.7591e-05 | 8.7496e-05 | 0.016056 | 3.5624 | 3.3379 | 3.0192 | 5.7927 | 5.1895 | 4.4187 | 4.343e-05
3474 | 3.8973e-05 | 9.4953e-05 | 0.0069306 | 3.4934 | 3.3379 | 3.0192 | 5.6015 | 5.1895 | 4.4187 | 5.1625e-05
3475 | 2.6553e-05 | 9.058e-05 | 0.0012995 | 3.409 | 3.3379 | 3.0192 | 5.3749 | 5.1895 | 4.4187 | 3.6875e-05
3476 | 4.5096e-05 | 9.7864e-05 | 0 | 3.3027 | 3.3379 | 3.0192 | 5.0998 | 5.1895 | 4.4187 | 0.00017602
3477 | 3.0238e-05 | 8.8541e-05 | 0 | 3.2671 | 3.3379 | 3.0192 | 5.0101 | 5.1895 | 4.4187 | 0.00019372
3478 | 2.2385e-05 | 8.8586e-05 | 0 | 3.2175 | 3.3379 | 3.0192 | 4.8872 | 5.1895 | 4.4187 | 0.00018503
3479 | 2.2811e-05 | 8.8689e-05 | 0 | 3.1493 | 3.3379 | 3.0192 | 4.7222 | 5.1895 | 4.4187 | 2.9008e-05
3480 | 2.5617e-05 | 8.6951e-05 | 0 | 3.1226 | 3.3379 | 3.0192 | 4.6588 | 5.1895 | 4.4187 | 1.5242e-05
3481 | 2.7851e-05 | 8.7862e-05 | 0 | 3.1318 | 3.3366 | 3.0192 | 4.6806 | 5.1861 | 4.4187 | 2.5567e-05
3482 | 3.1301e-05 | 8.8253e-05 | 0 | 3.1054 | 3.3379 | 3.0192 | 4.6183 | 5.1895 | 4.4187 | 2.5894e-05
3483 | 3.367e-05 | 8.9151e-05 | 0 | 3.0806 | 3.3379 | 3.0192 | 4.5602 | 5.1895 | 4.4187 | 1.3275e-05
3484 | 4.0815e-05 | 9.0999e-05 | 0.0017327 | 3.075 | 3.3379 | 3.0192 | 4.5471 | 5.1895 | 4.4187 | 2.8189e-05
3485 | 4.7804e-05 | 9.311e-05 | 0.0090098 | 3.1238 | 3.3379 | 3.0192 | 4.6615 | 5.1895 | 4.4187 | 2.5567e-05
3486 | 5.4678e-05 | 9.5544e-05 | 0.019983 | 3.186 | 3.3379 | 3.0192 | 4.8106 | 5.1895 | 4.4187 | 2.9336e-05
3487 | 6.6964e-05 | 9.7104e-05 | 0.025643 | 3.2273 | 3.3392 | 3.0192 | 4.9113 | 5.1929 | 4.4187 | 0.0005446
3488 | 5.3785e-05 | 8.8534e-05 | 0.031014 | 3.2823 | 3.3405 | 3.0192 | 5.0481 | 5.1962 | 4.4187 | 0.00057033
3489 | 3.7756e-05 | 8.9655e-05 | 0.039851 | 3.3235 | 3.3405 | 3.0192 | 5.1525 | 5.1962 | 4.4187 | 8.4567e-05
3490 | 1.9191e-05 | 8.8366e-05 | 0.053539 | 3.4214 | 3.3405 | 3.0192 | 5.4077 | 5.1962 | 4.4187 | 6.3261e-05
3491 | 3.164e-05 | 9.4763e-05 | 0.059661 | 3.4577 | 3.3405 | 3.0192 | 5.5048 | 5.1962 | 4.4187 | 5.8344e-05
3492 | 3.1598e-05 | 9.3418e-05 | 0.05712 | 3.5415 | 3.3405 | 3.0192 | 5.7344 | 5.1962 | 4.4187 | 8.7844e-05
3493 | 2.7879e-05 | 8.9556e-05 | 0.050305 | 3.4934 | 3.3405 | 3.0192 | 5.6015 | 5.1962 | 4.4187 | 8.2436e-05
3494 | 2.6771e-05 | 8.8533e-05 | 0.046435 | 3.588 | 3.3405 | 3.0192 | 5.8652 | 5.1962 | 4.4187 | 8.3911e-05
3495 | 1.8715e-05 | 8.34e-05 | 0.041872 | 3.5136 | 3.3418 | 3.0192 | 5.6571 | 5.1996 | 4.4187 | 0.00029221
3496 | 1.727e-05 | 8.3844e-05 | 0.026683 | 3.5122 | 3.3418 | 3.0192 | 5.6531 | 5.1996 | 4.4187 | 0.00030631
3497 | 1.4607e-05 | 8.6465e-05 | 0.016402 | 3.4876 | 3.3418 | 3.0192 | 5.5858 | 5.1996 | 4.4187 | 2.9664e-05
3498 | 1.0824e-05 | 8.6374e-05 | 0.0072194 | 3.4648 | 3.3405 | 3.0192 | 5.5238 | 5.1962 | 4.4187 | 4.3594e-05
3499 | 2.4167e-05 | 8.999e-05 | 0.0015883 | 3.3832 | 3.3392 | 3.0192 | 5.3069 | 5.1929 | 4.4187 | 4.0972e-05
3500 | 3.861e-05 | 9.6169e-05 | 0 | 3.3015 | 3.3392 | 3.0192 | 5.0966 | 5.1929 | 4.4187 | 0.00014897
3501 | 3.8793e-05 | 9.121e-05 | 0 | 3.2583 | 3.3392 | 3.0192 | 4.9881 | 5.1929 | 4.4187 | 0.0001611
3502 | 2.4058e-05 | 9.0545e-05 | 0 | 3.226 | 3.3392 | 3.0192 | 4.9083 | 5.1929 | 4.4187 | 0.00016569
3503 | 2.5257e-05 | 9.4108e-05 | 0 | 3.1788 | 3.3392 | 3.0192 | 4.7932 | 5.1929 | 4.4187 | 2.3108e-05
3504 | 2.9492e-05 | 9.7105e-05 | 0 | 3.1646 | 3.3418 | 3.0192 | 4.7589 | 5.1996 | 4.4187 | 2.4256e-05
3505 | 3.0286e-05 | 9.881e-05 | 0 | 3.1365 | 3.3418 | 3.0192 | 4.6917 | 5.1996 | 4.4187 | 1.1472e-05
3506 | 3.973e-05 | 0.00010245 | 0 | 3.147 | 3.3418 | 3.0192 | 4.7166 | 5.1996 | 4.4187 | 8.85e-06
3507 | 4.3471e-05 | 0.00010321 | 0 | 3.1261 | 3.3418 | 3.0192 | 4.6669 | 5.1996 | 4.4187 | 9.3417e-06
3508 | 5.1238e-05 | 0.00010165 | 0.0020214 | 3.1284 | 3.3418 | 3.0192 | 4.6724 | 5.1996 | 4.4187 | 1.7372e-05
3509 | 6.6186e-05 | 0.00010588 | 0.0094141 | 3.1753 | 3.3418 | 3.0192 | 4.7846 | 5.1996 | 4.4187 | 1.4422e-05
3510 | 7.4466e-05 | 0.00010236 | 0.026914 | 3.2545 | 3.3418 | 3.0192 | 4.9788 | 5.1996 | 4.4187 | 8.5222e-06
3511 | 7.3197e-05 | 9.4081e-05 | 0.039678 | 3.3366 | 3.3418 | 3.0192 | 5.1861 | 5.1996 | 4.4187 | 0.00059606
3512 | 3.9834e-05 | 9.2108e-05 | 0.050362 | 3.4228 | 3.3405 | 3.0192 | 5.4114 | 5.1962 | 4.4187 | 7.375e-05
3513 | 2.19e-05 | 9.06e-05 | 0.061394 | 3.4776 | 3.3405 | 3.0192 | 5.5585 | 5.1962 | 4.4187 | 6.7522e-05
3514 | 1.3108e-05 | 8.8205e-05 | 0.068786 | 3.502 | 3.3405 | 3.0192 | 5.6252 | 5.1962 | 4.4187 | 8.0961e-05
3515 | 2.4202e-05 | 9.5546e-05 | 0.069479 | 3.5609 | 3.3405 | 3.0192 | 5.7885 | 5.1962 | 4.4187 | 9.7514e-05
3516 | 2.7043e-05 | 9.2324e-05 | 0.063415 | 3.5911 | 3.3405 | 3.0192 | 5.8738 | 5.1962 | 4.4187 | 0.0002201
3517 | 1.5562e-05 | 8.5697e-05 | 0.056658 | 3.6125 | 3.3405 | 3.0192 | 5.9351 | 5.1962 | 4.4187 | 7.0144e-05
3518 | 1.2215e-05 | 8.4023e-05 | 0.055387 | 3.6672 | 3.3405 | 3.0192 | 6.0938 | 5.1962 | 4.4187 | 8.5058e-05
3519 | 1.2959e-05 | 8.1549e-05 | 0.040948 | 3.696 | 3.3418 | 3.0192 | 6.1788 | 5.1996 | 4.4187 | 0.00010735
3520 | 9.0581e-06 | 8.1241e-05 | 0.030033 | 3.68 | 3.3418 | 3.0192 | 6.1313 | 5.1996 | 4.4187 | 7.5225e-05
3521 | 1.2952e-05 | 8.5827e-05 | 0.020214 | 3.6672 | 3.3432 | 3.0192 | 6.0938 | 5.203 | 4.4187 | 6.7358e-05
3522 | 1.5446e-05 | 8.7626e-05 | 0.0088076 | 3.5805 | 3.3405 | 3.0192 | 5.8437 | 5.1962 | 4.4187 | 0.00023272
3523 | 2.1674e-05 | 8.9108e-05 | 0.0017327 | 3.4905 | 3.3418 | 3.0192 | 5.5936 | 5.1996 | 4.4187 | 0.00023649
3524 | 3.6708e-05 | 9.5455e-05 | 0 | 3.3287 | 3.3418 | 3.0192 | 5.1659 | 5.1996 | 4.4187 | 0.00021814
3525 | 5.0367e-05 | 9.4552e-05 | 0 | 3.2495 | 3.3418 | 3.0192 | 4.9664 | 5.1996 | 4.4187 | 0.00021453
3526 | 4.4149e-05 | 9.6434e-05 | 0 | 3.2236 | 3.3418 | 3.0192 | 4.9022 | 5.1996 | 4.4187 | 1.3111e-05
3527 | 4.6226e-05 | 0.00010026 | 0 | 3.1812 | 3.3418 | 3.0192 | 4.799 | 5.1996 | 4.4187 | 6.2278e-06
3528 | 5.0186e-05 | 0.00010321 | 0 | 3.1388 | 3.3418 | 3.0192 | 4.6972 | 5.1996 | 4.4187 | 1.0817e-05
3529 | 5.207e-05 | 0.00010543 | 0 | 3.1261 | 3.3418 | 3.0192 | 4.6669 | 5.1996 | 4.4187 | 1.0325e-05
3530 | 5.5999e-05 | 0.00010725 | 0 | 3.0964 | 3.3432 | 3.0192 | 4.597 | 5.203 | 4.4187 | 1.1636e-05
3531 | 5.8814e-05 | 0.00010815 | 0 | 3.1009 | 3.3432 | 3.0192 | 4.6076 | 5.203 | 4.4187 | 1.3111e-05
3532 | 6.3686e-05 | 0.00010919 | 0.0020214 | 3.102 | 3.3432 | 3.0192 | 4.6103 | 5.203 | 4.4187 | 1.6061e-05
3533 | 6.4674e-05 | 0.00010842 | 0.0073638 | 3.1836 | 3.3432 | 3.0192 | 4.8048 | 5.203 | 4.4187 | 6.3917e-06
3534 | 9.874e-05 | 0.00011569 | 0.019348 | 3.2658 | 3.3432 | 3.0192 | 5.0069 | 5.203 | 4.4187 | 1.2128e-05
3535 | 8.3578e-05 | 0.00010519 | 0.032112 | 3.33 | 3.3432 | 3.0192 | 5.1693 | 5.203 | 4.4187 | 0.00062491
3536 | 6.3212e-05 | 0.00010237 | 0.038523 | 3.3927 | 3.3432 | 3.0192 | 5.3317 | 5.203 | 4.4187 | 7.6044e-05
3537 | 3.4788e-05 | 9.3882e-05 | 0.036097 | 3.3954 | 3.3432 | 3.0192 | 5.3389 | 5.203 | 4.4187 | 6.998e-05
3538 | 2.5218e-05 | 9.1358e-05 | 0.04245 | 3.4493 | 3.3432 | 3.0192 | 5.4821 | 5.203 | 4.4187 | 9.1778e-05
3539 | 2.869e-05 | 9.5314e-05 | 0.045164 | 3.4862 | 3.3432 | 3.0192 | 5.5818 | 5.203 | 4.4187 | 8.4403e-05
3540 | 3.818e-05 | 9.4522e-05 | 0.052037 | 3.5327 | 3.3445 | 3.0192 | 5.7098 | 5.2064 | 4.4187 | 0.00021387
3541 | 4.4653e-05 | 9.394e-05 | 0.041584 | 3.6048 | 3.3458 | 3.0192 | 5.913 | 5.2099 | 4.4187 | 8.2108e-05
3542 | 3.5753e-05 | 9.0889e-05 | 0.026856 | 3.672 | 3.3458 | 3.0192 | 6.1078 | 5.2099 | 4.4187 | 8.9483e-05
3543 | 2.7705e-05 | 8.5845e-05 | 0.03113 | 3.6704 | 3.3458 | 3.0192 | 6.1032 | 5.2099 | 4.4187 | 8.473e-05
3544 | 2.6443e-05 | 8.6318e-05 | 0.022236 | 3.6864 | 3.3458 | 3.0192 | 6.1502 | 5.2099 | 4.4187 | 8.3255e-05
3545 | 3.0452e-05 | 9.0939e-05 | 0.01184 | 3.688 | 3.3458 | 3.0192 | 6.155 | 5.2099 | 4.4187 | 7.4733e-05
3546 | 3.0781e-05 | 9.2091e-05 | 0.0053423 | 3.6156 | 3.3458 | 3.0192 | 5.9439 | 5.2099 | 4.4187 | 0.0002319
3547 | 4.7449e-05 | 9.6706e-05 | 0.0012129 | 3.4991 | 3.3458 | 3.0192 | 5.6172 | 5.2099 | 4.4187 | 0.00022272
3548 | 6.2347e-05 | 0.00010284 | 0 | 3.3981 | 3.3458 | 3.0192 | 5.346 | 5.2099 | 4.4187 | 0.00021896
3549 | 6.5017e-05 | 9.8808e-05 | 0 | 3.33 | 3.3458 | 3.0192 | 5.1693 | 5.2099 | 4.4187 | 0.00022649
3550 | 5.8324e-05 | 0.00010031 | 0 | 3.2421 | 3.3458 | 3.0192 | 4.9479 | 5.2099 | 4.4187 | 8.1944e-06
3551 | 5.7179e-05 | 9.86e-05 | 0 | 3.2248 | 3.3458 | 3.0192 | 4.9053 | 5.2099 | 4.4187 | 1.0489e-05
3552 | 6.2154e-05 | 9.9127e-05 | 0 | 3.1908 | 3.3458 | 3.0192 | 4.8222 | 5.2099 | 4.4187 | 1.3275e-05
3553 | 6.4168e-05 | 9.8145e-05 | 0 | 3.1435 | 3.3458 | 3.0192 | 4.7083 | 5.2099 | 4.4187 | 1.7044e-05
3554 | 6.576e-05 | 9.869e-05 | 0 | 3.1123 | 3.3445 | 3.0192 | 4.6344 | 5.2064 | 4.4187 | 1.18e-05
3555 | 6.8e-05 | 9.9242e-05 | 0 | 3.0885 | 3.3445 | 3.0192 | 4.5785 | 5.2064 | 4.4187 | 1.8847e-05
3556 | 6.4869e-05 | 9.785e-05 | 0.0014439 | 3.0862 | 3.3458 | 3.0192 | 4.5732 | 5.2099 | 4.4187 | 4.9167e-06
3557 | 7.4085e-05 | 0.00010091 | 0.0080279 | 3.0998 | 3.3484 | 3.0192 | 4.6049 | 5.2167 | 4.4187 | 1.4422e-05
3558 | 6.2196e-05 | 9.7035e-05 | 0.024199 | 3.1812 | 3.3484 | 3.0192 | 4.799 | 5.2167 | 4.4187 | 1.0489e-05
3559 | 8.1795e-05 | 0.00010225 | 0.036212 | 3.2421 | 3.3484 | 3.0192 | 4.9479 | 5.2167 | 4.4187 | 0.00058017
3560 | 4.1832e-05 | 8.3981e-05 | 0.046839 | 3.3092 | 3.3484 | 3.0192 | 5.1162 | 5.2167 | 4.4187 | 6.4736e-05
3561 | 3.0259e-05 | 8.4424e-05 | 0.053943 | 3.3458 | 3.3484 | 3.0192 | 5.2098 | 5.2167 | 4.4187 | 7.3094e-05
3562 | 2.1493e-05 | 8.7827e-05 | 0.075139 | 3.3954 | 3.3484 | 3.0192 | 5.3389 | 5.2167 | 4.4187 | 7.4078e-05
3563 | 3.1276e-05 | 9.294e-05 | 0.074388 | 3.4549 | 3.3484 | 3.0192 | 5.4972 | 5.2167 | 4.4187 | 8.178e-05
3564 | 3.257e-05 | 9.1604e-05 | 0.06971 | 3.5224 | 3.3471 | 3.0192 | 5.6813 | 5.2133 | 4.4187 | 0.0002047
3565 | 4.2332e-05 | 9.2617e-05 | 0.069941 | 3.5342 | 3.3471 | 3.0192 | 5.7139 | 5.2133 | 4.4187 | 7.8339e-05
3566 | 4.1238e-05 | 9.1846e-05 | 0.061163 | 3.5835 | 3.3484 | 3.0192 | 5.8523 | 5.2167 | 4.4187 | 8.5386e-05
3567 | 2.9397e-05 | 8.615e-05 | 0.04863 | 3.5729 | 3.3471 | 3.0192 | 5.8224 | 5.2133 | 4.4187 | 8.7189e-05
3568 | 2.567e-05 | 8.5946e-05 | 0.030783 | 3.582 | 3.3484 | 3.0192 | 5.848 | 5.2167 | 4.4187 | 6.5228e-05
3569 | 2.109e-05 | 8.7995e-05 | 0.018597 | 3.5035 | 3.3484 | 3.0192 | 5.6291 | 5.2167 | 4.4187 | 5.9e-05
3570 | 2.6322e-05 | 9.0618e-05 | 0.0071039 | 3.5107 | 3.3498 | 3.0192 | 5.6491 | 5.2201 | 4.4187 | 0.00028336
3571 | 3.6591e-05 | 9.3314e-05 | 0.0014439 | 3.3859 | 3.3498 | 3.0192 | 5.314 | 5.2201 | 4.4187 | 0.00024665
3572 | 4.7166e-05 | 9.8148e-05 | 0 | 3.2408 | 3.3498 | 3.0192 | 4.9448 | 5.2201 | 4.4187 | 0.00022666
3573 | 4.5892e-05 | 9.2572e-05 | 0 | 3.1516 | 3.3498 | 3.0192 | 4.7278 | 5.2201 | 4.4187 | 0.00022764
3574 | 3.7806e-05 | 9.398e-05 | 0 | 3.0998 | 3.3498 | 3.0192 | 4.6049 | 5.2201 | 4.4187 | 7.7028e-06
3575 | 3.7093e-05 | 9.3017e-05 | 0 | 3.0573 | 3.3498 | 3.0192 | 4.506 | 5.2201 | 4.4187 | 9.9972e-06
3576 | 4.0565e-05 | 9.6064e-05 | 0 | 3.0278 | 3.3511 | 3.0192 | 4.4383 | 5.2235 | 4.4187 | 1.7536e-05
3577 | 4.1728e-05 | 9.2385e-05 | 0 | 3.0127 | 3.3498 | 3.0192 | 4.404 | 5.2201 | 4.4187 | 3.2286e-05
3578 | 4.3689e-05 | 9.2812e-05 | 0 | 2.9851 | 3.3484 | 3.0192 | 4.3416 | 5.2167 | 4.4187 | 1.77e-05
3579 | 4.5878e-05 | 9.263e-05 | 0 | 2.9355 | 3.3484 | 3.0192 | 4.231 | 5.2167 | 4.4187 | 1.8519e-05
3580 | 5.0763e-05 | 9.3874e-05 | 0.0021658 | 2.9477 | 3.3484 | 3.0192 | 4.2581 | 5.2167 | 4.4187 | 2.2453e-05
3581 | 5.1387e-05 | 9.4107e-05 | 0.010223 | 3.0485 | 3.3484 | 3.0192 | 4.4857 | 5.2167 | 4.4187 | 1.475e-05
3582 | 8.6396e-05 | 0.00010434 | 0.02264 | 3.1134 | 3.3498 | 3.0192 | 4.6371 | 5.2201 | 4.4187 | 1.8356e-05
3583 | 6.2304e-05 | 9.519e-05 | 0.038754 | 3.2089 | 3.3498 | 3.0192 | 4.8663 | 5.2201 | 4.4187 | 0.0005605
3584 | 5.0832e-05 | 8.7618e-05 | 0.049669 | 3.3405 | 3.3498 | 3.0192 | 5.1962 | 5.2201 | 4.4187 | 0.00058475
3585 | 4.817e-05 | 9.441e-05 | 0.063415 | 3.4353 | 3.3498 | 3.0192 | 5.4446 | 5.2201 | 4.4187 | 0.00010243
3586 | 4.6889e-05 | 9.6218e-05 | 0.074504 | 3.4919 | 3.3484 | 3.0192 | 5.5975 | 5.2167 | 4.4187 | 7.965e-05
3587 | 4.2831e-05 | 9.8153e-05 | 0.068093 | 3.5268 | 3.3484 | 3.0192 | 5.6935 | 5.2167 | 4.4187 | 6.1458e-05
3588 | 4.3518e-05 | 9.6186e-05 | 0.061567 | 3.6125 | 3.3498 | 3.0192 | 5.9351 | 5.2201 | 4.4187 | 8.1125e-05
3589 | 4.546e-05 | 9.4135e-05 | 0.058506 | 3.6389 | 3.3498 | 3.0192 | 6.0111 | 5.2201 | 4.4187 | 7.7847e-05
3590 | 4.0627e-05 | 9.2134e-05 | 0.055791 | 3.6079 | 3.3498 | 3.0192 | 5.9218 | 5.2201 | 4.4187 | 0.00010309
3591 | 3.8342e-05 | 8.8785e-05 | 0.050189 | 3.5774 | 3.3511 | 3.0192 | 5.8351 | 5.2235 | 4.4187 | 0.00027042
3592 | 2.5282e-05 | 8.5699e-05 | 0.037887 | 3.588 | 3.3511 | 3.0192 | 5.8652 | 5.2235 | 4.4187 | 0.00026337
3593 | 2.1177e-05 | 8.7877e-05 | 0.021947 | 3.5505 | 3.3498 | 3.0192 | 5.7593 | 5.2201 | 4.4187 | 4.1955e-05
3594 | 2.2637e-05 | 8.9375e-05 | 0.0072194 | 3.4934 | 3.3498 | 3.0192 | 5.6015 | 5.2201 | 4.4187 | 5.1789e-05
3595 | 3.5906e-05 | 9.2975e-05 | 0.0017327 | 3.4311 | 3.3498 | 3.0192 | 5.4335 | 5.2201 | 4.4187 | 3.3269e-05
3596 | 6.4015e-05 | 0.00010321 | 0 | 3.3405 | 3.3498 | 3.0192 | 5.1962 | 5.2201 | 4.4187 | 0.00016881
3597 | 5.3562e-05 | 9.5117e-05 | 0 | 3.281 | 3.3498 | 3.0192 | 5.0449 | 5.2201 | 4.4187 | 0.00014668
3598 | 4.7223e-05 | 9.682e-05 | 0 | 3.2285 | 3.3498 | 3.0192 | 4.9143 | 5.2201 | 4.4187 | 0.00016733
3599 | 4.7892e-05 | 0.0001 | 0 | 3.192 | 3.3484 | 3.0192 | 4.8251 | 5.2167 | 4.4187 | 2.1306e-05
3600 | 5.3944e-05 | 0.00010317 | 0 | 3.1681 | 3.3484 | 3.0192 | 4.7674 | 5.2167 | 4.4187 | 1.3111e-05
3601 | 5.8684e-05 | 0.00010641 | 0 | 3.0896 | 3.3484 | 3.0192 | 4.5811 | 5.2167 | 4.4187 | 1.1472e-05
3602 | 6.1623e-05 | 0.00010455 | 0 | 3.0507 | 3.3498 | 3.0192 | 4.4908 | 5.2201 | 4.4187 | 1.2292e-05
3603 | 6.6275e-05 | 0.00010538 | 0 | 3.0321 | 3.3498 | 3.0192 | 4.4482 | 5.2201 | 4.4187 | 1.1144e-05
3604 | 7.5624e-05 | 0.00010238 | 0.0026712 | 3.054 | 3.3498 | 3.0192 | 4.4984 | 5.2201 | 4.4187 | 2.0486e-05
3605 | 7.7741e-05 | 9.9086e-05 | 0.0093563 | 3.1261 | 3.3498 | 3.0192 | 4.6669 | 5.2201 | 4.4187 | 9.0139e-06
3606 | 0.00010788 | 0.00011081 | 0.023795 | 3.1968 | 3.3498 | 3.0192 | 4.8368 | 5.2201 | 4.4187 | 2.0322e-05
3607 | 9.2161e-05 | 0.00010127 | 0.030899 | 3.2483 | 3.3498 | 3.0192 | 4.9633 | 5.2201 | 4.4187 | 0.0005641
3608 | 5.9016e-05 | 9.4122e-05 | 0.041699 | 3.3105 | 3.3498 | 3.0192 | 5.1195 | 5.2201 | 4.4187 | 7.8667e-05
3609 | 3.1508e-05 | 9.2418e-05 | 0.050709 | 3.3778 | 3.3511 | 3.0192 | 5.2928 | 5.2235 | 4.4187 | 8.178e-05
3610 | 3.0879e-05 | 9.2511e-05 | 0.057235 | 3.4325 | 3.3498 | 3.0192 | 5.4372 | 5.2201 | 4.4187 | 9.2761e-05
3611 | 2.9384e-05 | 9.6006e-05 | 0.054059 | 3.4662 | 3.3511 | 3.0192 | 5.5277 | 5.2235 | 4.4187 | 0.00010128
3612 | 3.7083e-05 | 9.4822e-05 | 0.058333 | 3.502 | 3.3511 | 3.0192 | 5.6252 | 5.2235 | 4.4187 | 0.00020863
3613 | 3.307e-05 | 9.0444e-05 | 0.059603 | 3.5327 | 3.3511 | 3.0192 | 5.7098 | 5.2235 | 4.4187 | 7.9978e-05
3614 | 3.4927e-05 | 9.029e-05 | 0.058795 | 3.543 | 3.3511 | 3.0192 | 5.7385 | 5.2235 | 4.4187 | 9.4072e-05
3615 | 2.9087e-05 | 8.5882e-05 | 0.042854 | 3.5445 | 3.3511 | 3.0192 | 5.7427 | 5.2235 | 4.4187 | 9.3089e-05
3616 | 2.6033e-05 | 8.5788e-05 | 0.030379 | 3.5729 | 3.3498 | 3.0192 | 5.8224 | 5.2201 | 4.4187 | 7.4242e-05
3617 | 2.3196e-05 | 8.8345e-05 | 0.017558 | 3.5669 | 3.3498 | 3.0192 | 5.8054 | 5.2201 | 4.4187 | 5.523e-05
3618 | 1.6279e-05 | 8.7333e-05 | 0.0063531 | 3.5371 | 3.3498 | 3.0192 | 5.7221 | 5.2201 | 4.4187 | 0.00024239
3619 | 2.4416e-05 | 8.9396e-05 | 0.0020214 | 3.4381 | 3.3498 | 3.0192 | 5.4521 | 5.2201 | 4.4187 | 0.00022076
3620 | 4.9421e-05 | 9.8692e-05 | 0 | 3.2899 | 3.3498 | 3.0192 | 5.0674 | 5.2201 | 4.4187 | 0.00020011
3621 | 4.3552e-05 | 9.1985e-05 | 0 | 3.1741 | 3.3511 | 3.0192 | 4.7817 | 5.2235 | 4.4187 | 0.00023387
3622 | 3.741e-05 | 9.3846e-05 | 0 | 3.093 | 3.3498 | 3.0192 | 4.589 | 5.2201 | 4.4187 | 1.6389e-05
3623 | 3.573e-05 | 9.6558e-05 | 0 | 3.0562 | 3.3498 | 3.0192 | 4.5035 | 5.2201 | 4.4187 | 1.3275e-05
3624 | 4.1503e-05 | 0.00010006 | 0 | 3.031 | 3.3511 | 3.0192 | 4.4457 | 5.2235 | 4.4187 | 3.0156e-05
3625 | 4.5828e-05 | 0.00010301 | 0 | 2.982 | 3.3524 | 3.0192 | 4.3345 | 5.227 | 4.4187 | 2.7042e-05
3626 | 4.7863e-05 | 0.00010422 | 0 | 2.9746 | 3.3524 | 3.0192 | 4.3181 | 5.227 | 4.4187 | 2.1306e-05
3627 | 5.198e-05 | 0.00010535 | 0.00028878 | 2.957 | 3.3524 | 3.0192 | 4.2787 | 5.227 | 4.4187 | 2.8353e-05
3628 | 4.6795e-05 | 0.00010342 | 0.0023824 | 2.957 | 3.3524 | 3.0192 | 4.2787 | 5.227 | 4.4187 | 1.8847e-05
3629 | 5.6433e-05 | 0.00010595 | 0.010396 | 3.0772 | 3.3524 | 3.0192 | 4.5523 | 5.227 | 4.4187 | 2.0322e-05
3630 | 6.3588e-05 | 0.0001079 | 0.023275 | 3.1992 | 3.3524 | 3.0192 | 4.8427 | 5.227 | 4.4187 | 2.1797e-05
3631 | 8.3308e-05 | 0.00011303 | 0.036313 | 3.3092 | 3.3524 | 3.0192 | 5.1162 | 5.227 | 4.4187 | 0.00055493
3632 | 3.8352e-05 | 9.9862e-05 | 0.053308 | 3.4325 | 3.3524 | 3.0192 | 5.4372 | 5.227 | 4.4187 | 0.0006254
3633 | 1.6735e-05 | 9.2354e-05 | 0.067516 | 3.5297 | 3.3524 | 3.0192 | 5.7016 | 5.227 | 4.4187 | 6.9489e-05
3634 | 2.0411e-05 | 9.2736e-05 | 0.065494 | 3.5774 | 3.3524 | 3.0192 | 5.8351 | 5.227 | 4.4187 | 9.4564e-05
3635 | 3.3126e-05 | 9.7966e-05 | 0.053828 | 3.6264 | 3.3538 | 3.0192 | 5.9751 | 5.2304 | 4.4187 | 8.8992e-05
3636 | 2.5124e-05 | 9.1096e-05 | 0.054636 | 3.6784 | 3.3538 | 3.0192 | 6.1266 | 5.2304 | 4.4187 | 6.2278e-05
3637 | 2.8332e-05 | 8.884e-05 | 0.060181 | 3.7567 | 3.3551 | 3.0192 | 6.3613 | 5.2338 | 4.4187 | 7.8175e-05
3638 | 2.6111e-05 | 8.7514e-05 | 0.050189 | 3.7784 | 3.3564 | 3.0192 | 6.4279 | 5.2373 | 4.4187 | 0.00010112
3639 | 2.1048e-05 | 8.3348e-05 | 0.036212 | 3.8227 | 3.3564 | 3.0192 | 6.5656 | 5.2373 | 4.4187 | 0.00028189
3640 | 1.7994e-05 | 8.3239e-05 | 0.02495 | 3.8418 | 3.3564 | 3.0192 | 6.6256 | 5.2373 | 4.4187 | 0.00027697
3641 | 1.3511e-05 | 8.5301e-05 | 0.015998 | 3.8124 | 3.3564 | 3.0192 | 6.5333 | 5.2373 | 4.4187 | 4.4742e-05
3642 | 2.1232e-05 | 8.8686e-05 | 0.0071231 | 3.6593 | 3.3564 | 3.0192 | 6.0706 | 5.2373 | 4.4187 | 3.6875e-05
3643 | 2.5892e-05 | 8.9705e-05 | 0.0020214 | 3.5195 | 3.3564 | 3.0192 | 5.6732 | 5.2373 | 4.4187 | 3.4744e-05
3644 | 3.6127e-05 | 9.4563e-05 | 0 | 3.3764 | 3.3564 | 3.0192 | 5.2893 | 5.2373 | 4.4187 | 0.00015094
3645 | 3.7098e-05 | 8.992e-05 | 0 | 3.281 | 3.3564 | 3.0192 | 5.0449 | 5.2373 | 4.4187 | 0.00015717
3646 | 3.7135e-05 | 9.3628e-05 | 0 | 3.2211 | 3.3564 | 3.0192 | 4.8962 | 5.2373 | 4.4187 | 0.00017651
3647 | 3.1553e-05 | 9.5169e-05 | 0 | 3.1788 | 3.3564 | 3.0192 | 4.7932 | 5.2373 | 4.4187 | 2.2125e-05
3648 | 3.5256e-05 | 9.8046e-05 | 0 | 3.1481 | 3.3577 | 3.0192 | 4.7194 | 5.2407 | 4.4187 | 1.9994e-05
3649 | 3.7912e-05 | 0.0001005 | 0 | 3.0941 | 3.3591 | 3.0192 | 4.5917 | 5.2442 | 4.4187 | 3.1303e-05
3650 | 4.1214e-05 | 0.00010214 | 0 | 3.0896 | 3.3591 | 3.0192 | 4.5811 | 5.2442 | 4.4187 | 1.3931e-05
3651 | 4.4001e-05 | 0.00010309 | 0.00017327 | 3.0728 | 3.3591 | 3.0192 | 4.542 | 5.2442 | 4.4187 | 2.8844e-05
3652 | 4.7022e-05 | 0.000104 | 0.0023102 | 3.0986 | 3.3591 | 3.0192 | 4.6023 | 5.2442 | 4.4187 | 1.4258e-05
3653 | 5.643e-05 | 0.00010681 | 0.0068728 | 3.167 | 3.3591 | 3.0192 | 4.7646 | 5.2442 | 4.4187 | 2.9992e-05
3654 | 5.5005e-05 | 0.00010638 | 0.015233 | 3.2621 | 3.3591 | 3.0192 | 4.9975 | 5.2442 | 4.4187 | 1.5569e-05
3655 | 5.7154e-05 | 0.00010691 | 0.025629 | 3.3791 | 3.3591 | 3.0192 | 5.2963 | 5.2442 | 4.4187 | 0.00059459
3656 | 5.3131e-05 | 0.00010529 | 0.023535 | 3.4691 | 3.3604 | 3.0192 | 5.5353 | 5.2476 | 4.4187 | 0.00059033
3657 | 1.4167e-05 | 9.1916e-05 | 0.030466 | 3.5609 | 3.3618 | 3.0192 | 5.7885 | 5.2511 | 4.4187 | 9.4072e-05
3658 | 1.9358e-05 | 9.2338e-05 | 0.036155 | 3.6499 | 3.3618 | 3.0192 | 6.043 | 5.2511 | 4.4187 | 7.5717e-05
3659 | 2.8412e-05 | 9.6404e-05 | 0.043749 | 3.77 | 3.3618 | 3.0192 | 6.4021 | 5.2511 | 4.4187 | 6.4408e-05
3660 | 2.4442e-05 | 9.0765e-05 | 0.053207 | 3.8558 | 3.3618 | 3.0192 | 6.6699 | 5.2511 | 4.4187 | 7.9814e-05
3661 | 2.8629e-05 | 8.8793e-05 | 0.048803 | 3.8664 | 3.3618 | 3.0192 | 6.7036 | 5.2511 | 4.4187 | 7.6208e-05
3662 | 2.8659e-05 | 8.8144e-05 | 0.042522 | 3.8876 | 3.3631 | 3.0192 | 6.7719 | 5.2546 | 4.4187 | 8.178e-05
3663 | 2.3135e-05 | 8.3848e-05 | 0.036674 | 3.8894 | 3.3631 | 3.0192 | 6.7777 | 5.2546 | 4.4187 | 0.00027615
3664 | 1.3237e-05 | 8.1681e-05 | 0.023752 | 3.9092 | 3.3631 | 3.0192 | 6.8417 | 5.2546 | 4.4187 | 0.00026861
3665 | 1.4152e-05 | 8.5357e-05 | 0.019059 | 3.809 | 3.3631 | 3.0192 | 6.5226 | 5.2546 | 4.4187 | 2.7861e-05
3666 | 1.1745e-05 | 8.5707e-05 | 0.0085477 | 3.7401 | 3.3644 | 3.0192 | 6.3109 | 5.258 | 4.4187 | 4.72e-05
3667 | 1.4183e-05 | 8.6061e-05 | 0.0023824 | 3.6094 | 3.3658 | 3.0192 | 5.9262 | 5.2615 | 4.4187 | 4.2611e-05
3668 | 3.5682e-05 | 9.429e-05 | 0 | 3.5078 | 3.3671 | 3.0192 | 5.6411 | 5.265 | 4.4187 | 0.00016962
3669 | 2.7031e-05 | 8.677e-05 | 0 | 3.3899 | 3.3671 | 3.0192 | 5.3246 | 5.265 | 4.4187 | 0.00016536
3670 | 1.3631e-05 | 8.6436e-05 | 0 | 3.359 | 3.3671 | 3.0192 | 5.2441 | 5.265 | 4.4187 | 0.00016307
3671 | 1.2824e-05 | 8.9414e-05 | 0 | 3.3092 | 3.3671 | 3.0192 | 5.1162 | 5.265 | 4.4187 | 1.6881e-05
3672 | 1.8216e-05 | 9.2798e-05 | 0 | 3.2533 | 3.3671 | 3.0192 | 4.9757 | 5.265 | 4.4187 | 1.4422e-05
3673 | 2.2722e-05 | 9.5812e-05 | 0 | 3.1992 | 3.3671 | 3.0192 | 4.8427 | 5.265 | 4.4187 | 8.1944e-06
3674 | 3.1617e-05 | 9.9127e-05 | 0 | 3.1634 | 3.3684 | 3.0192 | 4.756 | 5.2685 | 4.4187 | 9.5055e-06
3675 | 3.92e-05 | 0.00010151 | 0.00017327 | 3.1446 | 3.3684 | 3.0192 | 4.7111 | 5.2685 | 4.4187 | 5.4083e-06
3676 | 4.622e-05 | 0.00010362 | 0.0030321 | 3.1388 | 3.3698 | 3.0192 | 4.6972 | 5.272 | 4.4187 | 2.0486e-05
3677 | 6.722e-05 | 0.00010992 | 0.0091686 | 3.2162 | 3.3698 | 3.0192 | 4.8842 | 5.272 | 4.4187 | 1.0161e-05
3678 | 5.2208e-05 | 0.00010541 | 0.019853 | 3.3157 | 3.3698 | 3.0192 | 5.1326 | 5.272 | 4.4187 | 1.3275e-05
3679 | 4.4124e-05 | 0.00010286 | 0.025196 | 3.3859 | 3.3711 | 3.0192 | 5.314 | 5.2754 | 4.4187 | 0.00058443
3680 | 1.7052e-05 | 9.4339e-05 | 0.041078 | 3.479 | 3.3725 | 3.0192 | 5.5624 | 5.2789 | 4.4187 | 7.1619e-05
3681 | 1.1697e-05 | 9.1045e-05 | 0.055373 | 3.5684 | 3.3725 | 3.0192 | 5.8096 | 5.2789 | 4.4187 | 7.883e-05
3682 | 7.0954e-06 | 8.853e-05 | 0.062087 | 3.6672 | 3.3725 | 3.0192 | 6.0938 | 5.2789 | 4.4187 | 8.9647e-05
3683 | 1.2884e-05 | 9.1594e-05 | 0.063386 | 3.722 | 3.3738 | 3.0192 | 6.2564 | 5.2824 | 4.4187 | 9.0794e-05
3684 | 1.4963e-05 | 8.7816e-05 | 0.058621 | 3.7401 | 3.3738 | 3.0192 | 6.3109 | 5.2824 | 4.4187 | 0.00019781
3685 | 1.0492e-05 | 8.3217e-05 | 0.051883 | 3.7784 | 3.3738 | 3.0192 | 6.4279 | 5.2824 | 4.4187 | 8.9483e-05
3686 | 1.1354e-05 | 8.2813e-05 | 0.051691 | 3.8176 | 3.3752 | 3.0192 | 6.5494 | 5.286 | 4.4187 | 9.2925e-05
3687 | 1.2344e-05 | 8.0489e-05 | 0.04541 | 3.8141 | 3.3752 | 3.0192 | 6.5387 | 5.286 | 4.4187 | 6.9653e-05
3688 | 4.7159e-06 | 7.899e-05 | 0.041223 | 3.8349 | 3.3779 | 3.0192 | 6.6036 | 5.293 | 4.4187 | 7.6864e-05
3689 | 2.3147e-05 | 8.7918e-05 | 0.022163 | 3.8245 | 3.3779 | 3.0192 | 6.571 | 5.293 | 4.4187 | 7.08e-05
3690 | 1.9674e-05 | 8.7949e-05 | 0.011046 | 3.765 | 3.3779 | 3.0192 | 6.3867 | 5.293 | 4.4187 | 0.00025812
3691 | 1.9702e-05 | 8.7583e-05 | 0.0024546 | 3.6483 | 3.3779 | 3.0192 | 6.0384 | 5.293 | 4.4187 | 0.00023633
3692 | 1.437e-05 | 8.7756e-05 | 0.00014439 | 3.502 | 3.3792 | 3.0192 | 5.6252 | 5.2965 | 4.4187 | 0.00023289
3693 | 2.174e-05 | 8.5053e-05 | 0 | 3.3657 | 3.3792 | 3.0192 | 5.2614 | 5.2965 | 4.4187 | 0.00022649
3694 | 1.5274e-05 | 8.6789e-05 | 0 | 3.2785 | 3.3792 | 3.0192 | 5.0386 | 5.2965 | 4.4187 | 2.5403e-05
3695 | 1.6269e-05 | 9.0312e-05 | 0 | 3.2175 | 3.3806 | 3.0192 | 4.8872 | 5.3 | 4.4187 | 1.2456e-05
3696 | 2.2753e-05 | 9.4025e-05 | 0 | 3.18 | 3.3806 | 3.0192 | 4.7961 | 5.3 | 4.4187 | 1.7044e-05
3697 | 2.8206e-05 | 9.7323e-05 | 0 | 3.1146 | 3.3819 | 3.0192 | 4.6398 | 5.3036 | 4.4187 | 9.8333e-06
3698 | 3.48e-05 | 9.9951e-05 | 0 | 3.0806 | 3.3819 | 3.0192 | 4.5602 | 5.3036 | 4.4187 | 3.7694e-06
3699 | 4.1881e-05 | 0.00010219 | 0.00014439 | 3.0628 | 3.3819 | 3.0192 | 4.5188 | 5.3036 | 4.4187 | 5.0805e-06
3700 | 4.6353e-05 | 0.00010353 | 0.0015161 | 3.0606 | 3.3819 | 3.0192 | 4.5137 | 5.3036 | 4.4187 | 8.1944e-06
3701 | 7.1047e-05 | 0.00011094 | 0.0072194 | 3.1788 | 3.3833 | 3.0192 | 4.7932 | 5.3071 | 4.4187 | 1.1308e-05
3702 | 6.4754e-05 | 0.00010904 | 0.019565 | 3.3183 | 3.3846 | 3.0192 | 5.1393 | 5.3106 | 4.4187 | 5.0805e-06
3703 | 6.243e-05 | 0.00010822 | 0.034306 | 3.479 | 3.3846 | 3.0192 | 5.5624 | 5.3106 | 4.4187 | 0.00057836
3704 | 2.2817e-05 | 9.5938e-05 | 0.042306 | 3.6002 | 3.3846 | 3.0192 | 5.8999 | 5.3106 | 4.4187 | 5.818e-05
3705 | 1.3855e-05 | 9.1565e-05 | 0.04837 | 3.7041 | 3.386 | 3.0192 | 6.2029 | 5.3142 | 4.4187 | 7.0144e-05
3706 | 1.1992e-05 | 8.9867e-05 | 0.050824 | 3.8124 | 3.386 | 3.0192 | 6.5333 | 5.3142 | 4.4187 | 7.7028e-05
3707 | 1.8167e-05 | 9.303e-05 | 0.054939 | 3.8593 | 3.3887 | 3.0192 | 6.6811 | 5.3213 | 4.4187 | 6.4244e-05
3708 | 2.5264e-05 | 9.078e-05 | 0.057322 | 3.911 | 3.3887 | 3.0192 | 6.8475 | 5.3213 | 4.4187 | 0.00022125
3709 | 2.9495e-05 | 8.8785e-05 | 0.062448 | 4.009 | 3.39 | 3.0192 | 7.1741 | 5.3248 | 4.4187 | 8.0142e-05
3710 | 2.4519e-05 | 8.6635e-05 | 0.054001 | 3.992 | 3.39 | 3.0192 | 7.1165 | 5.3248 | 4.4187 | 7.8667e-05
3711 | 2.1488e-05 | 8.3105e-05 | 0.043677 | 4.0015 | 3.39 | 3.0192 | 7.1484 | 5.3248 | 4.4187 | 0.00010014
3712 | 1.8035e-05 | 8.2844e-05 | 0.029311 | 3.8279 | 3.3914 | 3.0192 | 6.5818 | 5.3284 | 4.4187 | 6.9325e-05
3713 | 2.385e-05 | 8.7992e-05 | 0.016316 | 3.7903 | 3.3928 | 3.0192 | 6.4644 | 5.332 | 4.4187 | 6.5228e-05
3714 | 2.1129e-05 | 8.8254e-05 | 0.0067573 | 3.7368 | 3.3928 | 3.0192 | 6.3009 | 5.332 | 4.4187 | 0.00021469
3715 | 3.4799e-05 | 9.198e-05 | 0.0023824 | 3.6202 | 3.3941 | 3.0192 | 5.9572 | 5.3356 | 4.4187 | 0.00019929
3716 | 3.0273e-05 | 9.2388e-05 | 7.2194e-05 | 3.5006 | 3.3941 | 3.0192 | 5.6212 | 5.3356 | 4.4187 | 0.00028451
3717 | 1.9328e-05 | 8.4197e-05 | 0 | 3.4159 | 3.3955 | 3.0192 | 5.393 | 5.3391 | 4.4187 | 0.00026173
3718 | 1.0798e-05 | 8.531e-05 | 0 | 3.3471 | 3.3955 | 3.0192 | 5.2132 | 5.3391 | 4.4187 | 1.3275e-05
3719 | 1.0993e-05 | 8.8595e-05 | 0 | 3.295 | 3.3955 | 3.0192 | 5.0803 | 5.3391 | 4.4187 | 1.0817e-05
3720 | 1.7652e-05 | 9.236e-05 | 0 | 3.2446 | 3.3955 | 3.0192 | 4.954 | 5.3391 | 4.4187 | 1.2947e-05
3721 | 2.1937e-05 | 9.5309e-05 | 0 | 3.2041 | 3.3955 | 3.0192 | 4.8545 | 5.3391 | 4.4187 | 1.2128e-05
3722 | 2.5825e-05 | 9.7126e-05 | 0 | 3.2029 | 3.3968 | 3.0192 | 4.8515 | 5.3427 | 4.4187 | 1.3931e-05
3723 | 2.9276e-05 | 9.8274e-05 | 0.00021658 | 3.1788 | 3.3982 | 3.0192 | 4.7932 | 5.3463 | 4.4187 | 1.8192e-05
3724 | 3.7184e-05 | 0.00010065 | 0.0024546 | 3.186 | 3.3982 | 3.0192 | 4.8106 | 5.3463 | 4.4187 | 1.1308e-05
3725 | 4.5876e-05 | 0.00010325 | 0.0085189 | 3.295 | 3.3996 | 3.0192 | 5.0803 | 5.3499 | 4.4187 | 1.2783e-05
3726 | 5.8982e-05 | 0.00010718 | 0.020936 | 3.4118 | 3.4023 | 3.0192 | 5.3821 | 5.3571 | 4.4187 | 9.9972e-06
3727 | 4.0862e-05 | 0.00010171 | 0.033642 | 3.502 | 3.4023 | 3.0192 | 5.6252 | 5.3571 | 4.4187 | 0.00056787
3728 | 1.4978e-05 | 9.3455e-05 | 0.045915 | 3.5956 | 3.4023 | 3.0192 | 5.8868 | 5.3571 | 4.4187 | 6.2278e-05
3729 | 9.4971e-06 | 9.0128e-05 | 0.049308 | 3.6625 | 3.4037 | 3.0192 | 6.0799 | 5.3607 | 4.4187 | 7.3258e-05
3730 | 1.0417e-05 | 8.9266e-05 | 0.049597 | 3.7533 | 3.405 | 3.0192 | 6.3511 | 5.3643 | 4.4187 | 7.1947e-05
3731 | 1.9424e-05 | 9.3262e-05 | 0.054939 | 3.7954 | 3.405 | 3.0192 | 6.4802 | 5.3643 | 4.4187 | 7.6208e-05
3732 | 2.2906e-05 | 8.9949e-05 | 0.067212 | 3.8262 | 3.4064 | 3.0192 | 6.5764 | 5.3679 | 4.4187 | 0.00022043
3733 | 2.9194e-05 | 8.8559e-05 | 0.06021 | 3.9182 | 3.4064 | 3.0192 | 6.8711 | 5.3679 | 4.4187 | 9.2925e-05
3734 | 3.4827e-05 | 8.9596e-05 | 0.065624 | 3.9419 | 3.4078 | 3.0192 | 6.949 | 5.3716 | 4.4187 | 9.9644e-05
3735 | 2.1232e-05 | 8.2907e-05 | 0.051258 | 3.9401 | 3.4078 | 3.0192 | 6.943 | 5.3716 | 4.4187 | 9.3089e-05
3736 | 1.4856e-05 | 8.1757e-05 | 0.040862 | 3.9382 | 3.4092 | 3.0192 | 6.9369 | 5.3752 | 4.4187 | 7.5225e-05
3737 | 3.1921e-05 | 9.0282e-05 | 0.026134 | 3.9255 | 3.4092 | 3.0192 | 6.8949 | 5.3752 | 4.4187 | 7.883e-05
3738 | 2.4705e-05 | 8.9195e-05 | 0.010612 | 3.8664 | 3.4105 | 3.0192 | 6.7036 | 5.3788 | 4.4187 | 0.00024305
3739 | 1.8618e-05 | 8.6996e-05 | 0.0027145 | 3.6928 | 3.4105 | 3.0192 | 6.1693 | 5.3788 | 4.4187 | 0.00023157
3740 | 2.2888e-05 | 9.0038e-05 | 0 | 3.4733 | 3.4105 | 3.0192 | 5.5469 | 5.3788 | 4.4187 | 0.00025075
3741 | 1.8749e-05 | 8.3896e-05 | 0 | 3.3751 | 3.4105 | 3.0192 | 5.2858 | 5.3788 | 4.4187 | 0.0002301
3742 | 7.0854e-06 | 8.4056e-05 | 0 | 3.2835 | 3.4105 | 3.0192 | 5.0513 | 5.3788 | 4.4187 | 1.2456e-05
3743 | 2.947e-06 | 8.6044e-05 | 0 | 3.2458 | 3.4119 | 3.0192 | 4.9571 | 5.3824 | 4.4187 | 1.4914e-05
3744 | 3.5476e-06 | 8.7993e-05 | 0 | 3.2696 | 3.4133 | 3.0192 | 5.0164 | 5.3861 | 4.4187 | 1.3275e-05
3745 | 2.9425e-06 | 8.9477e-05 | 0 | 3.2545 | 3.4133 | 3.0192 | 4.9788 | 5.3861 | 4.4187 | 1.5078e-05
3746 | 3.5134e-06 | 9.03e-05 | 0 | 3.2408 | 3.4133 | 3.0192 | 4.9448 | 5.3861 | 4.4187 | 1.1472e-05
3747 | 6.1759e-06 | 9.1212e-05 | 0.00021658 | 3.2089 | 3.4133 | 3.0192 | 4.8663 | 5.3861 | 4.4187 | 1.5733e-05
3748 | 8.31e-06 | 9.1858e-05 | 0.0025027 | 3.2053 | 3.416 | 3.0192 | 4.8574 | 5.3934 | 4.4187 | 1.0817e-05
3749 | 2.733e-05 | 9.7559e-05 | 0.0090242 | 3.2989 | 3.416 | 3.0192 | 5.09 | 5.3934 | 4.4187 | 1.4422e-05
3750 | 2.66e-05 | 9.7335e-05 | 0.022813 | 3.4325 | 3.416 | 3.0192 | 5.4372 | 5.3934 | 4.4187 | 1.0653e-05
3751 | 1.8636e-05 | 9.4905e-05 | 0.033714 | 3.5224 | 3.416 | 3.0192 | 5.6813 | 5.3934 | 4.4187 | 0.00058361
3752 | 1.5414e-05 | 9.3455e-05 | 0.045265 | 3.6079 | 3.4174 | 3.0192 | 5.9218 | 5.397 | 4.4187 | 7.1128e-05
3753 | 1.3995e-05 | 9.1348e-05 | 0.053351 | 3.7187 | 3.4188 | 3.0192 | 6.2466 | 5.4007 | 4.4187 | 8.2928e-05
3754 | 1.0077e-05 | 8.9033e-05 | 0.060859 | 3.792 | 3.4202 | 3.0192 | 6.4697 | 5.4044 | 4.4187 | 9.4072e-05
3755 | 1.8188e-05 | 9.2689e-05 | 0.070245 | 3.8593 | 3.4202 | 3.0192 | 6.6811 | 5.4044 | 4.4187 | 7.965e-05
3756 | 2.431e-05 | 9.0229e-05 | 0.066563 | 3.9291 | 3.4202 | 3.0192 | 6.9069 | 5.4044 | 4.4187 | 0.00020535
3757 | 3.5333e-05 | 9.0267e-05 | 0.076453 | 3.964 | 3.4202 | 3.0192 | 7.0225 | 5.4044 | 4.4187 | 8.8992e-05
3758 | 2.5888e-05 | 8.6775e-05 | 0.06317 | 4.0052 | 3.4216 | 3.0192 | 7.1612 | 5.408 | 4.4187 | 7.588e-05
3759 | 1.8272e-05 | 8.1898e-05 | 0.048009 | 4.0358 | 3.4216 | 3.0192 | 7.2657 | 5.408 | 4.4187 | 7.4405e-05
3760 | 2.7922e-05 | 8.5551e-05 | 0.031693 | 3.9092 | 3.4216 | 3.0192 | 6.8417 | 5.408 | 4.4187 | 7.2603e-05
3761 | 2.0406e-05 | 8.6687e-05 | 0.018482 | 3.7583 | 3.4229 | 3.0192 | 6.3663 | 5.4117 | 4.4187 | 6.2442e-05
3762 | 1.8911e-05 | 8.7325e-05 | 0.0091686 | 3.6752 | 3.4229 | 3.0192 | 6.1172 | 5.4117 | 4.4187 | 0.00021781
3763 | 3.441e-05 | 9.1605e-05 | 0.0023102 | 3.5865 | 3.4257 | 3.0192 | 5.8609 | 5.4191 | 4.4187 | 0.00027238
3764 | 3.1162e-05 | 9.2378e-05 | 0 | 3.5195 | 3.4257 | 3.0192 | 5.6732 | 5.4191 | 4.4187 | 0.00024977
3765 | 4.4488e-05 | 9.1493e-05 | 0 | 3.4591 | 3.4257 | 3.0192 | 5.5086 | 5.4191 | 4.4187 | 0.00022076
3766 | 3.3119e-05 | 9.1732e-05 | 0 | 3.4284 | 3.4257 | 3.0192 | 5.4261 | 5.4191 | 4.4187 | 1.0161e-05
3767 | 3.3726e-05 | 9.5145e-05 | 0 | 3.4077 | 3.4257 | 3.0192 | 5.3712 | 5.4191 | 4.4187 | 1.2292e-05
3768 | 3.8004e-05 | 9.8198e-05 | 0 | 3.3859 | 3.4271 | 3.0192 | 5.314 | 5.4228 | 4.4187 | 1.2456e-05
3769 | 4.1589e-05 | 0.00010094 | 0 | 3.3524 | 3.4271 | 3.0192 | 5.2269 | 5.4228 | 4.4187 | 1.2292e-05
3770 | 4.6346e-05 | 0.00010302 | 0 | 3.3405 | 3.4271 | 3.0192 | 5.1962 | 5.4228 | 4.4187 | 1.2947e-05
3771 | 4.8741e-05 | 0.00010385 | 0.00014439 | 3.3027 | 3.4271 | 3.0192 | 5.0998 | 5.4228 | 4.4187 | 1.0981e-05
3772 | 4.6164e-05 | 0.00010308 | 0.00283 | 3.2899 | 3.4285 | 3.0192 | 5.0674 | 5.4265 | 4.4187 | 2.1961e-05
3773 | 5.4875e-05 | 0.00010569 | 0.010973 | 3.3105 | 3.4285 | 3.0192 | 5.1195 | 5.4265 | 4.4187 | 1.0489e-05
3774 | 6.0107e-05 | 0.00010726 | 0.030755 | 3.3859 | 3.4313 | 3.0192 | 5.314 | 5.4339 | 4.4187 | 1.3931e-05
3775 | 4.4786e-05 | 0.00010261 | 0.045554 | 3.4691 | 3.4313 | 3.0192 | 5.5353 | 5.4339 | 4.4187 | 0.00059442
3776 | 1.8312e-05 | 9.4197e-05 | 0.058621 | 3.546 | 3.4313 | 3.0192 | 5.7468 | 5.4339 | 4.4187 | 7.0964e-05
3777 | 1.781e-05 | 9.2367e-05 | 0.075082 | 3.6218 | 3.4313 | 3.0192 | 5.9617 | 5.4339 | 4.4187 | 6.2442e-05
3778 | 1.4169e-05 | 9.0134e-05 | 0.071327 | 3.6609 | 3.4299 | 3.0192 | 6.0753 | 5.4302 | 4.4187 | 0.00010866
3779 | 2.0652e-05 | 9.3284e-05 | 0.087788 | 3.7368 | 3.4327 | 3.0192 | 6.3009 | 5.4376 | 4.4187 | 0.00010194
3780 | 2.8229e-05 | 9.1281e-05 | 0.078763 | 3.8039 | 3.4341 | 3.0192 | 6.5066 | 5.4413 | 4.4187 | 0.00021928
3781 | 2.7471e-05 | 8.7776e-05 | 0.063531 | 3.8664 | 3.4341 | 3.0192 | 6.7036 | 5.4413 | 4.4187 | 8.5058e-05
3782 | 2.7845e-05 | 8.7232e-05 | 0.060859 | 3.8314 | 3.4341 | 3.0192 | 6.5927 | 5.4413 | 4.4187 | 7.4242e-05
3783 | 3.0131e-05 | 8.5332e-05 | 0.049814 | 3.7483 | 3.4341 | 3.0192 | 6.336 | 5.4413 | 4.4187 | 7.5717e-05
3784 | 1.3836e-05 | 8.1196e-05 | 0.039634 | 3.709 | 3.4341 | 3.0192 | 6.2174 | 5.4413 | 4.4187 | 8.8336e-05
3785 | 2.2833e-05 | 8.7282e-05 | 0.026279 | 3.6436 | 3.4355 | 3.0192 | 6.0248 | 5.445 | 4.4187 | 7.2439e-05
3786 | 1.4991e-05 | 8.602e-05 | 0.0092408 | 3.588 | 3.4355 | 3.0192 | 5.8652 | 5.445 | 4.4187 | 0.00022879
3787 | 1.6143e-05 | 8.5996e-05 | 0.0022524 | 3.5356 | 3.4382 | 3.0192 | 5.718 | 5.4525 | 4.4187 | 0.00023059
3788 | 2.6892e-05 | 9.0961e-05 | 9.6258e-05 | 3.4479 | 3.4382 | 3.0192 | 5.4783 | 5.4525 | 4.4187 | 0.0002301
3789 | 2.4696e-05 | 8.543e-05 | 0 | 3.3805 | 3.4369 | 3.0192 | 5.2998 | 5.4488 | 4.4187 | 0.00023043
3790 | 1.8091e-05 | 8.7088e-05 | 0 | 3.3287 | 3.4369 | 3.0192 | 5.1659 | 5.4488 | 4.4187 | 1.4094e-05
3791 | 2.0882e-05 | 9.1157e-05 | 0 | 3.3431 | 3.4369 | 3.0192 | 5.203 | 5.4488 | 4.4187 | 1.2292e-05
3792 | 3.5108e-05 | 9.7197e-05 | 0 | 3.3366 | 3.4382 | 3.0192 | 5.1861 | 5.4525 | 4.4187 | 3.0156e-05
3793 | 3.8991e-05 | 0.00010003 | 0 | 3.3339 | 3.4382 | 3.0192 | 5.1793 | 5.4525 | 4.4187 | 2.36e-05
3794 | 4.2586e-05 | 0.00010176 | 0 | 3.2861 | 3.4396 | 3.0192 | 5.0578 | 5.4562 | 4.4187 | 3.6219e-05
3795 | 4.3928e-05 | 0.00010228 | 0.00021658 | 3.2646 | 3.4396 | 3.0192 | 5.0038 | 5.4562 | 4.4187 | 2.4419e-05
3796 | 4.457e-05 | 0.00010248 | 0.002599 | 3.2925 | 3.4396 | 3.0192 | 5.0738 | 5.4562 | 4.4187 | 1.9175e-05
3797 | 5.8107e-05 | 0.00010653 | 0.010252 | 3.3577 | 3.4382 | 3.0192 | 5.2406 | 5.4525 | 4.4187 | 1.2128e-05
3798 | 5.7706e-05 | 0.00010641 | 0.027 | 3.4008 | 3.4382 | 3.0192 | 5.3532 | 5.4525 | 4.4187 | 2.4256e-05
3799 | 6.5364e-05 | 0.0001086 | 0.037469 | 3.4634 | 3.4396 | 3.0192 | 5.52 | 5.4562 | 4.4187 | 0.00053297
3800 | 2.6791e-05 | 9.6612e-05 | 0.042161 | 3.5239 | 3.441 | 3.0192 | 5.6853 | 5.46 | 4.4187 | 0.00054919
3801 | 1.922e-05 | 9.2662e-05 | 0.046998 | 3.6218 | 3.4424 | 3.0192 | 5.9617 | 5.4637 | 4.4187 | 8.7517e-05
3802 | 2.6046e-05 | 9.3568e-05 | 0.062375 | 3.7073 | 3.4424 | 3.0192 | 6.2126 | 5.4637 | 4.4187 | 7.1128e-05
3803 | 2.3475e-05 | 9.3983e-05 | 0.072194 | 3.7801 | 3.4424 | 3.0192 | 6.4331 | 5.4637 | 4.4187 | 7.7355e-05
3804 | 2.5575e-05 | 9.0383e-05 | 0.07075 | 3.8314 | 3.4424 | 3.0192 | 6.5927 | 5.4637 | 4.4187 | 9.5219e-05
3805 | 2.6199e-05 | 8.7262e-05 | 0.067862 | 3.8523 | 3.4424 | 3.0192 | 6.6588 | 5.4637 | 4.4187 | 0.00010292
3806 | 4.6929e-05 | 9.2831e-05 | 0.056167 | 3.8734 | 3.441 | 3.0192 | 6.7262 | 5.46 | 4.4187 | 8.4894e-05
3807 | 2.5946e-05 | 8.3958e-05 | 0.049958 | 3.8107 | 3.4424 | 3.0192 | 6.5279 | 5.4637 | 4.4187 | 0.00028074
3808 | 1.3648e-05 | 8.1014e-05 | 0.042017 | 3.8056 | 3.4424 | 3.0192 | 6.5119 | 5.4637 | 4.4187 | 0.00026107
3809 | 1.6684e-05 | 8.5305e-05 | 0.027939 | 3.7717 | 3.4438 | 3.0192 | 6.4073 | 5.4675 | 4.4187 | 4.3758e-05
3810 | 3.3554e-05 | 9.1454e-05 | 0.009674 | 3.7057 | 3.4438 | 3.0192 | 6.2077 | 5.4675 | 4.4187 | 4.7036e-05
3811 | 3.4813e-05 | 9.1465e-05 | 0.0032728 | 3.6389 | 3.4438 | 3.0192 | 6.0111 | 5.4675 | 4.4187 | 5.2936e-05
3812 | 4.0709e-05 | 9.4927e-05 | 0.00017327 | 3.5093 | 3.4438 | 3.0192 | 5.6451 | 5.4675 | 4.4187 | 0.00016291
3813 | 3.6206e-05 | 8.8759e-05 | 0 | 3.4159 | 3.4424 | 3.0192 | 5.393 | 5.4637 | 4.4187 | 0.00013865
3814 | 2.7472e-05 | 8.9768e-05 | 0 | 3.3511 | 3.4424 | 3.0192 | 5.2234 | 5.4637 | 4.4187 | 0.00016241
3815 | 2.6076e-05 | 9.2582e-05 | 0 | 3.3027 | 3.4424 | 3.0192 | 5.0998 | 5.4637 | 4.4187 | 2.2289e-05
3816 | 2.9076e-05 | 9.5254e-05 | 0 | 3.2797 | 3.4424 | 3.0192 | 5.0418 | 5.4637 | 4.4187 | 1.4586e-05
3817 | 2.9424e-05 | 9.7026e-05 | 0 | 3.2273 | 3.4424 | 3.0192 | 4.9113 | 5.4637 | 4.4187 | 1.9011e-05
3818 | 3.0969e-05 | 9.8148e-05 | 0 | 3.2005 | 3.4424 | 3.0192 | 4.8456 | 5.4637 | 4.4187 | 3.245e-05
3819 | 3.2552e-05 | 9.8737e-05 | 0.00028878 | 3.18 | 3.4438 | 3.0192 | 4.7961 | 5.4675 | 4.4187 | 2.2781e-05
3820 | 3.822e-05 | 0.00010044 | 0.0032728 | 3.1944 | 3.4452 | 3.0192 | 4.831 | 5.4712 | 4.4187 | 3.1631e-05
3821 | 4.0059e-05 | 0.00010097 | 0.012345 | 3.317 | 3.4452 | 3.0192 | 5.136 | 5.4712 | 4.4187 | 1.7536e-05
3822 | 4.6431e-05 | 0.00010284 | 0.031549 | 3.4479 | 3.4452 | 3.0192 | 5.4783 | 5.4712 | 4.4187 | 1.9994e-05
3823 | 4.9642e-05 | 0.00010371 | 0.044327 | 3.5445 | 3.4452 | 3.0192 | 5.7427 | 5.4712 | 4.4187 | 0.00052543
3824 | 4.7056e-05 | 0.00010252 | 0.057899 | 3.6499 | 3.4438 | 3.0192 | 6.043 | 5.4675 | 4.4187 | 0.0005464
3825 | 1.6579e-05 | 9.1722e-05 | 0.069523 | 3.7236 | 3.4438 | 3.0192 | 6.2613 | 5.4675 | 4.4187 | 8.3092e-05
3826 | 3.2217e-05 | 9.5291e-05 | 0.079269 | 3.7734 | 3.4438 | 3.0192 | 6.4124 | 5.4675 | 4.4187 | 7.9158e-05
3827 | 2.3728e-05 | 9.3915e-05 | 0.075876 | 3.893 | 3.4438 | 3.0192 | 6.7892 | 5.4675 | 4.4187 | 7.1128e-05
3828 | 2.8412e-05 | 9.1112e-05 | 0.061292 | 3.9677 | 3.4452 | 3.0192 | 7.0348 | 5.4712 | 4.4187 | 9.1942e-05
3829 | 3.6777e-05 | 9.0304e-05 | 0.061798 | 4.0262 | 3.4452 | 3.0192 | 7.2327 | 5.4712 | 4.4187 | 8.5222e-05
3830 | 2.9048e-05 | 8.7339e-05 | 0.052557 | 4.0531 | 3.4467 | 3.0192 | 7.3257 | 5.475 | 4.4187 | 8.2436e-05
3831 | 1.7654e-05 | 8.1346e-05 | 0.033642 | 4.1322 | 3.4481 | 3.0192 | 7.6053 | 5.4788 | 4.4187 | 0.0002773
3832 | 1.4458e-05 | 8.1123e-05 | 0.030682 | 3.9883 | 3.4481 | 3.0192 | 7.1038 | 5.4788 | 4.4187 | 0.00031221
3833 | 1.2021e-05 | 8.377e-05 | 0.017976 | 3.9273 | 3.4467 | 3.0192 | 6.9009 | 5.475 | 4.4187 | 3.2778e-05
3834 | 1.0764e-05 | 8.4489e-05 | 0.0067862 | 3.8681 | 3.4467 | 3.0192 | 6.7092 | 5.475 | 4.4187 | 4.5397e-05
3835 | 1.9321e-05 | 8.669e-05 | 0.0024546 | 3.7583 | 3.4467 | 3.0192 | 6.3663 | 5.475 | 4.4187 | 3.6547e-05
3836 | 2.5221e-05 | 9.0146e-05 | 0 | 3.5609 | 3.4467 | 3.0192 | 5.7885 | 5.475 | 4.4187 | 0.00018782
3837 | 2.3481e-05 | 8.4817e-05 | 0 | 3.4676 | 3.4467 | 3.0192 | 5.5315 | 5.475 | 4.4187 | 0.00018257
3838 | 1.2729e-05 | 8.5211e-05 | 0 | 3.4242 | 3.4481 | 3.0192 | 5.415 | 5.4788 | 4.4187 | 0.00016356
3839 | 1.4011e-05 | 8.882e-05 | 0 | 3.4173 | 3.4481 | 3.0192 | 5.3967 | 5.4788 | 4.4187 | 3.4581e-05
3840 | 3.0941e-05 | 9.5667e-05 | 0 | 3.3899 | 3.4481 | 3.0192 | 5.3246 | 5.4788 | 4.4187 | 1.9831e-05
3841 | 4.0857e-05 | 0.00010028 | 0 | 3.3684 | 3.4481 | 3.0192 | 5.2683 | 5.4788 | 4.4187 | 2.0322e-05
3842 | 4.8153e-05 | 0.0001031 | 0 | 3.3339 | 3.4495 | 3.0192 | 5.1793 | 5.4825 | 4.4187 | 1.4586e-05
3843 | 5.2132e-05 | 0.00010437 | 0.00014439 | 3.3092 | 3.4495 | 3.0192 | 5.1162 | 5.4825 | 4.4187 | 1.7044e-05
3844 | 5.455e-05 | 0.00010504 | 0.0024257 | 3.3027 | 3.4495 | 3.0192 | 5.0998 | 5.4825 | 4.4187 | 2.36e-05
3845 | 7.9097e-05 | 0.0001123 | 0.0088798 | 3.3235 | 3.4495 | 3.0192 | 5.1525 | 5.4825 | 4.4187 | 2.9828e-05
3846 | 5.8837e-05 | 0.00010605 | 0.017615 | 3.4036 | 3.4509 | 3.0192 | 5.3604 | 5.4863 | 4.4187 | 2.4092e-05
3847 | 9.1521e-05 | 0.00011588 | 0.03126 | 3.4719 | 3.4523 | 3.0192 | 5.543 | 5.4901 | 4.4187 | 0.00054788
3848 | 2.6775e-05 | 9.6076e-05 | 0.043605 | 3.5371 | 3.4509 | 3.0192 | 5.7221 | 5.4863 | 4.4187 | 0.00058279
3849 | 1.8112e-05 | 9.1945e-05 | 0.056095 | 3.6546 | 3.4509 | 3.0192 | 6.0568 | 5.4863 | 4.4187 | 8.9647e-05
3850 | 2.7908e-05 | 9.3863e-05 | 0.060787 | 3.7567 | 3.4523 | 3.0192 | 6.3613 | 5.4901 | 4.4187 | 8.6042e-05
3851 | 3.0001e-05 | 9.5651e-05 | 0.067718 | 3.8948 | 3.4523 | 3.0192 | 6.795 | 5.4901 | 4.4187 | 6.6539e-05
3852 | 2.6553e-05 | 9.0425e-05 | 0.057177 | 3.9074 | 3.4537 | 3.0192 | 6.8358 | 5.4939 | 4.4187 | 7.1783e-05
3853 | 2.994e-05 | 8.8129e-05 | 0.062159 | 3.9456 | 3.4537 | 3.0192 | 6.9611 | 5.4939 | 4.4187 | 7.1455e-05
3854 | 2.5533e-05 | 8.6131e-05 | 0.055878 | 3.9715 | 3.4537 | 3.0192 | 7.0473 | 5.4939 | 4.4187 | 9.1286e-05
3855 | 1.811e-05 | 8.1365e-05 | 0.042306 | 3.9715 | 3.4537 | 3.0192 | 7.0473 | 5.4939 | 4.4187 | 0.00023829
3856 | 1.384e-05 | 8.0811e-05 | 0.031332 | 4.0071 | 3.4537 | 3.0192 | 7.1677 | 5.4939 | 4.4187 | 0.00030451
3857 | 1.512e-05 | 8.4571e-05 | 0.021514 | 3.9827 | 3.4551 | 3.0192 | 7.0849 | 5.4977 | 4.4187 | 4.9822e-05
3858 | 1.2997e-05 | 8.5031e-05 | 0.0076525 | 3.9364 | 3.4565 | 3.0192 | 6.9309 | 5.5015 | 4.4187 | 3.3269e-05
3859 | 1.3965e-05 | 8.4956e-05 | 0.0020214 | 3.8107 | 3.4565 | 3.0192 | 6.5279 | 5.5015 | 4.4187 | 4.9167e-05
3860 | 3.438e-05 | 9.2806e-05 | 0.00014439 | 3.6156 | 3.4565 | 3.0192 | 5.9439 | 5.5015 | 4.4187 | 0.00017274
3861 | 2.6333e-05 | 8.5532e-05 | 0 | 3.5669 | 3.4565 | 3.0192 | 5.8054 | 5.5015 | 4.4187 | 0.00018274
3862 | 1.1721e-05 | 8.4694e-05 | 0 | 3.4733 | 3.4579 | 3.0192 | 5.5469 | 5.5053 | 4.4187 | 0.00015324
3863 | 8.7285e-06 | 8.6918e-05 | 0 | 3.4145 | 3.4579 | 3.0192 | 5.3894 | 5.5053 | 4.4187 | 1.9503e-05
3864 | 9.9016e-06 | 8.8911e-05 | 0 | 3.3564 | 3.4579 | 3.0192 | 5.2372 | 5.5053 | 4.4187 | 1.0325e-05
3865 | 9.3756e-06 | 9.0169e-05 | 0 | 3.3657 | 3.4579 | 3.0192 | 5.2614 | 5.5053 | 4.4187 | 1.0161e-05
3866 | 9.8723e-06 | 9.0849e-05 | 0 | 3.3235 | 3.4607 | 3.0192 | 5.1525 | 5.5129 | 4.4187 | 9.1778e-06
3867 | 1.251e-05 | 8.9164e-05 | 0.00021658 | 3.2886 | 3.4607 | 3.0192 | 5.0642 | 5.5129 | 4.4187 | 1.2947e-05
3868 | 1.8546e-05 | 9.08e-05 | 0.0026952 | 3.2797 | 3.4607 | 3.0192 | 5.0418 | 5.5129 | 4.4187 | 1.1636e-05
3869 | 2.4173e-05 | 8.7163e-05 | 0.0079124 | 3.3248 | 3.4622 | 3.0192 | 5.1559 | 5.5167 | 4.4187 | 8.5222e-06
3870 | 2.8885e-05 | 8.6846e-05 | 0.020286 | 3.4242 | 3.4622 | 3.0192 | 5.415 | 5.5167 | 4.4187 | 1.5242e-05
3871 | 5.8834e-05 | 9.0769e-05 | 0.02996 | 3.5356 | 3.4622 | 3.0192 | 5.718 | 5.5167 | 4.4187 | 0.00053641
3872 | 3.0506e-05 | 8.9266e-05 | 0.035866 | 3.6249 | 3.4622 | 3.0192 | 5.9706 | 5.5167 | 4.4187 | 7.293e-05
3873 | 2.3079e-05 | 8.9763e-05 | 0.049741 | 3.7187 | 3.4622 | 3.0192 | 6.2466 | 5.5167 | 4.4187 | 6.6539e-05
3874 | 1.1977e-05 | 8.6404e-05 | 0.060643 | 3.8488 | 3.4636 | 3.0192 | 6.6477 | 5.5205 | 4.4187 | 7.7028e-05
3875 | 2.1491e-05 | 9.2226e-05 | 0.070317 | 3.92 | 3.465 | 3.0192 | 6.8771 | 5.5244 | 4.4187 | 8.9647e-05
3876 | 2.5963e-05 | 8.9823e-05 | 0.084828 | 3.9603 | 3.465 | 3.0192 | 7.0101 | 5.5244 | 4.4187 | 0.00017274
3877 | 3.5857e-05 | 8.9676e-05 | 0.075154 | 4.0377 | 3.465 | 3.0192 | 7.2723 | 5.5244 | 4.4187 | 9.653e-05
3878 | 2.5716e-05 | 8.6015e-05 | 0.07371 | 3.9566 | 3.465 | 3.0192 | 6.9978 | 5.5244 | 4.4187 | 9.7022e-05
3879 | 2.0074e-05 | 8.1744e-05 | 0.050969 | 3.9771 | 3.4664 | 3.0192 | 7.066 | 5.5282 | 4.4187 | 0.00010177
3880 | 1.4509e-05 | 8.0649e-05 | 0.030394 | 3.911 | 3.4664 | 3.0192 | 6.8475 | 5.5282 | 4.4187 | 6.49e-05
3881 | 2.9792e-05 | 8.8601e-05 | 0.024618 | 3.9182 | 3.4664 | 3.0192 | 6.8711 | 5.5282 | 4.4187 | 7.1292e-05
3882 | 1.1435e-05 | 8.4212e-05 | 0.010324 | 3.8331 | 3.4678 | 3.0192 | 6.5982 | 5.5321 | 4.4187 | 0.0002342
3883 | 1.4714e-05 | 8.4553e-05 | 0.0024835 | 3.7384 | 3.4693 | 3.0192 | 6.3059 | 5.5359 | 4.4187 | 0.00023633
3884 | 2.5741e-05 | 8.982e-05 | 0 | 3.5744 | 3.4707 | 3.0192 | 5.8266 | 5.5397 | 4.4187 | 0.00021535
3885 | 2.29e-05 | 8.3573e-05 | 0 | 3.4662 | 3.4707 | 3.0192 | 5.5277 | 5.5397 | 4.4187 | 0.00021519
3886 | 9.0151e-06 | 8.2901e-05 | 0 | 3.3913 | 3.4707 | 3.0192 | 5.3282 | 5.5397 | 4.4187 | 1.2456e-05
3887 | 7.3673e-06 | 8.331e-05 | 0 | 3.3644 | 3.4707 | 3.0192 | 5.2579 | 5.5397 | 4.4187 | 9.9972e-06
3888 | 1.0772e-05 | 8.4728e-05 | 0 | 3.317 | 3.4707 | 3.0192 | 5.136 | 5.5397 | 4.4187 | 9.5055e-06
3889 | 1.4504e-05 | 8.4562e-05 | 0 | 3.3131 | 3.4707 | 3.0192 | 5.126 | 5.5397 | 4.4187 | 2.1633e-05
3890 | 2.3218e-05 | 8.4331e-05 | 0 | 3.3157 | 3.4721 | 3.0192 | 5.1326 | 5.5436 | 4.4187 | 1.475e-05
3891 | 3.5855e-05 | 8.6991e-05 | 0.00021658 | 3.2899 | 3.4721 | 3.0192 | 5.0674 | 5.5436 | 4.4187 | 7.8667e-06
3892 | 4.5462e-05 | 8.9935e-05 | 0.0028878 | 3.3015 | 3.4735 | 3.0192 | 5.0966 | 5.5475 | 4.4187 | 1.2456e-05
3893 | 4.7773e-05 | 9.128e-05 | 0.009674 | 3.3577 | 3.4735 | 3.0192 | 5.2406 | 5.5475 | 4.4187 | 1.5897e-05
3894 | 5.1619e-05 | 9.248e-05 | 0.021153 | 3.4437 | 3.475 | 3.0192 | 5.467 | 5.5513 | 4.4187 | 1.3931e-05
3895 | 6.1608e-05 | 9.3665e-05 | 0.031404 | 3.5475 | 3.475 | 3.0192 | 5.751 | 5.5513 | 4.4187 | 0.00059606
3896 | 2.4248e-05 | 7.7674e-05 | 0.044616 | 3.6736 | 3.475 | 3.0192 | 6.1125 | 5.5513 | 4.4187 | 7.7847e-05
3897 | 1.1254e-05 | 7.994e-05 | 0.048586 | 3.7567 | 3.475 | 3.0192 | 6.3613 | 5.5513 | 4.4187 | 5.6705e-05
3898 | 8.8277e-06 | 8.2972e-05 | 0.058766 | 3.8279 | 3.4778 | 3.0192 | 6.5818 | 5.5591 | 4.4187 | 9.7678e-05
3899 | 2.3644e-05 | 8.9875e-05 | 0.054795 | 3.8418 | 3.4778 | 3.0192 | 6.6256 | 5.5591 | 4.4187 | 6.0967e-05
3900 | 3.3462e-05 | 9.1463e-05 | 0.047937 | 3.9346 | 3.4792 | 3.0192 | 6.9249 | 5.563 | 4.4187 | 0.00018306
3901 | 3.2327e-05 | 8.8422e-05 | 0.057177 | 3.9622 | 3.4792 | 3.0192 | 7.0163 | 5.563 | 4.4187 | 9.1286e-05
3902 | 2.6466e-05 | 8.614e-05 | 0.049814 | 3.9808 | 3.4792 | 3.0192 | 7.0786 | 5.563 | 4.4187 | 8.0305e-05
3903 | 1.9748e-05 | 8.1486e-05 | 0.033094 | 4.03 | 3.4792 | 3.0192 | 7.2458 | 5.563 | 4.4187 | 8.2436e-05
3904 | 1.7e-05 | 8.0885e-05 | 0.022524 | 4.0262 | 3.4792 | 3.0192 | 7.2327 | 5.563 | 4.4187 | 7.4733e-05
3905 | 3.3287e-05 | 8.9342e-05 | 0.016677 | 4.0205 | 3.4807 | 3.0192 | 7.2131 | 5.5669 | 4.4187 | 7.1947e-05
3906 | 1.7727e-05 | 8.5846e-05 | 0.009674 | 3.9659 | 3.4821 | 3.0192 | 7.0286 | 5.5708 | 4.4187 | 0.00021174
3907 | 1.4391e-05 | 8.4768e-05 | 0.002984 | 3.8159 | 3.4835 | 3.0192 | 6.544 | 5.5747 | 4.4187 | 0.00021896
3908 | 2.693e-05 | 8.9691e-05 | 7.2194e-05 | 3.5956 | 3.4835 | 3.0192 | 5.8868 | 5.5747 | 4.4187 | 0.00022076
3909 | 2.7884e-05 | 8.6289e-05 | 0 | 3.4676 | 3.4835 | 3.0192 | 5.5315 | 5.5747 | 4.4187 | 0.00023223
3910 | 1.6936e-05 | 8.4232e-05 | 0 | 3.4077 | 3.4835 | 3.0192 | 5.3712 | 5.5747 | 4.4187 | 1.2292e-05
3911 | 1.7027e-05 | 8.3446e-05 | 0 | 3.3352 | 3.4835 | 3.0192 | 5.1827 | 5.5747 | 4.4187 | 1.0489e-05
3912 | 2.5425e-05 | 8.4424e-05 | 0 | 3.2989 | 3.485 | 3.0192 | 5.09 | 5.5786 | 4.4187 | 9.5055e-06
3913 | 4.0622e-05 | 8.9074e-05 | 0 | 3.2646 | 3.4879 | 3.0192 | 5.0038 | 5.5864 | 4.4187 | 5.9e-06
3914 | 5.3674e-05 | 9.2543e-05 | 0 | 3.3053 | 3.4879 | 3.0192 | 5.1063 | 5.5864 | 4.4187 | 1.5078e-05
3915 | 6.4631e-05 | 9.634e-05 | 0.00014439 | 3.3144 | 3.4879 | 3.0192 | 5.1293 | 5.5864 | 4.4187 | 1.1144e-05
3916 | 6.7829e-05 | 9.7336e-05 | 0.0023824 | 3.3118 | 3.4893 | 3.0192 | 5.1227 | 5.5903 | 4.4187 | 1.9503e-05
3917 | 6.3355e-05 | 9.5826e-05 | 0.0071472 | 3.3832 | 3.4893 | 3.0192 | 5.3069 | 5.5903 | 4.4187 | 7.7028e-06
3918 | 7.6834e-05 | 9.99e-05 | 0.015955 | 3.5049 | 3.4893 | 3.0192 | 5.6331 | 5.5903 | 4.4187 | 1.5078e-05
3919 | 4.1097e-05 | 8.7107e-05 | 0.028661 | 3.6156 | 3.4893 | 3.0192 | 5.9439 | 5.5903 | 4.4187 | 0.00058361
3920 | 1.6445e-05 | 7.9763e-05 | 0.041728 | 3.7025 | 3.4907 | 3.0192 | 6.1981 | 5.5942 | 4.4187 | 8.5222e-05
3921 | 1.4995e-05 | 8.0045e-05 | 0.052701 | 3.8107 | 3.4907 | 3.0192 | 6.5279 | 5.5942 | 4.4187 | 9.2433e-05
3922 | 1.3066e-05 | 7.8749e-05 | 0.071833 | 3.8984 | 3.4922 | 3.0192 | 6.8066 | 5.5982 | 4.4187 | 7.9486e-05
3923 | 1.9829e-05 | 8.413e-05 | 0.082012 | 3.9328 | 3.4936 | 3.0192 | 6.9188 | 5.6021 | 4.4187 | 7.9814e-05
3924 | 3.4427e-05 | 8.5687e-05 | 0.075154 | 3.9789 | 3.4936 | 3.0192 | 7.0723 | 5.6021 | 4.4187 | 0.00017798
3925 | 3.2299e-05 | 8.6675e-05 | 0.064469 | 4.0551 | 3.4951 | 3.0192 | 7.3325 | 5.6061 | 4.4187 | 7.4078e-05
3926 | 2.7939e-05 | 8.4892e-05 | 0.055878 | 4.0982 | 3.4951 | 3.0192 | 7.4839 | 5.6061 | 4.4187 | 8.2928e-05
3927 | 2.0989e-05 | 8.125e-05 | 0.040573 | 4.1122 | 3.4951 | 3.0192 | 7.5334 | 5.6061 | 4.4187 | 7.2603e-05
3928 | 3.8557e-05 | 8.6963e-05 | 0.025196 | 4.0864 | 3.4951 | 3.0192 | 7.442 | 5.6061 | 4.4187 | 7.8994e-05
3929 | 1.5103e-05 | 8.3623e-05 | 0.019348 | 4.0531 | 3.4951 | 3.0192 | 7.3257 | 5.6061 | 4.4187 | 7.2111e-05
3930 | 1.0933e-05 | 8.3789e-05 | 0.007436 | 3.9677 | 3.4965 | 3.0192 | 7.0348 | 5.61 | 4.4187 | 0.00023387
3931 | 1.8291e-05 | 8.537e-05 | 0.0025268 | 3.8193 | 3.4979 | 3.0192 | 6.5548 | 5.614 | 4.4187 | 0.0002555
3932 | 3.0982e-05 | 9.1174e-05 | 0.00014439 | 3.6295 | 3.4994 | 3.0192 | 5.9841 | 5.6179 | 4.4187 | 0.00023518
3933 | 3.9345e-05 | 9.0101e-05 | 0 | 3.4905 | 3.4994 | 3.0192 | 5.5936 | 5.6179 | 4.4187 | 0.00024026
3934 | 3.2603e-05 | 8.7187e-05 | 0 | 3.4339 | 3.4994 | 3.0192 | 5.4409 | 5.6179 | 4.4187 | 1.0161e-05
3935 | 2.9304e-05 | 8.6666e-05 | 0 | 3.3818 | 3.4994 | 3.0192 | 5.3034 | 5.6179 | 4.4187 | 9.5055e-06
3936 | 4.4887e-05 | 9.1085e-05 | 0 | 3.2899 | 3.4994 | 3.0192 | 5.0674 | 5.6179 | 4.4187 | 1.1308e-05
3937 | 5.4911e-05 | 9.3038e-05 | 0 | 3.3105 | 3.5008 | 3.0192 | 5.1195 | 5.6219 | 4.4187 | 1.4914e-05
3938 | 5.7799e-05 | 9.4283e-05 | 0 | 3.2709 | 3.5037 | 3.0192 | 5.0195 | 5.6299 | 4.4187 | 1.4258e-05
3939 | 6.4817e-05 | 9.6175e-05 | 0.00021658 | 3.2175 | 3.5037 | 3.0192 | 4.8872 | 5.6299 | 4.4187 | 6.3917e-06
3940 | 6.9246e-05 | 9.745e-05 | 0.0023102 | 3.2458 | 3.5052 | 3.0192 | 4.9571 | 5.6338 | 4.4187 | 1.2128e-05
3941 | 6.5441e-05 | 9.6111e-05 | 0.0062809 | 3.3235 | 3.5052 | 3.0192 | 5.1525 | 5.6338 | 4.4187 | 4.2611e-06
3942 | 7.937e-05 | 0.00010074 | 0.014367 | 3.4409 | 3.5052 | 3.0192 | 5.4595 | 5.6338 | 4.4187 | 1.2128e-05
3943 | 5.2373e-05 | 9.0532e-05 | 0.023607 | 3.5239 | 3.5052 | 3.0192 | 5.6853 | 5.6338 | 4.4187 | 0.00051838
3944 | 3.361e-05 | 8.0824e-05 | 0.034003 | 3.5926 | 3.5052 | 3.0192 | 5.8782 | 5.6338 | 4.4187 | 5.6869e-05
3945 | 2.311e-05 | 8.0866e-05 | 0.035952 | 3.6784 | 3.5081 | 3.0192 | 6.1266 | 5.6418 | 4.4187 | 8.7189e-05
3946 | 1.3132e-05 | 8.2252e-05 | 0.043966 | 3.7533 | 3.5081 | 3.0192 | 6.3511 | 5.6418 | 4.4187 | 7.4569e-05
3947 | 2.0673e-05 | 8.7029e-05 | 0.038912 | 3.7401 | 3.511 | 3.0192 | 6.3109 | 5.6498 | 4.4187 | 8.6205e-05
3948 | 2.9746e-05 | 8.7456e-05 | 0.041078 | 3.7971 | 3.511 | 3.0192 | 6.4855 | 5.6498 | 4.4187 | 0.00023534
3949 | 3.3838e-05 | 8.6897e-05 | 0.033859 | 3.9182 | 3.511 | 3.0192 | 6.8711 | 5.6498 | 4.4187 | 7.4733e-05
3950 | 2.8067e-05 | 8.4645e-05 | 0.022236 | 3.8787 | 3.5125 | 3.0192 | 6.7433 | 5.6538 | 4.4187 | 7.4405e-05
3951 | 3.0199e-05 | 8.3074e-05 | 0.023968 | 3.9328 | 3.5139 | 3.0192 | 6.9188 | 5.6579 | 4.4187 | 7.9978e-05
3952 | 1.691e-05 | 7.9213e-05 | 0.0099627 | 3.8859 | 3.5139 | 3.0192 | 6.7662 | 5.6579 | 4.4187 | 4.2775e-05
3953 | 1.4386e-05 | 8.1746e-05 | 0.0061798 | 3.8193 | 3.5154 | 3.0192 | 6.5548 | 5.6619 | 4.4187 | 7.2439e-05
3954 | 1.17e-05 | 8.2364e-05 | 0.0054867 | 3.7351 | 3.5154 | 3.0192 | 6.296 | 5.6619 | 4.4187 | 0.00023354
3955 | 1.8585e-05 | 8.6328e-05 | 0.0015883 | 3.6389 | 3.5168 | 3.0192 | 6.0111 | 5.6659 | 4.4187 | 0.00023452
3956 | 4.7204e-05 | 9.5566e-05 | 0.00021658 | 3.4862 | 3.5168 | 3.0192 | 5.5818 | 5.6659 | 4.4187 | 0.00022158
3957 | 2.6231e-05 | 8.4489e-05 | 0 | 3.3832 | 3.5168 | 3.0192 | 5.3069 | 5.6659 | 4.4187 | 0.00020617
3958 | 1.7536e-05 | 8.1702e-05 | 0 | 3.2989 | 3.5168 | 3.0192 | 5.09 | 5.6659 | 4.4187 | 7.8667e-06
3959 | 1.7747e-05 | 8.2666e-05 | 0 | 3.2621 | 3.5183 | 3.0192 | 4.9975 | 5.6699 | 4.4187 | 1.0161e-05
3960 | 2.5542e-05 | 8.3716e-05 | 0 | 3.2017 | 3.5183 | 3.0192 | 4.8486 | 5.6699 | 4.4187 | 1.9994e-05
3961 | 3.607e-05 | 8.7183e-05 | 0 | 3.1872 | 3.5198 | 3.0192 | 4.8135 | 5.674 | 4.4187 | 2.8189e-05
3962 | 4.318e-05 | 8.9245e-05 | 0 | 3.1599 | 3.5198 | 3.0192 | 4.7475 | 5.674 | 4.4187 | 2.1469e-05
3963 | 4.744e-05 | 9.092e-05 | 0.00028878 | 3.14 | 3.5212 | 3.0192 | 4.6999 | 5.678 | 4.4187 | 2.4419e-05
3964 | 5.4529e-05 | 9.2713e-05 | 0.002984 | 3.1575 | 3.5212 | 3.0192 | 4.7419 | 5.678 | 4.4187 | 2.1469e-05
3965 | 5.5894e-05 | 9.3359e-05 | 0.011479 | 3.2658 | 3.5212 | 3.0192 | 5.0069 | 5.678 | 4.4187 | 2.36e-05
3966 | 7.4016e-05 | 9.8689e-05 | 0.027361 | 3.3684 | 3.5212 | 3.0192 | 5.2683 | 5.678 | 4.4187 | 1.3603e-05
3967 | 5.1442e-05 | 9.054e-05 | 0.042955 | 3.4507 | 3.5242 | 3.0192 | 5.4858 | 5.6861 | 4.4187 | 0.00056738
3968 | 2.716e-05 | 7.9658e-05 | 0.053784 | 3.5401 | 3.5227 | 3.0192 | 5.7303 | 5.6821 | 4.4187 | 0.00057771
3969 | 1.3115e-05 | 7.7992e-05 | 0.062303 | 3.642 | 3.5227 | 3.0192 | 6.0202 | 5.6821 | 4.4187 | 8.9975e-05
3970 | 1.543e-05 | 8.3414e-05 | 0.078114 | 3.6609 | 3.5242 | 3.0192 | 6.0753 | 5.6861 | 4.4187 | 7.7355e-05
3971 | 2.4372e-05 | 8.8338e-05 | 0.077969 | 3.6816 | 3.5256 | 3.0192 | 6.136 | 5.6902 | 4.4187 | 8.6205e-05
3972 | 2.3806e-05 | 8.5637e-05 | 0.073132 | 3.7767 | 3.5256 | 3.0192 | 6.4228 | 5.6902 | 4.4187 | 6.5392e-05
3973 | 3.0407e-05 | 8.538e-05 | 0.083673 | 3.7784 | 3.5271 | 3.0192 | 6.4279 | 5.6943 | 4.4187 | 9.2433e-05
3974 | 3.7671e-05 | 8.7231e-05 | 0.078186 | 3.8436 | 3.5256 | 3.0192 | 6.6311 | 5.6902 | 4.4187 | 9.9644e-05
3975 | 1.9837e-05 | 7.9703e-05 | 0.051402 | 3.8699 | 3.5256 | 3.0192 | 6.7149 | 5.6902 | 4.4187 | 0.00022797
3976 | 1.7388e-05 | 7.9064e-05 | 0.036025 | 3.9002 | 3.5256 | 3.0192 | 6.8124 | 5.6902 | 4.4187 | 0.00028681
3977 | 1.0898e-05 | 8.0677e-05 | 0.027578 | 3.8841 | 3.5271 | 3.0192 | 6.7604 | 5.6943 | 4.4187 | 4.9003e-05
3978 | 2.0674e-05 | 8.51e-05 | 0.011262 | 3.8366 | 3.5271 | 3.0192 | 6.6091 | 5.6943 | 4.4187 | 4.048e-05
3979 | 1.8793e-05 | 8.4818e-05 | 0.0031043 | 3.7253 | 3.5271 | 3.0192 | 6.2663 | 5.6943 | 4.4187 | 3.4581e-05
3980 | 2.2523e-05 | 8.8236e-05 | 7.2194e-05 | 3.5136 | 3.5271 | 3.0192 | 5.6571 | 5.6943 | 4.4187 | 0.00016258
3981 | 3.504e-05 | 8.8263e-05 | 0 | 3.355 | 3.5286 | 3.0192 | 5.2337 | 5.6984 | 4.4187 | 0.00019437
3982 | 1.4819e-05 | 8.2009e-05 | 0 | 3.3183 | 3.5286 | 3.0192 | 5.1393 | 5.6984 | 4.4187 | 0.0001575
3983 | 1.5529e-05 | 8.2181e-05 | 0 | 3.2886 | 3.5286 | 3.0192 | 5.0642 | 5.6984 | 4.4187 | 1.8192e-05
3984 | 2.2116e-05 | 8.1829e-05 | 0 | 3.2772 | 3.5286 | 3.0192 | 5.0354 | 5.6984 | 4.4187 | 1.8028e-05
3985 | 2.6804e-05 | 8.4512e-05 | 0 | 3.2533 | 3.5286 | 3.0192 | 4.9757 | 5.6984 | 4.4187 | 2.0814e-05
3986 | 3.1156e-05 | 8.5295e-05 | 0 | 3.2446 | 3.53 | 3.0192 | 4.954 | 5.7024 | 4.4187 | 2.065e-05
3987 | 3.6849e-05 | 8.7502e-05 | 0.00021658 | 3.2175 | 3.53 | 3.0192 | 4.8872 | 5.7024 | 4.4187 | 2.5567e-05
3988 | 4.3994e-05 | 8.9365e-05 | 0.0024257 | 3.2595 | 3.53 | 3.0192 | 4.9913 | 5.7024 | 4.4187 | 2.2944e-05
3989 | 6.3942e-05 | 9.5631e-05 | 0.0072194 | 3.3981 | 3.53 | 3.0192 | 5.346 | 5.7024 | 4.4187 | 1.9831e-05
3990 | 5.4724e-05 | 9.2806e-05 | 0.018121 | 3.4776 | 3.53 | 3.0192 | 5.5585 | 5.7024 | 4.4187 | 1.7044e-05
3991 | 6.0553e-05 | 9.2991e-05 | 0.025918 | 3.5835 | 3.53 | 3.0192 | 5.8523 | 5.7024 | 4.4187 | 0.00049986
3992 | 3.8179e-05 | 8.5941e-05 | 0.041728 | 3.7318 | 3.5315 | 3.0192 | 6.286 | 5.7065 | 4.4187 | 0.00054247
3993 | 2.3539e-05 | 8.2311e-05 | 0.042883 | 3.8418 | 3.5315 | 3.0192 | 6.6256 | 5.7065 | 4.4187 | 7.883e-05
3994 | 1.966e-05 | 8.0309e-05 | 0.055012 | 3.9529 | 3.5315 | 3.0192 | 6.9855 | 5.7065 | 4.4187 | 9.1942e-05
3995 | 2.6497e-05 | 8.6178e-05 | 0.067934 | 3.9996 | 3.5315 | 3.0192 | 7.142 | 5.7065 | 4.4187 | 6.6047e-05
3996 | 2.6541e-05 | 8.4859e-05 | 0.063097 | 4.0493 | 3.5315 | 3.0192 | 7.3123 | 5.7065 | 4.4187 | 9.1778e-05
3997 | 2.7688e-05 | 8.429e-05 | 0.050969 | 4.1161 | 3.5315 | 3.0192 | 7.5477 | 5.7065 | 4.4187 | 7.5717e-05
3998 | 2.6497e-05 | 8.4162e-05 | 0.040501 | 4.2123 | 3.5315 | 3.0192 | 7.8992 | 5.7065 | 4.4187 | 6.8833e-05
3999 | 4.0598e-05 | 8.7104e-05 | 0.03949 | 4.2123 | 3.5315 | 3.0192 | 7.8992 | 5.7065 | 4.4187 | 0.00026452
4000 | 1.4637e-05 | 7.6926e-05 | 0.026351 | 4.2123 | 3.5315 | 3.0192 | 7.8992 | 5.7065 | 4.4187 | 0.0002673
4001 | 1.1575e-05 | 7.669e-05 | 0.02007 | 4.1403 | 3.533 | 3.0192 | 7.6344 | 5.7106 | 4.4187 | 2.4419e-05
4002 | 1.3969e-05 | 8.0255e-05 | 0.010107 | 4.057 | 3.533 | 3.0192 | 7.3392 | 5.7106 | 4.4187 | 3.3761e-05
4003 | 1.6171e-05 | 8.6901e-05 | 0.0026712 | 3.9038 | 3.533 | 3.0192 | 6.8241 | 5.7106 | 4.4187 | 4.72e-05
4004 | 2.7432e-05 | 8.4812e-05 | 0.00017327 | 3.6832 | 3.5345 | 3.0192 | 6.1408 | 5.7147 | 4.4187 | 0.00018847
4005 | 3.1949e-05 | 8.5891e-05 | 0 | 3.5415 | 3.5345 | 3.0192 | 5.7344 | 5.7147 | 4.4187 | 0.00018175
4006 | 1.3425e-05 | 8.0449e-05 | 0 | 3.4862 | 3.5345 | 3.0192 | 5.5818 | 5.7147 | 4.4187 | 0.00016356
4007 | 1.5116e-05 | 8.081e-05 | 0 | 3.4187 | 3.5345 | 3.0192 | 5.4004 | 5.7147 | 4.4187 | 2.1633e-05
4008 | 2.6303e-05 | 8.4213e-05 | 0 | 3.3845 | 3.5345 | 3.0192 | 5.3104 | 5.7147 | 4.4187 | 6.3917e-06
4009 | 3.8945e-05 | 8.8042e-05 | 0 | 3.3657 | 3.5345 | 3.0192 | 5.2614 | 5.7147 | 4.4187 | 8.85e-06
4010 | 4.6744e-05 | 8.9344e-05 | 0 | 3.3497 | 3.5345 | 3.0192 | 5.22 | 5.7147 | 4.4187 | 1.0161e-05
4011 | 5.4035e-05 | 9.1915e-05 | 0.00021658 | 3.3313 | 3.5345 | 3.0192 | 5.1726 | 5.7147 | 4.4187 | 1.77e-05
4012 | 5.7915e-05 | 9.2535e-05 | 0.0021658 | 3.3764 | 3.5359 | 3.0192 | 5.2893 | 5.7188 | 4.4187 | 1.5078e-05
4013 | 6.8695e-05 | 9.6825e-05 | 0.0099627 | 3.4145 | 3.5359 | 3.0192 | 5.3894 | 5.7188 | 4.4187 | 8.3583e-06
4014 | 4.7352e-05 | 9.0395e-05 | 0.023391 | 3.4776 | 3.5374 | 3.0192 | 5.5585 | 5.7229 | 4.4187 | 7.8667e-06
4015 | 2.7818e-05 | 8.3478e-05 | 0.040212 | 3.5624 | 3.5374 | 3.0192 | 5.7927 | 5.7229 | 4.4187 | 0.00050969
4016 | 1.2492e-05 | 7.8499e-05 | 0.050463 | 3.6609 | 3.5374 | 3.0192 | 6.0753 | 5.7229 | 4.4187 | 7.9158e-05
4017 | 5.2938e-06 | 7.6321e-05 | 0.050536 | 3.7567 | 3.5374 | 3.0192 | 6.3613 | 5.7229 | 4.4187 | 7.3586e-05
4018 | 4.7596e-06 | 7.5321e-05 | 0.043461 | 3.7533 | 3.5374 | 3.0192 | 6.3511 | 5.7229 | 4.4187 | 8.2436e-05
4019 | 1.0093e-05 | 7.8977e-05 | 0.046348 | 3.8558 | 3.5374 | 3.0192 | 6.6699 | 5.7229 | 4.4187 | 8.7189e-05
4020 | 1.181e-05 | 7.9548e-05 | 0.060137 | 3.9346 | 3.5404 | 3.0192 | 6.9249 | 5.7312 | 4.4187 | 0.0001634
4021 | 1.9295e-05 | 8.1466e-05 | 0.047287 | 4.0358 | 3.5404 | 3.0192 | 7.2657 | 5.7312 | 4.4187 | 9.4072e-05
4022 | 9.4551e-06 | 7.8316e-05 | 0.041511 | 4.0687 | 3.5404 | 3.0192 | 7.38 | 5.7312 | 4.4187 | 7.3258e-05
4023 | 9.6943e-06 | 7.6474e-05 | 0.029238 | 4.0963 | 3.5419 | 3.0192 | 7.4769 | 5.7353 | 4.4187 | 8.4567e-05
4024 | 8.7174e-06 | 7.5782e-05 | 0.019637 | 4.1002 | 3.5419 | 3.0192 | 7.4909 | 5.7353 | 4.4187 | 7.1619e-05
4025 | 2.5086e-05 | 8.3286e-05 | 0.01581 | 4.0903 | 3.5419 | 3.0192 | 7.4559 | 5.7353 | 4.4187 | 8.0142e-05
4026 | 2.0227e-05 | 8.374e-05 | 0.008721 | 3.9789 | 3.5419 | 3.0192 | 7.0723 | 5.7353 | 4.4187 | 0.00023698
4027 | 2.1888e-05 | 8.8285e-05 | 0.0028878 | 3.8505 | 3.5419 | 3.0192 | 6.6532 | 5.7353 | 4.4187 | 0.00020863
4028 | 1.151e-05 | 8.1278e-05 | 0.00014439 | 3.7269 | 3.5419 | 3.0192 | 6.2712 | 5.7353 | 4.4187 | 0.00026026
4029 | 1.2936e-05 | 7.989e-05 | 0 | 3.6768 | 3.5434 | 3.0192 | 6.1219 | 5.7394 | 4.4187 | 0.0001965
4030 | 5.3076e-06 | 7.7695e-05 | 0 | 3.6094 | 3.5463 | 3.0192 | 5.9262 | 5.7477 | 4.4187 | 1.4094e-05
4031 | 2.7299e-06 | 7.76e-05 | 0 | 3.5594 | 3.5463 | 3.0192 | 5.7843 | 5.7477 | 4.4187 | 1.1144e-05
4032 | 4.3123e-06 | 7.7134e-05 | 0 | 3.4648 | 3.5463 | 3.0192 | 5.5238 | 5.7477 | 4.4187 | 8.6861e-06
4033 | 3.9065e-06 | 7.7892e-05 | 0 | 3.3818 | 3.5463 | 3.0192 | 5.3034 | 5.7477 | 4.4187 | 1.2292e-05
4034 | 4.744e-06 | 7.6707e-05 | 0 | 3.3222 | 3.5463 | 3.0192 | 5.1492 | 5.7477 | 4.4187 | 7.5389e-06
4035 | 6.7398e-06 | 7.8e-05 | 0.00021658 | 3.2989 | 3.5463 | 3.0192 | 5.09 | 5.7477 | 4.4187 | 1.6225e-05
4036 | 8.0383e-06 | 7.7128e-05 | 0.0024257 | 3.3222 | 3.5463 | 3.0192 | 5.1492 | 5.7477 | 4.4187 | 1.1636e-05
4037 | 1.8602e-05 | 8.1703e-05 | 0.0094574 | 3.4606 | 3.5478 | 3.0192 | 5.5124 | 5.7519 | 4.4187 | 8.6861e-06
4038 | 3.4743e-05 | 8.5706e-05 | 0.021008 | 3.6141 | 3.5493 | 3.0192 | 5.9395 | 5.756 | 4.4187 | 1.8356e-05
4039 | 2.3596e-05 | 8.2335e-05 | 0.029383 | 3.7122 | 3.5493 | 3.0192 | 6.2271 | 5.756 | 4.4187 | 0.00057492
4040 | 7.9278e-06 | 7.4584e-05 | 0.038768 | 3.8124 | 3.5493 | 3.0192 | 6.5333 | 5.756 | 4.4187 | 7.6864e-05
4041 | 9.0011e-06 | 7.462e-05 | 0.04606 | 3.9038 | 3.5493 | 3.0192 | 6.8241 | 5.756 | 4.4187 | 6.1622e-05
4042 | 1.1496e-05 | 7.6676e-05 | 0.056239 | 3.9939 | 3.5508 | 3.0192 | 7.1228 | 5.7602 | 4.4187 | 9.2433e-05
4043 | 1.6641e-05 | 8.2598e-05 | 0.067429 | 4.1022 | 3.5523 | 3.0192 | 7.498 | 5.7644 | 4.4187 | 8.9155e-05
4044 | 2.5995e-05 | 8.4416e-05 | 0.068007 | 4.1811 | 3.5523 | 3.0192 | 7.7835 | 5.7644 | 4.4187 | 0.00020896
4045 | 3.2893e-05 | 8.6013e-05 | 0.074721 | 4.2934 | 3.5538 | 3.0192 | 8.2082 | 5.7685 | 4.4187 | 8.4894e-05
4046 | 2.7867e-05 | 8.4194e-05 | 0.061076 | 4.344 | 3.5538 | 3.0192 | 8.4073 | 5.7685 | 4.4187 | 7.6864e-05
4047 | 1.883e-05 | 7.9736e-05 | 0.04245 | 4.38 | 3.5538 | 3.0192 | 8.5516 | 5.7685 | 4.4187 | 7.7519e-05
4048 | 1.5332e-05 | 7.8936e-05 | 0.027073 | 4.3732 | 3.5538 | 3.0192 | 8.5242 | 5.7685 | 4.4187 | 7.9486e-05
4049 | 2.2092e-05 | 8.4441e-05 | 0.018337 | 4.3087 | 3.5538 | 3.0192 | 8.2678 | 5.7685 | 4.4187 | 5.8508e-05
4050 | 2.9708e-05 | 8.7934e-05 | 0.0091686 | 4.2081 | 3.5553 | 3.0192 | 7.8835 | 5.7727 | 4.4187 | 0.0002242
4051 | 2.8949e-05 | 8.8597e-05 | 0.0023824 | 4.0319 | 3.5538 | 3.0192 | 7.2524 | 5.7685 | 4.4187 | 0.00021568
4052 | 2.459e-05 | 8.8971e-05 | 0.00014439 | 3.8488 | 3.5538 | 3.0192 | 6.6477 | 5.7685 | 4.4187 | 0.00021092
4053 | 1.9005e-05 | 8.2284e-05 | 0 | 3.709 | 3.5553 | 3.0192 | 6.2174 | 5.7727 | 4.4187 | 0.00024042
4054 | 7.0242e-06 | 7.8061e-05 | 0 | 3.6079 | 3.5553 | 3.0192 | 5.9218 | 5.7727 | 4.4187 | 2.7861e-06
4055 | 2.5232e-06 | 7.7322e-05 | 0 | 3.5356 | 3.5553 | 3.0192 | 5.718 | 5.7727 | 4.4187 | 1.0325e-05
4056 | 3.4828e-06 | 7.7744e-05 | 0 | 3.5107 | 3.5568 | 3.0192 | 5.6491 | 5.7769 | 4.4187 | 1.6553e-05
4057 | 9.7962e-07 | 7.6484e-05 | 0 | 3.4719 | 3.5583 | 3.0192 | 5.543 | 5.7811 | 4.4187 | 9.3417e-06
4058 | 1.1231e-06 | 7.6357e-05 | 0 | 3.4381 | 3.5583 | 3.0192 | 5.4521 | 5.7811 | 4.4187 | 1.0981e-05
4059 | 2.2172e-06 | 7.6449e-05 | 0.00023102 | 3.3967 | 3.5583 | 3.0192 | 5.3425 | 5.7811 | 4.4187 | 9.1778e-06
4060 | 4.2342e-06 | 7.7332e-05 | 0.0024257 | 3.4173 | 3.5583 | 3.0192 | 5.3967 | 5.7811 | 4.4187 | 1.2292e-05
4061 | 2.2838e-05 | 8.251e-05 | 0.0084467 | 3.5669 | 3.5612 | 3.0192 | 5.8054 | 5.7895 | 4.4187 | 6.3917e-06
4062 | 1.8756e-05 | 8.1651e-05 | 0.022813 | 3.76 | 3.5612 | 3.0192 | 6.3714 | 5.7895 | 4.4187 | 6.2278e-06
4063 | 2.5535e-05 | 8.1969e-05 | 0.031765 | 3.8859 | 3.5612 | 3.0192 | 6.7662 | 5.7895 | 4.4187 | 0.00056492
4064 | 1.5372e-05 | 7.8445e-05 | 0.035086 | 4.0629 | 3.5612 | 3.0192 | 7.3596 | 5.7895 | 4.4187 | 6.5064e-05
4065 | 1.3592e-05 | 7.9627e-05 | 0.048803 | 4.1565 | 3.5627 | 3.0192 | 7.6933 | 5.7937 | 4.4187 | 8.9975e-05
4066 | 1.0555e-05 | 7.7656e-05 | 0.059776 | 4.2956 | 3.5657 | 3.0192 | 8.2167 | 5.8022 | 4.4187 | 9.7678e-05
4067 | 1.6802e-05 | 8.2555e-05 | 0.055806 | 4.3845 | 3.5657 | 3.0192 | 8.57 | 5.8022 | 4.4187 | 7.6864e-05
4068 | 2.473e-05 | 8.3225e-05 | 0.068295 | 4.4772 | 3.5673 | 3.0192 | 8.955 | 5.8064 | 4.4187 | 0.00018274
4069 | 3.466e-05 | 8.6141e-05 | 0.05725 | 4.4938 | 3.5673 | 3.0192 | 9.026 | 5.8064 | 4.4187 | 8.5878e-05
4070 | 2.4782e-05 | 8.145e-05 | 0.051185 | 4.5371 | 3.5673 | 3.0192 | 9.2138 | 5.8064 | 4.4187 | 6.2278e-05
4071 | 1.9289e-05 | 7.8216e-05 | 0.051113 | 4.4701 | 3.5688 | 3.0192 | 8.9249 | 5.8107 | 4.4187 | 9.8497e-05
4072 | 2.3362e-05 | 8.0121e-05 | 0.034018 | 4.344 | 3.5688 | 3.0192 | 8.4073 | 5.8107 | 4.4187 | 6.5555e-05
4073 | 1.1501e-05 | 8.0117e-05 | 0.019925 | 4.2934 | 3.5688 | 3.0192 | 8.2082 | 5.8107 | 4.4187 | 7.3586e-05
4074 | 4.4911e-05 | 9.1759e-05 | 0.0087354 | 4.2912 | 3.5688 | 3.0192 | 8.1998 | 5.8107 | 4.4187 | 0.00020519
4075 | 2.5648e-05 | 8.6555e-05 | 0.00283 | 4.0629 | 3.5703 | 3.0192 | 7.3596 | 5.8149 | 4.4187 | 0.00023256
4076 | 2.3575e-05 | 8.8723e-05 | 0.00014439 | 3.8349 | 3.5733 | 3.0192 | 6.6036 | 5.8234 | 4.4187 | 0.00023502
4077 | 2.203e-05 | 8.3854e-05 | 0 | 3.7318 | 3.5733 | 3.0192 | 6.286 | 5.8234 | 4.4187 | 0.00025501
4078 | 1.2969e-05 | 8.0863e-05 | 0 | 3.6514 | 3.5748 | 3.0192 | 6.0476 | 5.8277 | 4.4187 | 1.7208e-05
4079 | 1.0337e-05 | 7.9603e-05 | 0 | 3.6033 | 3.5748 | 3.0192 | 5.9087 | 5.8277 | 4.4187 | 1.3603e-05
4080 | 1.2874e-05 | 8.0054e-05 | 0 | 3.5789 | 3.5748 | 3.0192 | 5.8394 | 5.8277 | 4.4187 | 1.2456e-05
4081 | 1.4475e-05 | 8.0071e-05 | 0 | 3.6264 | 3.5763 | 3.0192 | 5.9751 | 5.8319 | 4.4187 | 1.4094e-05
4082 | 1.9258e-05 | 8.183e-05 | 0 | 3.6404 | 3.5763 | 3.0192 | 6.0157 | 5.8319 | 4.4187 | 7.5389e-06
4083 | 2.6746e-05 | 8.3903e-05 | 0.00028878 | 3.5911 | 3.5778 | 3.0192 | 5.8738 | 5.8362 | 4.4187 | 1.0489e-05
4084 | 3.3011e-05 | 8.5561e-05 | 0.0023102 | 3.611 | 3.5778 | 3.0192 | 5.9306 | 5.8362 | 4.4187 | 1.1144e-05
4085 | 5.3904e-05 | 9.1662e-05 | 0.0096018 | 3.6609 | 3.5778 | 3.0192 | 6.0753 | 5.8362 | 4.4187 | 9.8333e-06
4086 | 4.9215e-05 | 9.0546e-05 | 0.022669 | 3.745 | 3.5808 | 3.0192 | 6.3259 | 5.8448 | 4.4187 | 1.4586e-05
4087 | 3.479e-05 | 8.4993e-05 | 0.037902 | 3.8366 | 3.5824 | 3.0192 | 6.6091 | 5.8491 | 4.4187 | 0.00053362
4088 | 1.8307e-05 | 7.8649e-05 | 0.046637 | 3.9492 | 3.5854 | 3.0192 | 6.9733 | 5.8577 | 4.4187 | 7.1292e-05
4089 | 1.3536e-05 | 7.7799e-05 | 0.060137 | 4.1102 | 3.5854 | 3.0192 | 7.5263 | 5.8577 | 4.4187 | 5.4247e-05
4090 | 1.048e-05 | 7.5353e-05 | 0.0714 | 4.204 | 3.5854 | 3.0192 | 7.868 | 5.8577 | 4.4187 | 8.0469e-05
4091 | 1.8661e-05 | 8.2563e-05 | 0.063891 | 4.3263 | 3.5869 | 3.0192 | 8.337 | 5.862 | 4.4187 | 9.6203e-05
4092 | 2.9462e-05 | 8.5679e-05 | 0.060932 | 4.4004 | 3.5869 | 3.0192 | 8.6349 | 5.862 | 4.4187 | 0.00016848
4093 | 3.0079e-05 | 8.5248e-05 | 0.053857 | 4.405 | 3.59 | 3.0192 | 8.6537 | 5.8706 | 4.4187 | 9.3417e-05
4094 | 2.9212e-05 | 8.4527e-05 | 0.041511 | 4.3463 | 3.59 | 3.0192 | 8.4162 | 5.8706 | 4.4187 | 6.9161e-05
4095 | 1.8036e-05 | 7.8785e-05 | 0.0431 | 4.3021 | 3.5915 | 3.0192 | 8.2422 | 5.875 | 4.4187 | 9.44e-05
4096 | 1.4681e-05 | 7.8214e-05 | 0.029455 | 4.2891 | 3.5915 | 3.0192 | 8.1913 | 5.875 | 4.4187 | 8.4403e-05
4097 | 4.766e-05 | 9.1748e-05 | 0.017471 | 4.177 | 3.593 | 3.0192 | 7.7683 | 5.8793 | 4.4187 | 6.3753e-05
4098 | 1.5869e-05 | 8.3759e-05 | 0.0069306 | 4.1002 | 3.593 | 3.0192 | 7.4909 | 5.8793 | 4.4187 | 0.00022518
4099 | 2.0077e-05 | 8.4666e-05 | 0.0027722 | 3.9996 | 3.5945 | 3.0192 | 7.142 | 5.8837 | 4.4187 | 0.00020289
4100 | 2.7716e-05 | 8.916e-05 | 9.6258e-05 | 3.8262 | 3.5961 | 3.0192 | 6.5764 | 5.888 | 4.4187 | 0.00024157
4101 | 3.1851e-05 | 8.6661e-05 | 0 | 3.7335 | 3.5976 | 3.0192 | 6.291 | 5.8924 | 4.4187 | 0.00023993
4102 | 2.0627e-05 | 8.2372e-05 | 0 | 3.6848 | 3.5976 | 3.0192 | 6.1455 | 5.8924 | 4.4187 | 1.7044e-05
4103 | 2.1583e-05 | 8.3259e-05 | 0 | 3.6079 | 3.5976 | 3.0192 | 5.9218 | 5.8924 | 4.4187 | 1.8028e-05
4104 | 2.8431e-05 | 8.4363e-05 | 0 | 3.5654 | 3.5991 | 3.0192 | 5.8012 | 5.8967 | 4.4187 | 1.3931e-05
4105 | 3.3315e-05 | 8.5793e-05 | 0 | 3.5594 | 3.6006 | 3.0192 | 5.7843 | 5.9011 | 4.4187 | 1.1964e-05
4106 | 3.8945e-05 | 8.7518e-05 | 0 | 3.5415 | 3.6006 | 3.0192 | 5.7344 | 5.9011 | 4.4187 | 1.2292e-05
4107 | 5.0899e-05 | 9.0801e-05 | 0.00023102 | 3.5136 | 3.6006 | 3.0192 | 5.6571 | 5.9011 | 4.4187 | 9.6694e-06
4108 | 5.7827e-05 | 9.195e-05 | 0.0022524 | 3.5415 | 3.6006 | 3.0192 | 5.7344 | 5.9011 | 4.4187 | 7.5389e-06
4109 | 4.7379e-05 | 8.9676e-05 | 0.0097462 | 3.5896 | 3.6037 | 3.0192 | 5.8695 | 5.9099 | 4.4187 | 9.1778e-06
4110 | 5.4568e-05 | 9.0968e-05 | 0.024113 | 3.6171 | 3.6052 | 3.0192 | 5.9483 | 5.9143 | 4.4187 | 1.4914e-05
4111 | 4.6227e-05 | 8.8508e-05 | 0.036313 | 3.6483 | 3.6052 | 3.0192 | 6.0384 | 5.9143 | 4.4187 | 0.00054132
4112 | 4.222e-05 | 8.3579e-05 | 0.046637 | 3.6896 | 3.6052 | 3.0192 | 6.1598 | 5.9143 | 4.4187 | 7.8667e-05
4113 | 1.5561e-05 | 7.6711e-05 | 0.060932 | 3.7302 | 3.6068 | 3.0192 | 6.2811 | 5.9186 | 4.4187 | 6.9817e-05
4114 | 1.0764e-05 | 7.4649e-05 | 0.076525 | 3.8176 | 3.6068 | 3.0192 | 6.5494 | 5.9186 | 4.4187 | 9.735e-05
4115 | 2.082e-05 | 8.3661e-05 | 0.06483 | 3.8859 | 3.6083 | 3.0192 | 6.7662 | 5.9231 | 4.4187 | 8.2928e-05
4116 | 2.3035e-05 | 8.3409e-05 | 0.062592 | 3.9752 | 3.6083 | 3.0192 | 7.0598 | 5.9231 | 4.4187 | 0.00018585
4117 | 3.0226e-05 | 8.4509e-05 | 0.066779 | 3.9771 | 3.6083 | 3.0192 | 7.066 | 5.9231 | 4.4187 | 7.1455e-05
4118 | 2.8792e-05 | 8.3906e-05 | 0.063675 | 3.9808 | 3.6114 | 3.0192 | 7.0786 | 5.9319 | 4.4187 | 9.2433e-05
4119 | 2.5231e-05 | 8.0451e-05 | 0.054145 | 4.0319 | 3.6114 | 3.0192 | 7.2524 | 5.9319 | 4.4187 | 8.2436e-05
4120 | 1.3761e-05 | 7.7495e-05 | 0.03487 | 4.0224 | 3.6114 | 3.0192 | 7.2196 | 5.9319 | 4.4187 | 6.7358e-05
4121 | 3.5808e-05 | 8.7421e-05 | 0.017182 | 4.0071 | 3.6114 | 3.0192 | 7.1677 | 5.9319 | 4.4187 | 7.293e-05
4122 | 2.613e-05 | 8.5678e-05 | 0.0088076 | 3.9696 | 3.6114 | 3.0192 | 7.0411 | 5.9319 | 4.4187 | 0.00023239
4123 | 1.7269e-05 | 8.4566e-05 | 0.002599 | 3.8859 | 3.6099 | 3.0192 | 6.7662 | 5.9275 | 4.4187 | 0.00020634
4124 | 2.5014e-05 | 8.7516e-05 | 0 | 3.75 | 3.6129 | 3.0192 | 6.341 | 5.9363 | 4.4187 | 0.00023436
4125 | 2.2949e-05 | 8.3216e-05 | 0 | 3.7025 | 3.6129 | 3.0192 | 6.1981 | 5.9363 | 4.4187 | 0.0002006
4126 | 1.1081e-05 | 7.8347e-05 | 0 | 3.6436 | 3.6129 | 3.0192 | 6.0248 | 5.9363 | 4.4187 | 1.7044e-05
4127 | 8.2689e-06 | 7.8476e-05 | 0 | 3.642 | 3.6145 | 3.0192 | 6.0202 | 5.9407 | 4.4187 | 7.0472e-06
4128 | 1.0623e-05 | 7.8756e-05 | 0 | 3.6018 | 3.6145 | 3.0192 | 5.9043 | 5.9407 | 4.4187 | 3.7694e-05
4129 | 1.1915e-05 | 7.7414e-05 | 0 | 3.5006 | 3.6145 | 3.0192 | 5.6212 | 5.9407 | 4.4187 | 1.9503e-05
4130 | 1.9355e-05 | 8.146e-05 | 0 | 3.4962 | 3.616 | 3.0192 | 5.6093 | 5.9452 | 4.4187 | 2.5403e-05
4131 | 2.7294e-05 | 8.2262e-05 | 0.00017327 | 3.4691 | 3.616 | 3.0192 | 5.5353 | 5.9452 | 4.4187 | 2.4256e-05
4132 | 3.0038e-05 | 8.4178e-05 | 0.0023102 | 3.4705 | 3.616 | 3.0192 | 5.5392 | 5.9452 | 4.4187 | 2.3764e-05
4133 | 5.3058e-05 | 9.1121e-05 | 0.010324 | 3.5386 | 3.616 | 3.0192 | 5.7262 | 5.9452 | 4.4187 | 2.9008e-05
4134 | 3.8411e-05 | 8.6794e-05 | 0.02599 | 3.6326 | 3.616 | 3.0192 | 5.9931 | 5.9452 | 4.4187 | 2.8189e-05
4135 | 2.6171e-05 | 8.2477e-05 | 0.037252 | 3.7171 | 3.6176 | 3.0192 | 6.2417 | 5.9496 | 4.4187 | 0.00054067
4136 | 3.9692e-05 | 8.3985e-05 | 0.051113 | 3.8593 | 3.6191 | 3.0192 | 6.6811 | 5.9541 | 4.4187 | 0.0005346
4137 | 1.7551e-05 | 7.6061e-05 | 0.06649 | 3.9752 | 3.6176 | 3.0192 | 7.0598 | 5.9496 | 4.4187 | 7.588e-05
4138 | 1.3768e-05 | 7.7021e-05 | 0.068223 | 4.0493 | 3.6176 | 3.0192 | 7.3123 | 5.9496 | 4.4187 | 7.8667e-05
4139 | 2.7824e-05 | 8.6402e-05 | 0.066346 | 4.1484 | 3.616 | 3.0192 | 7.6638 | 5.9452 | 4.4187 | 8.0305e-05
4140 | 2.3455e-05 | 8.3647e-05 | 0.050897 | 4.2019 | 3.616 | 3.0192 | 7.8602 | 5.9452 | 4.4187 | 7.9978e-05
4141 | 2.8781e-05 | 8.4558e-05 | 0.047359 | 4.2761 | 3.616 | 3.0192 | 8.1412 | 5.9452 | 4.4187 | 9.6694e-05
4142 | 4.7257e-05 | 9.0212e-05 | 0.044977 | 4.2397 | 3.6176 | 3.0192 | 8.0022 | 5.9496 | 4.4187 | 7.4405e-05
4143 | 2.1624e-05 | 8.0758e-05 | 0.041945 | 4.2482 | 3.6176 | 3.0192 | 8.0345 | 5.9496 | 4.4187 | 0.00027501
4144 | 1.6609e-05 | 8.0111e-05 | 0.038551 | 4.2461 | 3.6176 | 3.0192 | 8.0264 | 5.9496 | 4.4187 | 0.00024534
4145 | 1.5147e-05 | 8.3065e-05 | 0.027434 | 4.2291 | 3.616 | 3.0192 | 7.9623 | 5.9452 | 4.4187 | 4.6708e-05
4146 | 2.6427e-05 | 8.7591e-05 | 0.010107 | 4.1915 | 3.6176 | 3.0192 | 7.8217 | 5.9496 | 4.4187 | 4.3922e-05
4147 | 3.0595e-05 | 8.8367e-05 | 0.0026712 | 4.0551 | 3.6176 | 3.0192 | 7.3325 | 5.9496 | 4.4187 | 3.9497e-05
4148 | 2.3889e-05 | 8.7596e-05 | 0.00014439 | 3.8193 | 3.6176 | 3.0192 | 6.5548 | 5.9496 | 4.4187 | 0.00015225
4149 | 2.0003e-05 | 8.224e-05 | 0 | 3.6672 | 3.6176 | 3.0192 | 6.0938 | 5.9496 | 4.4187 | 0.00015127
4150 | 7.8221e-06 | 7.9806e-05 | 0 | 3.585 | 3.616 | 3.0192 | 5.8566 | 5.9452 | 4.4187 | 0.00014307
4151 | 3.047e-06 | 7.9625e-05 | 0 | 3.5136 | 3.616 | 3.0192 | 5.6571 | 5.9452 | 4.4187 | 1.8683e-05
4152 | 4.506e-06 | 7.8822e-05 | 0 | 3.4876 | 3.6176 | 3.0192 | 5.5858 | 5.9496 | 4.4187 | 1.3439e-05
4153 | 5.3492e-06 | 7.779e-05 | 0 | 3.4535 | 3.6176 | 3.0192 | 5.4934 | 5.9496 | 4.4187 | 1.1308e-05
4154 | 9.8769e-06 | 7.9012e-05 | 0 | 3.4256 | 3.6176 | 3.0192 | 5.4187 | 5.9496 | 4.4187 | 2.1633e-05
4155 | 1.5014e-05 | 7.9676e-05 | 0.00028878 | 3.409 | 3.6176 | 3.0192 | 5.3749 | 5.9496 | 4.4187 | 2.7697e-05
4156 | 1.5724e-05 | 8.0065e-05 | 0.0027434 | 3.4173 | 3.6207 | 3.0192 | 5.3967 | 5.9585 | 4.4187 | 2.0978e-05
4157 | 1.8512e-05 | 8.0617e-05 | 0.010612 | 3.4833 | 3.6191 | 3.0192 | 5.574 | 5.9541 | 4.4187 | 2.4747e-05
4158 | 2.9321e-05 | 8.3942e-05 | 0.020286 | 3.549 | 3.6191 | 3.0192 | 5.7551 | 5.9541 | 4.4187 | 1.3439e-05
4159 | 5.4346e-05 | 8.5326e-05 | 0.028444 | 3.642 | 3.6191 | 3.0192 | 6.0202 | 5.9541 | 4.4187 | 0.00046544
4160 | 3.0145e-05 | 8.3125e-05 | 0.038118 | 3.7633 | 3.6191 | 3.0192 | 6.3816 | 5.9541 | 4.4187 | 0.00051559
4161 | 1.7476e-05 | 8.3607e-05 | 0.049597 | 3.8717 | 3.6191 | 3.0192 | 6.7205 | 5.9541 | 4.4187 | 8.8172e-05
4162 | 1.4428e-05 | 8.3477e-05 | 0.059127 | 3.9771 | 3.6207 | 3.0192 | 7.066 | 5.9585 | 4.4187 | 7.1619e-05
4163 | 2.1735e-05 | 8.8443e-05 | 0.046854 | 4.0473 | 3.6207 | 3.0192 | 7.3056 | 5.9585 | 4.4187 | 8.0633e-05
4164 | 2.624e-05 | 8.7864e-05 | 0.054867 | 4.1141 | 3.6222 | 3.0192 | 7.5405 | 5.963 | 4.4187 | 7.1619e-05
4165 | 4.1622e-05 | 8.9776e-05 | 0.05364 | 4.1545 | 3.6222 | 3.0192 | 7.6859 | 5.963 | 4.4187 | 8.1944e-05
4166 | 2.3613e-05 | 8.3968e-05 | 0.04541 | 4.2081 | 3.6222 | 3.0192 | 7.8835 | 5.963 | 4.4187 | 6.6047e-05
4167 | 1.967e-05 | 8.0415e-05 | 0.032863 | 4.204 | 3.6222 | 3.0192 | 7.868 | 5.963 | 4.4187 | 0.00027042
4168 | 1.7135e-05 | 8.0199e-05 | 0.02534 | 4.204 | 3.6222 | 3.0192 | 7.868 | 5.963 | 4.4187 | 0.00028041
4169 | 1.3729e-05 | 8.252e-05 | 0.014367 | 4.1811 | 3.6238 | 3.0192 | 7.7835 | 5.9674 | 4.4187 | 3.0975e-05
4170 | 1.1232e-05 | 8.2917e-05 | 0.0063531 | 4.1202 | 3.6238 | 3.0192 | 7.562 | 5.9674 | 4.4187 | 2.8189e-05
4171 | 1.367e-05 | 8.3304e-05 | 0.0024546 | 3.9958 | 3.6238 | 3.0192 | 7.1292 | 5.9674 | 4.4187 | 4.0644e-05
4172 | 3.1771e-05 | 9.0162e-05 | 0.00014439 | 3.8453 | 3.6222 | 3.0192 | 6.6366 | 5.963 | 4.4187 | 0.00017569
4173 | 1.8599e-05 | 8.1232e-05 | 0 | 3.6218 | 3.6222 | 3.0192 | 5.9617 | 5.963 | 4.4187 | 0.00014684
4174 | 1.3794e-05 | 8.2972e-05 | 0 | 3.5151 | 3.6238 | 3.0192 | 5.6611 | 5.9674 | 4.4187 | 0.00013488
4175 | 2.5116e-06 | 7.958e-05 | 0 | 3.4705 | 3.6238 | 3.0192 | 5.5392 | 5.9674 | 4.4187 | 1.1964e-05
4176 | 2.4833e-06 | 7.9571e-05 | 0 | 3.4311 | 3.6238 | 3.0192 | 5.4335 | 5.9674 | 4.4187 | 1.2947e-05
4177 | 6.3218e-07 | 7.6228e-05 | 0 | 3.3886 | 3.6238 | 3.0192 | 5.3211 | 5.9674 | 4.4187 | 1.3931e-05
4178 | 1.2248e-07 | 7.5317e-05 | 0 | 3.3617 | 3.6253 | 3.0192 | 5.251 | 5.9719 | 4.4187 | 1.3931e-05
4179 | 4.7117e-07 | 7.5075e-05 | 0.00021658 | 3.3445 | 3.6253 | 3.0192 | 5.2064 | 5.9719 | 4.4187 | 1.1472e-05
4180 | 1.6498e-06 | 7.5608e-05 | 0.0020214 | 3.359 | 3.6238 | 3.0192 | 5.2441 | 5.9674 | 4.4187 | 9.3417e-06
4181 | 1.5589e-05 | 7.8942e-05 | 0.0088076 | 3.4776 | 3.6253 | 3.0192 | 5.5585 | 5.9719 | 4.4187 | 1.2947e-05
4182 | 2.3457e-05 | 8.199e-05 | 0.020431 | 3.6233 | 3.6269 | 3.0192 | 5.9661 | 5.9764 | 4.4187 | 1.1472e-05
4183 | 1.5413e-05 | 7.6874e-05 | 0.020431 | 3.7073 | 3.6269 | 3.0192 | 6.2126 | 5.9764 | 4.4187 | 0.00054509
4184 | 1.258e-05 | 7.4292e-05 | 0.02469 | 3.755 | 3.6284 | 3.0192 | 6.3562 | 5.9809 | 4.4187 | 7.2275e-05
4185 | 7.9885e-06 | 7.6961e-05 | 0.033137 | 3.8245 | 3.6284 | 3.0192 | 6.571 | 5.9809 | 4.4187 | 6.8505e-05
4186 | 4.7313e-06 | 7.8403e-05 | 0.041872 | 3.8699 | 3.6284 | 3.0192 | 6.7149 | 5.9809 | 4.4187 | 7.1128e-05
4187 | 1.0251e-05 | 8.3005e-05 | 0.055084 | 3.9492 | 3.63 | 3.0192 | 6.9733 | 5.9854 | 4.4187 | 7.9322e-05
4188 | 2.1614e-05 | 8.4878e-05 | 0.061076 | 3.9808 | 3.63 | 3.0192 | 7.0786 | 5.9854 | 4.4187 | 0.00020535
4189 | 1.3763e-05 | 8.0576e-05 | 0.04902 | 3.9827 | 3.6284 | 3.0192 | 7.0849 | 5.9809 | 4.4187 | 8.9647e-05
4190 | 1.1416e-05 | 7.9561e-05 | 0.045121 | 4.0052 | 3.6284 | 3.0192 | 7.1612 | 5.9809 | 4.4187 | 8.8336e-05
4191 | 7.1383e-06 | 7.6317e-05 | 0.034436 | 3.9864 | 3.63 | 3.0192 | 7.0975 | 5.9854 | 4.4187 | 8.9811e-05
4192 | 3.4758e-05 | 8.5334e-05 | 0.031043 | 3.9789 | 3.6316 | 3.0192 | 7.0723 | 5.9899 | 4.4187 | 6.1622e-05
4193 | 1.1477e-05 | 8.1585e-05 | 0.017904 | 3.9696 | 3.6316 | 3.0192 | 7.0411 | 5.9899 | 4.4187 | 8.8828e-05
4194 | 5.7564e-06 | 8.089e-05 | 0.0095296 | 3.9328 | 3.6316 | 3.0192 | 6.9188 | 5.9899 | 4.4187 | 0.0002342
4195 | 1.5928e-05 | 8.3089e-05 | 0.0031188 | 3.8523 | 3.6316 | 3.0192 | 6.6588 | 5.9899 | 4.4187 | 0.00025059
4196 | 1.2428e-05 | 8.3505e-05 | 0.00014439 | 3.7368 | 3.6316 | 3.0192 | 6.3009 | 5.9899 | 4.4187 | 0.00020273
4197 | 2.0398e-05 | 8.0726e-05 | 0 | 3.5896 | 3.6316 | 3.0192 | 5.8695 | 5.9899 | 4.4187 | 0.0002165
4198 | 5.4169e-06 | 7.9428e-05 | 0 | 3.5093 | 3.6316 | 3.0192 | 5.6451 | 5.9899 | 4.4187 | 1.1472e-05
4199 | 2.3855e-06 | 7.7835e-05 | 0 | 3.4437 | 3.6316 | 3.0192 | 5.467 | 5.9899 | 4.4187 | 7.0472e-06
4200 | 2.4932e-06 | 7.776e-05 | 0 | 3.367 | 3.6316 | 3.0192 | 5.2648 | 5.9899 | 4.4187 | 1.4094e-05
4201 | 6.3477e-07 | 7.5497e-05 | 0 | 3.3274 | 3.63 | 3.0192 | 5.1626 | 5.9854 | 4.4187 | 1.5078e-05
4202 | 1.2899e-07 | 7.5318e-05 | 0 | 3.3577 | 3.63 | 3.0192 | 5.2406 | 5.9854 | 4.4187 | 1.0325e-05
4203 | 1.8651e-07 | 7.5341e-05 | 0.00014439 | 3.3326 | 3.63 | 3.0192 | 5.176 | 5.9854 | 4.4187 | 5.2444e-06
4204 | 1.6056e-06 | 7.4657e-05 | 0.0020936 | 3.3235 | 3.6316 | 3.0192 | 5.1525 | 5.9899 | 4.4187 | 6.7194e-06
4205 | 1.4682e-05 | 7.8378e-05 | 0.0083167 | 3.4606 | 3.6316 | 3.0192 | 5.5124 | 5.9899 | 4.4187 | 7.5389e-06
4206 | 1.7566e-05 | 8.0184e-05 | 0.021081 | 3.5805 | 3.6331 | 3.0192 | 5.8437 | 5.9944 | 4.4187 | 7.2111e-06
4207 | 4.0995e-05 | 8.6504e-05 | 0.035231 | 3.7073 | 3.6347 | 3.0192 | 6.2126 | 5.9989 | 4.4187 | 0.00056443
4208 | 8.632e-06 | 7.6309e-05 | 0.0431 | 3.7869 | 3.6331 | 3.0192 | 6.454 | 5.9944 | 4.4187 | 7.6208e-05
4209 | 1.2623e-05 | 7.7687e-05 | 0.050175 | 3.8841 | 3.6331 | 3.0192 | 6.7604 | 5.9944 | 4.4187 | 7.08e-05
4210 | 8.355e-06 | 7.2768e-05 | 0.054001 | 3.9492 | 3.6331 | 3.0192 | 6.9733 | 5.9944 | 4.4187 | 8.8992e-05
4211 | 1.6532e-05 | 8.0083e-05 | 0.053351 | 3.9566 | 3.6331 | 3.0192 | 6.9978 | 5.9944 | 4.4187 | 8.0305e-05
4212 | 3.2326e-05 | 8.5007e-05 | 0.060643 | 3.9808 | 3.6347 | 3.0192 | 7.0786 | 5.9989 | 4.4187 | 0.00018634
4213 | 2.8984e-05 | 8.4191e-05 | 0.055661 | 3.9585 | 3.6347 | 3.0192 | 7.0039 | 5.9989 | 4.4187 | 7.7028e-05
4214 | 2.4682e-05 | 8.2984e-05 | 0.048731 | 3.9996 | 3.6331 | 3.0192 | 7.142 | 5.9944 | 4.4187 | 8.4239e-05
4215 | 1.95e-05 | 7.9606e-05 | 0.042306 | 4.0377 | 3.6331 | 3.0192 | 7.2723 | 5.9944 | 4.4187 | 8.8336e-05
4216 | 1.631e-05 | 7.9557e-05 | 0.034364 | 4.03 | 3.6331 | 3.0192 | 7.2458 | 5.9944 | 4.4187 | 6.6211e-05
4217 | 2.9163e-05 | 8.6927e-05 | 0.025557 | 4.03 | 3.6331 | 3.0192 | 7.2458 | 5.9944 | 4.4187 | 7.7847e-05
4218 | 1.1766e-05 | 8.2852e-05 | 0.010901 | 3.9511 | 3.6331 | 3.0192 | 6.9794 | 5.9944 | 4.4187 | 0.00024092
4219 | 2.9423e-05 | 8.7801e-05 | 0.003061 | 3.8859 | 3.6331 | 3.0192 | 6.7662 | 5.9944 | 4.4187 | 0.00022141
4220 | 2.1389e-05 | 8.6829e-05 | 0.00021658 | 3.672 | 3.6331 | 3.0192 | 6.1078 | 5.9944 | 4.4187 | 0.00022109
4221 | 2.1545e-05 | 8.208e-05 | 0 | 3.5684 | 3.6347 | 3.0192 | 5.8096 | 5.9989 | 4.4187 | 0.0002319
4222 | 7.205e-06 | 8.0917e-05 | 0 | 3.5401 | 3.6347 | 3.0192 | 5.7303 | 5.9989 | 4.4187 | 9.9972e-06
4223 | 2.5191e-06 | 8.273e-05 | 0 | 3.5078 | 3.6347 | 3.0192 | 5.6411 | 5.9989 | 4.4187 | 1.8356e-05
4224 | 2.5011e-06 | 8.4411e-05 | 0 | 3.479 | 3.6347 | 3.0192 | 5.5624 | 5.9989 | 4.4187 | 1.0325e-05
4225 | 6.3415e-07 | 8.4669e-05 | 0 | 3.4591 | 3.6347 | 3.0192 | 5.5086 | 5.9989 | 4.4187 | 1.0489e-05
4226 | 1.248e-07 | 8.2857e-05 | 0 | 3.479 | 3.6331 | 3.0192 | 5.5624 | 5.9944 | 4.4187 | 8.0305e-06
4227 | 1.7182e-07 | 7.9446e-05 | 0.00021658 | 3.4159 | 3.6331 | 3.0192 | 5.393 | 5.9944 | 4.4187 | 1.0817e-05
4228 | 9.3676e-07 | 7.9851e-05 | 0.002599 | 3.4437 | 3.6316 | 3.0192 | 5.467 | 5.9899 | 4.4187 | 1.9667e-05
4229 | 1.9439e-05 | 8.1763e-05 | 0.010757 | 3.518 | 3.6331 | 3.0192 | 5.6692 | 5.9944 | 4.4187 | 1.4094e-05
4230 | 7.6932e-06 | 7.6463e-05 | 0.023824 | 3.6358 | 3.6331 | 3.0192 | 6.0021 | 5.9944 | 4.4187 | 1.475e-06
4231 | 3.3729e-05 | 8.1499e-05 | 0.042811 | 3.745 | 3.6347 | 3.0192 | 6.3259 | 5.9989 | 4.4187 | 0.00056558
4232 | 1.3803e-05 | 7.6067e-05 | 0.060787 | 3.8876 | 3.6362 | 3.0192 | 6.7719 | 6.0034 | 4.4187 | 6.2442e-05
4233 | 1.4935e-05 | 8.0191e-05 | 0.061365 | 4.0015 | 3.6362 | 3.0192 | 7.1484 | 6.0034 | 4.4187 | 7.4405e-05
4234 | 1.2514e-05 | 8.1706e-05 | 0.075659 | 4.0687 | 3.6347 | 3.0192 | 7.38 | 5.9989 | 4.4187 | 8.4075e-05
4235 | 1.7044e-05 | 8.5441e-05 | 0.065047 | 4.1627 | 3.6347 | 3.0192 | 7.7157 | 5.9989 | 4.4187 | 7.7355e-05
4236 | 2.227e-05 | 8.5978e-05 | 0.056239 | 4.1729 | 3.6347 | 3.0192 | 7.7532 | 5.9989 | 4.4187 | 0.00019027
4237 | 2.8109e-05 | 8.5384e-05 | 0.055661 | 4.244 | 3.6347 | 3.0192 | 8.0183 | 5.9989 | 4.4187 | 8.6205e-05
4238 | 3.2652e-05 | 8.6347e-05 | 0.04541 | 4.2653 | 3.6362 | 3.0192 | 8.0998 | 6.0034 | 4.4187 | 9.4892e-05
4239 | 2.1867e-05 | 8.0761e-05 | 0.034942 | 4.2761 | 3.6378 | 3.0192 | 8.1412 | 6.008 | 4.4187 | 8.5058e-05
4240 | 2.4378e-05 | 8.2014e-05 | 0.029816 | 4.2847 | 3.6362 | 3.0192 | 8.1745 | 6.0034 | 4.4187 | 7.8339e-05
4241 | 1.2249e-05 | 8.1728e-05 | 0.021875 | 4.1915 | 3.6362 | 3.0192 | 7.8217 | 6.0034 | 4.4187 | 6.6047e-05
4242 | 3.4648e-05 | 8.9605e-05 | 0.0098184 | 4.1122 | 3.6347 | 3.0192 | 7.5334 | 5.9989 | 4.4187 | 0.00025714
4243 | 2.0115e-05 | 8.4904e-05 | 0.0025412 | 3.9996 | 3.6347 | 3.0192 | 7.142 | 5.9989 | 4.4187 | 0.00023846
4244 | 3.6934e-05 | 9.1484e-05 | 0.00017327 | 3.8349 | 3.6347 | 3.0192 | 6.6036 | 5.9989 | 4.4187 | 0.00024567
4245 | 2.0147e-05 | 8.1826e-05 | 0 | 3.696 | 3.6347 | 3.0192 | 6.1788 | 5.9989 | 4.4187 | 0.00020011
4246 | 7.1651e-06 | 8.1401e-05 | 0 | 3.6577 | 3.6362 | 3.0192 | 6.066 | 6.0034 | 4.4187 | 1.2619e-05
4247 | 2.5191e-06 | 8.3192e-05 | 0 | 3.5624 | 3.6362 | 3.0192 | 5.7927 | 6.0034 | 4.4187 | 1.5733e-05
4248 | 2.509e-06 | 8.4559e-05 | 0 | 3.5078 | 3.6362 | 3.0192 | 5.6411 | 6.0034 | 4.4187 | 8.85e-06
4249 | 6.3415e-07 | 8.5146e-05 | 0 | 3.4521 | 3.6347 | 3.0192 | 5.4896 | 5.9989 | 4.4187 | 1.3931e-05
4250 | 1.2743e-07 | 8.2496e-05 | 0 | 3.409 | 3.6362 | 3.0192 | 5.3749 | 6.0034 | 4.4187 | 1.2128e-05
4251 | 1.788e-07 | 8.1201e-05 | 0.00014439 | 3.3927 | 3.6362 | 3.0192 | 5.3317 | 6.0034 | 4.4187 | 6.5555e-06
4252 | 3.0653e-06 | 7.7071e-05 | 0.0027145 | 3.4228 | 3.6362 | 3.0192 | 5.4114 | 6.0034 | 4.4187 | 1.1472e-05
4253 | 3.5518e-06 | 7.7041e-05 | 0.0099627 | 3.5835 | 3.6378 | 3.0192 | 5.8523 | 6.008 | 4.4187 | 1.8847e-05
4254 | 6.5429e-06 | 7.8349e-05 | 0.022091 | 3.7886 | 3.6378 | 3.0192 | 6.4592 | 6.008 | 4.4187 | 1.2456e-05
4255 | 5.957e-05 | 8.7749e-05 | 0.029166 | 3.9603 | 3.6394 | 3.0192 | 7.0101 | 6.0125 | 4.4187 | 0.00055607
4256 | 1.46e-05 | 8.1316e-05 | 0.042667 | 4.1606 | 3.6394 | 3.0192 | 7.7082 | 6.0125 | 4.4187 | 5.4903e-05
4257 | 8.8172e-06 | 8.2848e-05 | 0.049453 | 4.2869 | 3.6394 | 3.0192 | 8.1829 | 6.0125 | 4.4187 | 6.8342e-05
4258 | 7.7244e-06 | 8.2682e-05 | 0.04902 | 4.4373 | 3.6409 | 3.0192 | 8.7872 | 6.0171 | 4.4187 | 9.5875e-05
4259 | 1.9859e-05 | 8.9709e-05 | 0.065047 | 4.5105 | 3.6409 | 3.0192 | 9.0981 | 6.0171 | 4.4187 | 8.5222e-05
4260 | 2.2541e-05 | 8.7361e-05 | 0.070317 | 4.6212 | 3.6425 | 3.0192 | 9.5906 | 6.0216 | 4.4187 | 0.00021781
4261 | 2.9477e-05 | 8.5928e-05 | 0.053857 | 4.6851 | 3.6409 | 3.0192 | 9.888 | 6.0171 | 4.4187 | 8.7844e-05
4262 | 2.6487e-05 | 8.4409e-05 | 0.034942 | 4.7007 | 3.6409 | 3.0192 | 9.9621 | 6.0171 | 4.4187 | 9.653e-05
4263 | 1.896e-05 | 7.9782e-05 | 0.039346 | 4.5517 | 3.6409 | 3.0192 | 9.2781 | 6.0171 | 4.4187 | 9.4728e-05
4264 | 1.9512e-05 | 8.0442e-05 | 0.026856 | 4.5033 | 3.6441 | 3.0192 | 9.0671 | 6.0262 | 4.4187 | 7.6208e-05
4265 | 2.9786e-05 | 8.6874e-05 | 0.021442 | 4.4962 | 3.6441 | 3.0192 | 9.0362 | 6.0262 | 4.4187 | 6.113e-05
4266 | 9.1655e-06 | 8.185e-05 | 0.0086055 | 4.435 | 3.6441 | 3.0192 | 8.7775 | 6.0262 | 4.4187 | 0.00022453
4267 | 2.0276e-05 | 8.4846e-05 | 0.002599 | 4.2249 | 3.6441 | 3.0192 | 7.9464 | 6.0262 | 4.4187 | 0.0001906
4268 | 2.8329e-05 | 8.8785e-05 | 7.2194e-05 | 3.9401 | 3.6441 | 3.0192 | 6.943 | 6.0262 | 4.4187 | 0.00022109
4269 | 1.8639e-05 | 8.1137e-05 | 0 | 3.8349 | 3.6441 | 3.0192 | 6.6036 | 6.0262 | 4.4187 | 0.0002537
4270 | 7.3473e-06 | 8.1121e-05 | 0 | 3.7368 | 3.6456 | 3.0192 | 6.3009 | 6.0307 | 4.4187 | 7.7028e-06
4271 | 2.838e-06 | 8.1068e-05 | 0 | 3.6656 | 3.6472 | 3.0192 | 6.0892 | 6.0353 | 4.4187 | 1.2783e-05
4272 | 3.1354e-06 | 8.3417e-05 | 0 | 3.6562 | 3.6472 | 3.0192 | 6.0614 | 6.0353 | 4.4187 | 1.7536e-05
4273 | 1.9296e-06 | 7.6968e-05 | 0 | 3.5865 | 3.6472 | 3.0192 | 5.8609 | 6.0353 | 4.4187 | 7.8667e-06
4274 | 3.0846e-06 | 7.7243e-05 | 0 | 3.5195 | 3.6472 | 3.0192 | 5.6732 | 6.0353 | 4.4187 | 1.6389e-05
4275 | 5.5067e-06 | 7.6684e-05 | 0.00028878 | 3.4719 | 3.6488 | 3.0192 | 5.543 | 6.0399 | 4.4187 | 1.3767e-05
4276 | 7.7961e-06 | 7.6444e-05 | 0.002984 | 3.462 | 3.6504 | 3.0192 | 5.5162 | 6.0445 | 4.4187 | 1.3275e-05
4277 | 2.7263e-05 | 8.2929e-05 | 0.0088798 | 3.588 | 3.6504 | 3.0192 | 5.8652 | 6.0445 | 4.4187 | 6.8833e-06
4278 | 2.2546e-05 | 8.154e-05 | 0.02173 | 3.7717 | 3.6519 | 3.0192 | 6.4073 | 6.0491 | 4.4187 | 1.4094e-05
4279 | 4.7295e-05 | 8.5113e-05 | 0.03217 | 3.964 | 3.6519 | 3.0192 | 7.0225 | 6.0491 | 4.4187 | 0.0005528
4280 | 8.0098e-06 | 7.2989e-05 | 0.043316 | 4.1242 | 3.6519 | 3.0192 | 7.5764 | 6.0491 | 4.4187 | 7.2111e-05
4281 | 7.7029e-06 | 7.7706e-05 | 0.050536 | 4.2804 | 3.6551 | 3.0192 | 8.1578 | 6.0583 | 4.4187 | 6.8014e-05
4282 | 7.8234e-06 | 8.0134e-05 | 0.043172 | 4.3552 | 3.6551 | 3.0192 | 8.4519 | 6.0583 | 4.4187 | 7.2603e-05
4283 | 1.7773e-05 | 8.4818e-05 | 0.056383 | 4.435 | 3.6567 | 3.0192 | 8.7775 | 6.0629 | 4.4187 | 0.00010817
4284 | 2.8902e-05 | 8.6878e-05 | 0.053857 | 4.5105 | 3.6567 | 3.0192 | 9.0981 | 6.0629 | 4.4187 | 0.00021142
4285 | 3.1196e-05 | 8.5372e-05 | 0.042811 | 4.4867 | 3.6582 | 3.0192 | 8.9954 | 6.0675 | 4.4187 | 9.358e-05
4286 | 2.4826e-05 | 8.3374e-05 | 0.039273 | 4.5738 | 3.6598 | 3.0192 | 9.3763 | 6.0721 | 4.4187 | 7.5553e-05
4287 | 2.7436e-05 | 8.2164e-05 | 0.045049 | 4.4938 | 3.6598 | 3.0192 | 9.026 | 6.0721 | 4.4187 | 0.00010489
4288 | 2.8581e-05 | 8.3049e-05 | 0.039057 | 4.3418 | 3.6598 | 3.0192 | 8.3984 | 6.0721 | 4.4187 | 6.5883e-05
4289 | 3.2484e-05 | 8.7528e-05 | 0.026639 | 4.1647 | 3.6614 | 3.0192 | 7.7232 | 6.0768 | 4.4187 | 7.8503e-05
4290 | 9.7248e-06 | 8.1866e-05 | 0.0093852 | 3.9511 | 3.6646 | 3.0192 | 6.9794 | 6.0861 | 4.4187 | 0.00018634
4291 | 1.4552e-05 | 8.2753e-05 | 0.0031765 | 3.8752 | 3.6646 | 3.0192 | 6.7319 | 6.0861 | 4.4187 | 0.00022797
4292 | 2.3192e-05 | 8.6719e-05 | 0.00028878 | 3.755 | 3.6646 | 3.0192 | 6.3562 | 6.0861 | 4.4187 | 0.00023076
4293 | 1.8587e-05 | 8.0149e-05 | 0 | 3.68 | 3.6646 | 3.0192 | 6.1313 | 6.0861 | 4.4187 | 0.00022781
4294 | 7.2032e-06 | 7.9421e-05 | 0 | 3.6249 | 3.6646 | 3.0192 | 5.9706 | 6.0861 | 4.4187 | 1.2947e-05
4295 | 2.7064e-06 | 7.6878e-05 | 0 | 3.5805 | 3.6662 | 3.0192 | 5.8437 | 6.0907 | 4.4187 | 1.5733e-05
4296 | 2.7368e-06 | 7.7298e-05 | 0 | 3.5505 | 3.6662 | 3.0192 | 5.7593 | 6.0907 | 4.4187 | 2.1961e-05
4297 | 9.8829e-07 | 7.5001e-05 | 0 | 3.5609 | 3.6678 | 3.0192 | 5.7885 | 6.0954 | 4.4187 | 2.0158e-05
4298 | 3.2154e-06 | 7.589e-05 | 0 | 3.546 | 3.6709 | 3.0192 | 5.7468 | 6.1047 | 4.4187 | 1.5078e-05
4299 | 5.5776e-06 | 7.6705e-05 | 0.00028878 | 3.518 | 3.6709 | 3.0192 | 5.6692 | 6.1047 | 4.4187 | 1.6881e-05
4300 | 7.5903e-06 | 7.7069e-05 | 0.0027145 | 3.5253 | 3.6741 | 3.0192 | 5.6894 | 6.1141 | 4.4187 | 2.1469e-05
4301 | 9.2868e-06 | 7.7532e-05 | 0.012706 | 3.5835 | 3.6741 | 3.0192 | 5.8523 | 6.1141 | 4.4187 | 3.1958e-05
4302 | 5.0977e-05 | 8.9678e-05 | 0.02534 | 3.696 | 3.6741 | 3.0192 | 6.1788 | 6.1141 | 4.4187 | 2.5567e-05
4303 | 3.7503e-05 | 8.3789e-05 | 0.043749 | 3.7954 | 3.6741 | 3.0192 | 6.4802 | 6.1141 | 4.4187 | 0.00054329
4304 | 9.0104e-06 | 7.2682e-05 | 0.055878 | 3.9346 | 3.6741 | 3.0192 | 6.9249 | 6.1141 | 4.4187 | 0.00053657
4305 | 1.2259e-05 | 7.515e-05 | 0.066707 | 4.0243 | 3.6757 | 3.0192 | 7.2261 | 6.1188 | 4.4187 | 8.8172e-05
4306 | 1.8048e-05 | 7.9718e-05 | 0.066779 | 4.1141 | 3.6789 | 3.0192 | 7.5405 | 6.1282 | 4.4187 | 7.8011e-05
4307 | 1.96e-05 | 8.4594e-05 | 0.058116 | 4.1141 | 3.6789 | 3.0192 | 7.5405 | 6.1282 | 4.4187 | 7.1455e-05
4308 | 2.2414e-05 | 8.3672e-05 | 0.0553 | 4.1873 | 3.6789 | 3.0192 | 7.8063 | 6.1282 | 4.4187 | 7.5553e-05
4309 | 4.7693e-05 | 8.9627e-05 | 0.046204 | 4.3307 | 3.6789 | 3.0192 | 8.3544 | 6.1282 | 4.4187 | 6.7522e-05
4310 | 3.0812e-05 | 8.4631e-05 | 0.044471 | 4.3219 | 3.6805 | 3.0192 | 8.3196 | 6.1329 | 4.4187 | 5.9983e-05
4311 | 1.7753e-05 | 7.8448e-05 | 0.044471 | 4.2891 | 3.6805 | 3.0192 | 8.1913 | 6.1329 | 4.4187 | 0.00026976
4312 | 1.786e-05 | 7.8866e-05 | 0.026928 | 4.3175 | 3.6821 | 3.0192 | 8.3022 | 6.1377 | 4.4187 | 0.00024796
4313 | 1.4816e-05 | 8.1521e-05 | 0.010035 | 4.2891 | 3.6837 | 3.0192 | 8.1913 | 6.1424 | 4.4187 | 2.9336e-05
4314 | 9.9862e-06 | 8.1551e-05 | 0.0070269 | 4.1606 | 3.6853 | 3.0192 | 7.7082 | 6.1472 | 4.4187 | 4.2283e-05
4315 | 1.5935e-05 | 8.3188e-05 | 0.0019637 | 3.9622 | 3.6853 | 3.0192 | 7.0163 | 6.1472 | 4.4187 | 4.048e-05
4316 | 2.2878e-05 | 8.6492e-05 | 0.00014439 | 3.7633 | 3.6853 | 3.0192 | 6.3816 | 6.1472 | 4.4187 | 0.00017897
4317 | 2.1265e-05 | 8.1547e-05 | 0 | 3.5956 | 3.6853 | 3.0192 | 5.8868 | 6.1472 | 4.4187 | 0.00018224
4318 | 7.2202e-06 | 7.8232e-05 | 0 | 3.4934 | 3.6869 | 3.0192 | 5.6015 | 6.1519 | 4.4187 | 0.00014078
4319 | 2.5254e-06 | 7.8821e-05 | 0 | 3.4409 | 3.6869 | 3.0192 | 5.4595 | 6.1519 | 4.4187 | 1.475e-05
4320 | 2.5346e-06 | 7.7089e-05 | 0 | 3.4479 | 3.6869 | 3.0192 | 5.4783 | 6.1519 | 4.4187 | 2.5075e-05
4321 | 6.4102e-07 | 7.3507e-05 | 0 | 3.4159 | 3.6869 | 3.0192 | 5.393 | 6.1519 | 4.4187 | 2.6386e-05
4322 | 1.4632e-07 | 7.4671e-05 | 0 | 3.4187 | 3.6869 | 3.0192 | 5.4004 | 6.1519 | 4.4187 | 2.0322e-05
4323 | 2.0921e-07 | 7.3986e-05 | 7.2194e-05 | 3.4159 | 3.6869 | 3.0192 | 5.393 | 6.1519 | 4.4187 | 3.3597e-05
4324 | 4.2196e-07 | 7.4847e-05 | 0.0026567 | 3.3981 | 3.6885 | 3.0192 | 5.346 | 6.1567 | 4.4187 | 2.655e-05
4325 | 1.9676e-06 | 7.5318e-05 | 0.0083023 | 3.4862 | 3.6902 | 3.0192 | 5.5818 | 6.1614 | 4.4187 | 1.9994e-05
4326 | 2.7085e-05 | 8.2735e-05 | 0.019492 | 3.6202 | 3.6902 | 3.0192 | 5.9572 | 6.1614 | 4.4187 | 3.54e-05
4327 | 3.0484e-05 | 8.1692e-05 | 0.029238 | 3.7567 | 3.6902 | 3.0192 | 6.3613 | 6.1614 | 4.4187 | 0.00055444
4328 | 3.8058e-05 | 7.9456e-05 | 0.042667 | 3.8488 | 3.6918 | 3.0192 | 6.6477 | 6.1662 | 4.4187 | 0.00052182
4329 | 2.3381e-05 | 8.067e-05 | 0.058549 | 3.9092 | 3.6918 | 3.0192 | 6.8417 | 6.1662 | 4.4187 | 8.2436e-05
4330 | 1.8018e-05 | 8.3489e-05 | 0.062881 | 3.9864 | 3.6918 | 3.0192 | 7.0975 | 6.1662 | 4.4187 | 7.0472e-05
4331 | 2.2086e-05 | 8.6284e-05 | 0.070389 | 4.0805 | 3.6934 | 3.0192 | 7.4212 | 6.171 | 4.4187 | 9.6039e-05
4332 | 2.2257e-05 | 8.5699e-05 | 0.06252 | 4.1122 | 3.6934 | 3.0192 | 7.5334 | 6.171 | 4.4187 | 7.0308e-05
4333 | 4.682e-05 | 9.0344e-05 | 0.061004 | 4.1936 | 3.6934 | 3.0192 | 7.8293 | 6.171 | 4.4187 | 6.49e-05
4334 | 2.5175e-05 | 8.3496e-05 | 0.052124 | 4.1977 | 3.6934 | 3.0192 | 7.8447 | 6.171 | 4.4187 | 7.7683e-05
4335 | 1.8412e-05 | 7.9147e-05 | 0.031765 | 4.2376 | 3.6918 | 3.0192 | 7.9942 | 6.1662 | 4.4187 | 0.00030762
4336 | 1.6671e-05 | 7.9125e-05 | 0.033642 | 4.2504 | 3.6918 | 3.0192 | 8.0426 | 6.1662 | 4.4187 | 0.00023076
4337 | 1.286e-05 | 8.1374e-05 | 0.022452 | 4.2418 | 3.6934 | 3.0192 | 8.0103 | 6.171 | 4.4187 | 2.7533e-05
4338 | 1.4011e-05 | 8.2922e-05 | 0.0096018 | 4.1791 | 3.695 | 3.0192 | 7.7759 | 6.1758 | 4.4187 | 3.4908e-05
4339 | 1.7587e-05 | 8.3543e-05 | 0.0025268 | 4.0205 | 3.695 | 3.0192 | 7.2131 | 6.1758 | 4.4187 | 4.2447e-05
4340 | 2.6134e-05 | 8.7212e-05 | 0.00017327 | 3.9038 | 3.695 | 3.0192 | 6.8241 | 6.1758 | 4.4187 | 0.000177
4341 | 3.4151e-05 | 8.4973e-05 | 0 | 3.8022 | 3.695 | 3.0192 | 6.5013 | 6.1758 | 4.4187 | 0.00017225
4342 | 8.5488e-06 | 7.8404e-05 | 0 | 3.7667 | 3.695 | 3.0192 | 6.3919 | 6.1758 | 4.4187 | 0.00015504
4343 | 2.531e-06 | 7.7836e-05 | 0 | 3.755 | 3.695 | 3.0192 | 6.3562 | 6.1758 | 4.4187 | 1.5406e-05
4344 | 2.5425e-06 | 7.6412e-05 | 0 | 3.722 | 3.695 | 3.0192 | 6.2564 | 6.1758 | 4.4187 | 2.8189e-05
4345 | 6.381e-07 | 7.4441e-05 | 0 | 3.6752 | 3.6966 | 3.0192 | 6.1172 | 6.1806 | 4.4187 | 1.5406e-05
4346 | 1.3995e-07 | 7.3555e-05 | 0 | 3.6688 | 3.6966 | 3.0192 | 6.0985 | 6.1806 | 4.4187 | 1.2619e-05
4347 | 7.3364e-07 | 7.3544e-05 | 0.00021658 | 3.6295 | 3.695 | 3.0192 | 5.9841 | 6.1758 | 4.4187 | 1.5733e-05
4348 | 4.4812e-07 | 7.4299e-05 | 0.003061 | 3.5911 | 3.695 | 3.0192 | 5.8738 | 6.1758 | 4.4187 | 1.2947e-05
4349 | 3.4202e-07 | 7.446e-05 | 0.0094574 | 3.6187 | 3.695 | 3.0192 | 5.9528 | 6.1758 | 4.4187 | 1.0325e-05
4350 | 1.433e-05 | 7.8642e-05 | 0.020864 | 3.6609 | 3.6966 | 3.0192 | 6.0753 | 6.1806 | 4.4187 | 8.1944e-06
4351 | 3.7481e-05 | 8.1118e-05 | 0.035952 | 3.7204 | 3.6966 | 3.0192 | 6.2515 | 6.1806 | 4.4187 | 0.00054952
4352 | 6.4395e-06 | 7.6496e-05 | 0.044688 | 3.7784 | 3.6966 | 3.0192 | 6.4279 | 6.1806 | 4.4187 | 6.0475e-05
4353 | 2.6149e-05 | 8.741e-05 | 0.049958 | 3.8805 | 3.6966 | 3.0192 | 6.749 | 6.1806 | 4.4187 | 7.293e-05
4354 | 4.6951e-06 | 8.1225e-05 | 0.052052 | 3.9364 | 3.6966 | 3.0192 | 6.9309 | 6.1806 | 4.4187 | 8.7189e-05
4355 | 9.8539e-06 | 8.6382e-05 | 0.063314 | 3.9902 | 3.6982 | 3.0192 | 7.1101 | 6.1854 | 4.4187 | 9.2761e-05
4356 | 1.0537e-05 | 8.3394e-05 | 0.060571 | 4.0551 | 3.6966 | 3.0192 | 7.3325 | 6.1806 | 4.4187 | 0.00019306
4357 | 1.2323e-05 | 8.0358e-05 | 0.073565 | 4.1202 | 3.6982 | 3.0192 | 7.562 | 6.1854 | 4.4187 | 8.8664e-05
4358 | 1.3622e-05 | 8.0105e-05 | 0.055228 | 3.9529 | 3.6998 | 3.0192 | 6.9855 | 6.1902 | 4.4187 | 8.5386e-05
4359 | 8.2563e-06 | 7.6183e-05 | 0.051113 | 3.9622 | 3.6998 | 3.0192 | 7.0163 | 6.1902 | 4.4187 | 8.7189e-05
4360 | 2.3267e-05 | 8.1138e-05 | 0.042883 | 3.9603 | 3.6998 | 3.0192 | 7.0101 | 6.1902 | 4.4187 | 6.1458e-05
4361 | 2.6181e-05 | 8.5354e-05 | 0.025484 | 3.9437 | 3.6982 | 3.0192 | 6.9551 | 6.1854 | 4.4187 | 4.5725e-05
4362 | 9.4335e-06 | 8.1507e-05 | 0.01054 | 3.9002 | 3.6982 | 3.0192 | 6.8124 | 6.1854 | 4.4187 | 0.00022617
4363 | 6.0485e-06 | 8.0157e-05 | 0.0033931 | 3.8124 | 3.6982 | 3.0192 | 6.5333 | 6.1854 | 4.4187 | 0.00025468
4364 | 1.1412e-05 | 8.3269e-05 | 0.00021658 | 3.7106 | 3.6982 | 3.0192 | 6.2223 | 6.1854 | 4.4187 | 0.00019536
4365 | 1.3731e-05 | 7.9491e-05 | 0 | 3.6264 | 3.6998 | 3.0192 | 5.9751 | 6.1902 | 4.4187 | 0.00024895
4366 | 5.5175e-06 | 8.0352e-05 | 0 | 3.5956 | 3.6998 | 3.0192 | 5.8868 | 6.1902 | 4.4187 | 6.5555e-06
4367 | 2.913e-06 | 8.2856e-05 | 0 | 3.5805 | 3.6998 | 3.0192 | 5.8437 | 6.1902 | 4.4187 | 9.3417e-06
4368 | 3.7579e-06 | 8.4911e-05 | 0 | 3.5594 | 3.7015 | 3.0192 | 5.7843 | 6.195 | 4.4187 | 9.1778e-06
4369 | 3.1017e-06 | 8.6403e-05 | 0 | 3.5297 | 3.7015 | 3.0192 | 5.7016 | 6.195 | 4.4187 | 1.1636e-05
4370 | 4.1897e-06 | 8.7424e-05 | 0 | 3.5151 | 3.7031 | 3.0192 | 5.6611 | 6.1998 | 4.4187 | 1.3439e-05
4371 | 6.6586e-06 | 8.8293e-05 | 0.00028878 | 3.4805 | 3.7015 | 3.0192 | 5.5663 | 6.195 | 4.4187 | 4.7528e-06
4372 | 8.6467e-06 | 8.8897e-05 | 0.0023102 | 3.4891 | 3.7015 | 3.0192 | 5.5897 | 6.195 | 4.4187 | 1.2947e-05
4373 | 1.5313e-05 | 9.0893e-05 | 0.012201 | 3.5312 | 3.7015 | 3.0192 | 5.7057 | 6.195 | 4.4187 | 2.4419e-05
4374 | 2.6698e-05 | 9.4305e-05 | 0.030755 | 3.582 | 3.7031 | 3.0192 | 5.848 | 6.1998 | 4.4187 | 7.8667e-06
4375 | 3.9673e-05 | 9.8155e-05 | 0.044399 | 3.6358 | 3.7031 | 3.0192 | 6.0021 | 6.1998 | 4.4187 | 0.00058312
4376 | 1.3509e-05 | 8.985e-05 | 0.051546 | 3.6562 | 3.7047 | 3.0192 | 6.0614 | 6.2046 | 4.4187 | 7.8503e-05
4377 | 1.12e-05 | 8.7526e-05 | 0.065335 | 3.7269 | 3.7047 | 3.0192 | 6.2712 | 6.2046 | 4.4187 | 4.8839e-05
4378 | 8.0437e-06 | 8.5402e-05 | 0.070822 | 3.7717 | 3.7047 | 3.0192 | 6.4073 | 6.2046 | 4.4187 | 7.8175e-05
4379 | 1.6531e-05 | 8.8781e-05 | 0.076381 | 3.7886 | 3.7047 | 3.0192 | 6.4592 | 6.2046 | 4.4187 | 9.4728e-05
4380 | 2.5929e-05 | 8.7876e-05 | 0.070028 | 3.7302 | 3.7079 | 3.0192 | 6.2811 | 6.2143 | 4.4187 | 0.00018667
4381 | 3.1433e-05 | 8.5984e-05 | 0.065769 | 3.7617 | 3.7047 | 3.0192 | 6.3765 | 6.2046 | 4.4187 | 9.0139e-05
4382 | 2.4276e-05 | 8.3198e-05 | 0.051185 | 3.8279 | 3.7047 | 3.0192 | 6.5818 | 6.2046 | 4.4187 | 9.1614e-05
4383 | 2.1304e-05 | 8.0001e-05 | 0.044038 | 3.7767 | 3.7063 | 3.0192 | 6.4228 | 6.2095 | 4.4187 | 6.8997e-05
4384 | 1.3847e-05 | 7.821e-05 | 0.036169 | 3.7903 | 3.7063 | 3.0192 | 6.4644 | 6.2095 | 4.4187 | 7.375e-05
4385 | 1.9867e-05 | 8.3359e-05 | 0.025412 | 3.7667 | 3.7047 | 3.0192 | 6.3919 | 6.2046 | 4.4187 | 6.0147e-05
4386 | 1.6499e-05 | 8.3525e-05 | 0.0091686 | 3.7106 | 3.7047 | 3.0192 | 6.2223 | 6.2046 | 4.4187 | 0.00023403
4387 | 3.849e-05 | 8.979e-05 | 0.0024257 | 3.6451 | 3.7047 | 3.0192 | 6.0293 | 6.2046 | 4.4187 | 0.00022682
4388 | 3.2199e-05 | 8.939e-05 | 9.6258e-05 | 3.4634 | 3.7047 | 3.0192 | 5.52 | 6.2046 | 4.4187 | 0.00022125
4389 | 2.639e-05 | 8.3187e-05 | 0 | 3.4104 | 3.7031 | 3.0192 | 5.3785 | 6.1998 | 4.4187 | 0.00022764
4390 | 9.9834e-06 | 8.1584e-05 | 0 | 3.3954 | 3.7015 | 3.0192 | 5.3389 | 6.195 | 4.4187 | 9.1778e-06
4391 | 2.5456e-06 | 8.264e-05 | 0 | 3.3954 | 3.7015 | 3.0192 | 5.3389 | 6.195 | 4.4187 | 1.1636e-05
4392 | 2.5932e-06 | 8.4457e-05 | 0 | 3.3738 | 3.7015 | 3.0192 | 5.2823 | 6.195 | 4.4187 | 9.3417e-06
4393 | 9.5649e-07 | 8.5655e-05 | 0 | 3.3832 | 3.7015 | 3.0192 | 5.3069 | 6.195 | 4.4187 | 8.3583e-06
4394 | 1.6001e-06 | 8.6547e-05 | 0 | 3.3778 | 3.6998 | 3.0192 | 5.2928 | 6.1902 | 4.4187 | 8.0305e-06
4395 | 2.7651e-06 | 8.7024e-05 | 0.00034653 | 3.3724 | 3.6998 | 3.0192 | 5.2788 | 6.1902 | 4.4187 | 9.8333e-06
4396 | 6.0431e-06 | 8.8015e-05 | 0.0024546 | 3.3697 | 3.6982 | 3.0192 | 5.2718 | 6.1854 | 4.4187 | 1.2292e-05
4397 | 2.3716e-05 | 9.3314e-05 | 0.010829 | 3.4049 | 3.6982 | 3.0192 | 5.364 | 6.1854 | 4.4187 | 8.1944e-06
4398 | 2.0875e-05 | 9.2458e-05 | 0.028444 | 3.4606 | 3.6982 | 3.0192 | 5.5124 | 6.1854 | 4.4187 | 1.1636e-05
4399 | 2.1087e-05 | 9.2398e-05 | 0.040356 | 3.5654 | 3.6982 | 3.0192 | 5.8012 | 6.1854 | 4.4187 | 0.00052969
4400 | 9.6033e-06 | 8.858e-05 | 0.05068 | 3.6389 | 3.6982 | 3.0192 | 6.0111 | 6.1854 | 4.4187 | 8.3911e-05
4401 | 1.6879e-05 | 8.9133e-05 | 0.057322 | 3.7368 | 3.6966 | 3.0192 | 6.3009 | 6.1806 | 4.4187 | 7.3586e-05
4402 | 7.7301e-06 | 8.5211e-05 | 0.064036 | 3.8427 | 3.695 | 3.0192 | 6.6284 | 6.1758 | 4.4187 | 6.7686e-05
4403 | 1.9296e-05 | 8.9502e-05 | 0.057611 | 3.8383 | 3.695 | 3.0192 | 6.6146 | 6.1758 | 4.4187 | 8.5058e-05
4404 | 2.4769e-05 | 8.746e-05 | 0.064325 | 3.877 | 3.695 | 3.0192 | 6.7376 | 6.1758 | 4.4187 | 0.00020404
4405 | 2.9152e-05 | 8.5198e-05 | 0.056528 | 3.9752 | 3.695 | 3.0192 | 7.0598 | 6.1758 | 4.4187 | 5.2117e-05
4406 | 2.3563e-05 | 8.2884e-05 | 0.052846 | 3.9585 | 3.695 | 3.0192 | 7.0039 | 6.1758 | 4.4187 | 8.9811e-05
4407 | 1.9424e-05 | 7.9346e-05 | 0.035981 | 3.9511 | 3.695 | 3.0192 | 6.9794 | 6.1758 | 4.4187 | 8.7025e-05
4408 | 1.9044e-05 | 7.9665e-05 | 0.028517 | 3.9273 | 3.6918 | 3.0192 | 6.9009 | 6.1662 | 4.4187 | 7.3586e-05
4409 | 1.2002e-05 | 8.0894e-05 | 0.022524 | 3.9236 | 3.6918 | 3.0192 | 6.889 | 6.1662 | 4.4187 | 6.4244e-05
4410 | 3.685e-05 | 8.9531e-05 | 0.0098905 | 3.8488 | 3.6918 | 3.0192 | 6.6477 | 6.1662 | 4.4187 | 0.00021387
4411 | 2.5819e-05 | 8.5889e-05 | 0.003061 | 3.6641 | 3.6885 | 3.0192 | 6.0845 | 6.1567 | 4.4187 | 0.00020929
4412 | 3.3146e-05 | 8.957e-05 | 0.00014439 | 3.5926 | 3.6885 | 3.0192 | 5.8782 | 6.1567 | 4.4187 | 0.00025681
4413 | 2.0345e-05 | 8.1271e-05 | 0 | 3.5136 | 3.6885 | 3.0192 | 5.6571 | 6.1567 | 4.4187 | 0.00022961
4414 | 7.3017e-06 | 8.0674e-05 | 0 | 3.4214 | 3.6853 | 3.0192 | 5.4077 | 6.1472 | 4.4187 | 1.3275e-05
4415 | 2.8129e-06 | 8.2615e-05 | 0 | 3.3899 | 3.6853 | 3.0192 | 5.3246 | 6.1472 | 4.4187 | 9.8333e-06
4416 | 3.3692e-06 | 8.4589e-05 | 0 | 3.3751 | 3.6853 | 3.0192 | 5.2858 | 6.1472 | 4.4187 | 7.375e-06
4417 | 2.4011e-06 | 8.5986e-05 | 0 | 3.3471 | 3.6837 | 3.0192 | 5.2132 | 6.1424 | 4.4187 | 1.1964e-05
4418 | 2.9873e-06 | 8.6863e-05 | 0 | 3.3274 | 3.6837 | 3.0192 | 5.1626 | 6.1424 | 4.4187 | 8.5222e-06
4419 | 6.3116e-06 | 8.7989e-05 | 0.00028878 | 3.2759 | 3.6837 | 3.0192 | 5.0322 | 6.1424 | 4.4187 | 9.0139e-06
4420 | 4.0489e-06 | 8.7318e-05 | 0.002599 | 3.2759 | 3.6821 | 3.0192 | 5.0322 | 6.1377 | 4.4187 | 6.2278e-06
4421 | 7.2618e-06 | 8.8279e-05 | 0.012273 | 3.3471 | 3.6821 | 3.0192 | 5.2132 | 6.1377 | 4.4187 | 1.18e-05
4422 | 3.518e-05 | 9.6651e-05 | 0.033714 | 3.462 | 3.6821 | 3.0192 | 5.5162 | 6.1377 | 4.4187 | 9.5055e-06
4423 | 3.041e-05 | 9.5193e-05 | 0.050897 | 3.5654 | 3.6805 | 3.0192 | 5.8012 | 6.1329 | 4.4187 | 0.00054264
4424 | 1.227e-05 | 8.9281e-05 | 0.060354 | 3.6688 | 3.6805 | 3.0192 | 6.0985 | 6.1329 | 4.4187 | 4.5561e-05
4425 | 1.1155e-05 | 8.7318e-05 | 0.070894 | 3.7784 | 3.6821 | 3.0192 | 6.4279 | 6.1377 | 4.4187 | 4.8839e-05
4426 | 7.7858e-06 | 8.5127e-05 | 0.078908 | 3.8124 | 3.6821 | 3.0192 | 6.5333 | 6.1377 | 4.4187 | 6.6211e-05
4427 | 1.639e-05 | 8.8519e-05 | 0.07768 | 3.9038 | 3.6805 | 3.0192 | 6.8241 | 6.1329 | 4.4187 | 9.3089e-05
4428 | 2.2135e-05 | 8.6556e-05 | 0.0836 | 3.9419 | 3.6805 | 3.0192 | 6.949 | 6.1329 | 4.4187 | 0.00020879
4429 | 3.2785e-05 | 8.6187e-05 | 0.078619 | 4.0281 | 3.6789 | 3.0192 | 7.2393 | 6.1282 | 4.4187 | 8.4567e-05
4430 | 2.7681e-05 | 8.4019e-05 | 0.064541 | 3.9977 | 3.6789 | 3.0192 | 7.1356 | 6.1282 | 4.4187 | 9.8497e-05
4431 | 1.8406e-05 | 7.8951e-05 | 0.048803 | 4.0473 | 3.6789 | 3.0192 | 7.3056 | 6.1282 | 4.4187 | 8.9155e-05
4432 | 1.3441e-05 | 7.7883e-05 | 0.04014 | 4.0435 | 3.6789 | 3.0192 | 7.2922 | 6.1282 | 4.4187 | 6.8833e-05
4433 | 1.4223e-05 | 8.1456e-05 | 0.025484 | 4.0493 | 3.6789 | 3.0192 | 7.3123 | 6.1282 | 4.4187 | 7.9322e-05
4434 | 4.5795e-05 | 9.2112e-05 | 0.009674 | 3.9958 | 3.6757 | 3.0192 | 7.1292 | 6.1188 | 4.4187 | 0.00018061
4435 | 1.6859e-05 | 8.3102e-05 | 0.0021658 | 3.8141 | 3.6757 | 3.0192 | 6.5387 | 6.1188 | 4.4187 | 0.00022715
4436 | 2.4498e-05 | 8.6869e-05 | 7.2194e-05 | 3.6389 | 3.6757 | 3.0192 | 6.0111 | 6.1188 | 4.4187 | 0.00020748
4437 | 2.4471e-05 | 8.2412e-05 | 0 | 3.5239 | 3.6757 | 3.0192 | 5.6853 | 6.1188 | 4.4187 | 0.00024469
4438 | 7.4004e-06 | 8.0601e-05 | 0 | 3.5195 | 3.6757 | 3.0192 | 5.6732 | 6.1188 | 4.4187 | 7.5389e-06
4439 | 3.0266e-06 | 8.258e-05 | 0 | 3.4934 | 3.6741 | 3.0192 | 5.6015 | 6.1141 | 4.4187 | 1.8192e-05
4440 | 4.8572e-06 | 8.4936e-05 | 0 | 3.4367 | 3.6741 | 3.0192 | 5.4483 | 6.1141 | 4.4187 | 3.6056e-06
4441 | 5.8304e-06 | 8.6917e-05 | 0 | 3.4077 | 3.6741 | 3.0192 | 5.3712 | 6.1141 | 4.4187 | 1.1144e-05
4442 | 6.4067e-06 | 8.7792e-05 | 0 | 3.3604 | 3.6741 | 3.0192 | 5.2475 | 6.1141 | 4.4187 | 1.0817e-05
4443 | 8.6987e-06 | 8.8608e-05 | 0.00028878 | 3.33 | 3.6741 | 3.0192 | 5.1693 | 6.1141 | 4.4187 | 1.4586e-05
4444 | 1.4144e-05 | 9.0249e-05 | 0.0025268 | 3.3392 | 3.6741 | 3.0192 | 5.1928 | 6.1141 | 4.4187 | 8.3583e-06
4445 | 1.4097e-05 | 9.0232e-05 | 0.010757 | 3.4409 | 3.6725 | 3.0192 | 5.4595 | 6.1094 | 4.4187 | 8.6861e-06
4446 | 2.0271e-05 | 9.2081e-05 | 0.028372 | 3.5669 | 3.6725 | 3.0192 | 5.8054 | 6.1094 | 4.4187 | 1.3767e-05
4447 | 3.2252e-05 | 9.5646e-05 | 0.043822 | 3.6704 | 3.6709 | 3.0192 | 6.1032 | 6.1047 | 4.4187 | 0.00053657
4448 | 2.8803e-05 | 9.4146e-05 | 0.057899 | 3.765 | 3.6725 | 3.0192 | 6.3867 | 6.1094 | 4.4187 | 5.7689e-05
4449 | 1.3025e-05 | 8.7786e-05 | 0.059993 | 3.8245 | 3.6725 | 3.0192 | 6.571 | 6.1094 | 4.4187 | 7.2603e-05
4450 | 1.0974e-05 | 8.5989e-05 | 0.070461 | 3.902 | 3.6725 | 3.0192 | 6.8183 | 6.1094 | 4.4187 | 8.4894e-05
4451 | 1.6558e-05 | 8.8464e-05 | 0.082806 | 3.9622 | 3.6709 | 3.0192 | 7.0163 | 6.1047 | 4.4187 | 8.0305e-05
4452 | 2.3397e-05 | 8.6869e-05 | 0.085838 | 4.0687 | 3.6709 | 3.0192 | 7.38 | 6.1047 | 4.4187 | 0.00020961
4453 | 3.124e-05 | 8.5625e-05 | 0.074793 | 4.1202 | 3.6709 | 3.0192 | 7.562 | 6.1047 | 4.4187 | 7.9978e-05
4454 | 3.0242e-05 | 8.4693e-05 | 0.059632 | 4.1484 | 3.6709 | 3.0192 | 7.6638 | 6.1047 | 4.4187 | 7.5717e-05
4455 | 1.9551e-05 | 7.9201e-05 | 0.048731 | 4.0531 | 3.6725 | 3.0192 | 7.3257 | 6.1094 | 4.4187 | 7.9322e-05
4456 | 1.3567e-05 | 7.7822e-05 | 0.031823 | 4.0726 | 3.6725 | 3.0192 | 7.3937 | 6.1094 | 4.4187 | 7.0964e-05
4457 | 1.6223e-05 | 8.1954e-05 | 0.022741 | 4.0454 | 3.6725 | 3.0192 | 7.2989 | 6.1094 | 4.4187 | 7.3258e-05
4458 | 2.8885e-05 | 8.6943e-05 | 0.009674 | 3.9958 | 3.6709 | 3.0192 | 7.1292 | 6.1047 | 4.4187 | 0.00020076
4459 | 2.0021e-05 | 8.3956e-05 | 0.0023102 | 3.8894 | 3.6725 | 3.0192 | 6.7777 | 6.1094 | 4.4187 | 0.00021994
4460 | 2.4995e-05 | 8.6916e-05 | 0 | 3.7767 | 3.6725 | 3.0192 | 6.4228 | 6.1094 | 4.4187 | 0.00024042
4461 | 2.3302e-05 | 8.1862e-05 | 0 | 3.6264 | 3.6725 | 3.0192 | 5.9751 | 6.1094 | 4.4187 | 0.00019355
4462 | 9.6288e-06 | 8.116e-05 | 0 | 3.546 | 3.6725 | 3.0192 | 5.7468 | 6.1094 | 4.4187 | 1.0653e-05
4463 | 7.0321e-06 | 8.3682e-05 | 0 | 3.4862 | 3.6741 | 3.0192 | 5.5818 | 6.1141 | 4.4187 | 7.7028e-06
4464 | 8.6089e-06 | 8.596e-05 | 0 | 3.4535 | 3.6725 | 3.0192 | 5.4934 | 6.1094 | 4.4187 | 2.6714e-05
4465 | 8.2612e-06 | 8.7547e-05 | 0 | 3.4297 | 3.6725 | 3.0192 | 5.4298 | 6.1094 | 4.4187 | 2.6878e-05
4466 | 1.0613e-05 | 8.8956e-05 | 0 | 3.4173 | 3.6725 | 3.0192 | 5.3967 | 6.1094 | 4.4187 | 2.3108e-05
4467 | 1.3868e-05 | 9.0063e-05 | 7.2194e-05 | 3.4256 | 3.6725 | 3.0192 | 5.4187 | 6.1094 | 4.4187 | 2.2125e-05
4468 | 1.8162e-05 | 9.1359e-05 | 0.0018482 | 3.427 | 3.6725 | 3.0192 | 5.4224 | 6.1094 | 4.4187 | 2.7042e-05
4469 | 3.0835e-05 | 9.5158e-05 | 0.0083023 | 3.518 | 3.6725 | 3.0192 | 5.6692 | 6.1094 | 4.4187 | 2.2944e-05
4470 | 3.1802e-05 | 9.5445e-05 | 0.016677 | 3.5774 | 3.6709 | 3.0192 | 5.8351 | 6.1047 | 4.4187 | 1.8192e-05
4471 | 3.8052e-05 | 9.7252e-05 | 0.028878 | 3.6514 | 3.6725 | 3.0192 | 6.0476 | 6.1094 | 4.4187 | 0.00055149
4472 | 2.7554e-05 | 9.3676e-05 | 0.040429 | 3.7767 | 3.6725 | 3.0192 | 6.4228 | 6.1094 | 4.4187 | 0.00052002
4473 | 2.5603e-05 | 9.1466e-05 | 0.062592 | 3.8948 | 3.6725 | 3.0192 | 6.795 | 6.1094 | 4.4187 | 7.9486e-05
4474 | 1.9163e-05 | 8.8351e-05 | 0.072049 | 3.9346 | 3.6741 | 3.0192 | 6.9249 | 6.1141 | 4.4187 | 8.1125e-05
4475 | 2.4905e-05 | 9.086e-05 | 0.066057 | 4.0034 | 3.6741 | 3.0192 | 7.1548 | 6.1141 | 4.4187 | 8.7189e-05
4476 | 2.7616e-05 | 8.8027e-05 | 0.068656 | 4.0166 | 3.6741 | 3.0192 | 7.2 | 6.1141 | 4.4187 | 6.8505e-05
4477 | 2.8963e-05 | 8.4845e-05 | 0.07075 | 4.0903 | 3.6725 | 3.0192 | 7.4559 | 6.1094 | 4.4187 | 7.6372e-05
4478 | 4.3678e-05 | 8.8627e-05 | 0.059199 | 4.0805 | 3.6725 | 3.0192 | 7.4212 | 6.1094 | 4.4187 | 6.998e-05
4479 | 3.1087e-05 | 8.2575e-05 | 0.038407 | 4.1002 | 3.6725 | 3.0192 | 7.4909 | 6.1094 | 4.4187 | 0.00025812
4480 | 1.9683e-05 | 7.9555e-05 | 0.03653 | 4.1122 | 3.6741 | 3.0192 | 7.5334 | 6.1141 | 4.4187 | 0.00024747
4481 | 1.5757e-05 | 8.1716e-05 | 0.021875 | 4.059 | 3.6757 | 3.0192 | 7.346 | 6.1188 | 4.4187 | 4.5725e-05
4482 | 4.0271e-05 | 9.0264e-05 | 0.0075082 | 3.9996 | 3.6757 | 3.0192 | 7.142 | 6.1188 | 4.4187 | 3.9333e-05
4483 | 1.8172e-05 | 8.3306e-05 | 0.0018482 | 3.9092 | 3.6757 | 3.0192 | 6.8417 | 6.1188 | 4.4187 | 4.5889e-05
4484 | 2.855e-05 | 8.7884e-05 | 7.2194e-05 | 3.7886 | 3.6741 | 3.0192 | 6.4592 | 6.1141 | 4.4187 | 0.00016192
4485 | 4.0944e-05 | 8.7062e-05 | 0 | 3.6625 | 3.6741 | 3.0192 | 6.0799 | 6.1141 | 4.4187 | 0.00014635
4486 | 2.1239e-05 | 8.4543e-05 | 0 | 3.6326 | 3.6741 | 3.0192 | 5.9931 | 6.1141 | 4.4187 | 0.00015619
4487 | 2.0081e-05 | 8.7499e-05 | 0 | 3.5926 | 3.6741 | 3.0192 | 5.8782 | 6.1141 | 4.4187 | 2.0978e-05
4488 | 2.2269e-05 | 8.9827e-05 | 0 | 3.5564 | 3.6741 | 3.0192 | 5.776 | 6.1141 | 4.4187 | 1.9011e-05
4489 | 2.162e-05 | 9.1184e-05 | 0 | 3.5224 | 3.6741 | 3.0192 | 5.6813 | 6.1141 | 4.4187 | 2.4583e-05
4490 | 2.1229e-05 | 9.153e-05 | 0 | 3.5064 | 3.6757 | 3.0192 | 5.6371 | 6.1188 | 4.4187 | 2.1961e-05
4491 | 2.2617e-05 | 9.2026e-05 | 0.00034653 | 3.4591 | 3.6757 | 3.0192 | 5.5086 | 6.1188 | 4.4187 | 2.5239e-05
4492 | 2.2903e-05 | 9.1353e-05 | 0.002238 | 3.4367 | 3.6757 | 3.0192 | 5.4483 | 6.1188 | 4.4187 | 3.1794e-05
4493 | 2.2928e-05 | 8.7364e-05 | 0.0078691 | 3.5064 | 3.6757 | 3.0192 | 5.6371 | 6.1188 | 4.4187 | 1.8847e-05
4494 | 5.6514e-05 | 9.2192e-05 | 0.016244 | 3.5774 | 3.6757 | 3.0192 | 5.8351 | 6.1188 | 4.4187 | 3.4908e-05
4495 | 5.7401e-05 | 8.5161e-05 | 0.022236 | 3.7122 | 3.6773 | 3.0192 | 6.2271 | 6.1235 | 4.4187 | 0.00054296
4496 | 3.1073e-05 | 8.5938e-05 | 0.026567 | 3.8576 | 3.6773 | 3.0192 | 6.6755 | 6.1235 | 4.4187 | 0.00048314
4497 | 2.1788e-05 | 8.6808e-05 | 0.048225 | 3.9566 | 3.6773 | 3.0192 | 6.9978 | 6.1235 | 4.4187 | 7.8503e-05
4498 | 1.3857e-05 | 8.4377e-05 | 0.050969 | 4.0707 | 3.6773 | 3.0192 | 7.3868 | 6.1235 | 4.4187 | 7.7192e-05
4499 | 2.4509e-05 | 9.0236e-05 | 0.054001 | 4.0765 | 3.6773 | 3.0192 | 7.4074 | 6.1235 | 4.4187 | 6.9653e-05
4500 | 3.1892e-05 | 8.9233e-05 | 0.065408 | 4.204 | 3.6773 | 3.0192 | 7.868 | 6.1235 | 4.4187 | 6.9817e-05
4501 | 3.4574e-05 | 8.6434e-05 | 0.069523 | 4.1956 | 3.6773 | 3.0192 | 7.837 | 6.1235 | 4.4187 | 7.6536e-05
4502 | 4.4378e-05 | 8.8737e-05 | 0.06317 | 4.0531 | 3.6773 | 3.0192 | 7.3257 | 6.1235 | 4.4187 | 8.0961e-05
4503 | 3.1817e-05 | 8.257e-05 | 0.052413 | 3.8314 | 3.6773 | 3.0192 | 6.5927 | 6.1235 | 4.4187 | 0.000305
4504 | 1.7773e-05 | 7.8833e-05 | 0.039057 | 3.7903 | 3.6789 | 3.0192 | 6.4644 | 6.1282 | 4.4187 | 0.00023993
4505 | 1.3435e-05 | 8.0867e-05 | 0.027434 | 3.8314 | 3.6773 | 3.0192 | 6.5927 | 6.1235 | 4.4187 | 4.6544e-05
4506 | 1.5979e-05 | 8.2845e-05 | 0.010107 | 3.7886 | 3.6773 | 3.0192 | 6.4592 | 6.1235 | 4.4187 | 4.8183e-05
4507 | 2.2498e-05 | 8.4412e-05 | 0.0025027 | 3.7171 | 3.6773 | 3.0192 | 6.2417 | 6.1235 | 4.4187 | 3.5728e-05
4508 | 3.5258e-05 | 8.9481e-05 | 7.2194e-05 | 3.5987 | 3.6773 | 3.0192 | 5.8956 | 6.1235 | 4.4187 | 0.0001634
4509 | 3.6673e-05 | 8.5158e-05 | 0 | 3.4662 | 3.6773 | 3.0192 | 5.5277 | 6.1235 | 4.4187 | 0.00017831
4510 | 3.0921e-05 | 8.7012e-05 | 0 | 3.4423 | 3.6773 | 3.0192 | 5.4633 | 6.1235 | 4.4187 | 0.00015094
4511 | 2.6238e-05 | 8.8049e-05 | 0 | 3.367 | 3.6773 | 3.0192 | 5.2648 | 6.1235 | 4.4187 | 2.1306e-05
4512 | 3.022e-05 | 8.7918e-05 | 0 | 3.3222 | 3.6773 | 3.0192 | 5.1492 | 6.1235 | 4.4187 | 1.4422e-05
4513 | 3.0634e-05 | 8.4322e-05 | 0 | 3.2963 | 3.6773 | 3.0192 | 5.0836 | 6.1235 | 4.4187 | 4.7528e-06
4514 | 3.2812e-05 | 8.4504e-05 | 0 | 3.2747 | 3.6773 | 3.0192 | 5.029 | 6.1235 | 4.4187 | 1.2128e-05
4515 | 3.4647e-05 | 8.441e-05 | 0.00021658 | 3.2371 | 3.6773 | 3.0192 | 4.9356 | 6.1235 | 4.4187 | 6.5555e-06
4516 | 3.964e-05 | 8.5656e-05 | 0.0021369 | 3.2433 | 3.6773 | 3.0192 | 4.951 | 6.1235 | 4.4187 | 6.0639e-06
4517 | 5.9884e-05 | 9.1946e-05 | 0.0092408 | 3.3053 | 3.6773 | 3.0192 | 5.1063 | 6.1235 | 4.4187 | 6.8833e-06
4518 | 5.0425e-05 | 8.9111e-05 | 0.027867 | 3.3805 | 3.6789 | 3.0192 | 5.2998 | 6.1282 | 4.4187 | 9.0139e-06
4519 | 4.5072e-05 | 8.5021e-05 | 0.047648 | 3.4577 | 3.6789 | 3.0192 | 5.5048 | 6.1282 | 4.4187 | 0.00056689
4520 | 2.654e-05 | 7.6597e-05 | 0.057466 | 3.5386 | 3.6789 | 3.0192 | 5.7262 | 6.1282 | 4.4187 | 7.7355e-05
4521 | 1.8156e-05 | 7.8826e-05 | 0.068223 | 3.6033 | 3.6805 | 3.0192 | 5.9087 | 6.1329 | 4.4187 | 6.0967e-05
4522 | 1.453e-05 | 8.0471e-05 | 0.080135 | 3.6832 | 3.6821 | 3.0192 | 6.1408 | 6.1377 | 4.4187 | 0.00010063
4523 | 1.9081e-05 | 8.4051e-05 | 0.084467 | 3.76 | 3.6821 | 3.0192 | 6.3714 | 6.1377 | 4.4187 | 7.3258e-05
4524 | 1.9923e-05 | 8.3487e-05 | 0.082878 | 3.8576 | 3.6837 | 3.0192 | 6.6755 | 6.1424 | 4.4187 | 0.00019831
4525 | 1.752e-05 | 8.0156e-05 | 0.08129 | 3.9056 | 3.6821 | 3.0192 | 6.8299 | 6.1377 | 4.4187 | 9.8169e-05
4526 | 2.0355e-05 | 8.052e-05 | 0.06945 | 3.9585 | 3.6805 | 3.0192 | 7.0039 | 6.1329 | 4.4187 | 9.358e-05
4527 | 8.7267e-06 | 7.5203e-05 | 0.054939 | 3.9548 | 3.6805 | 3.0192 | 6.9917 | 6.1329 | 4.4187 | 7.6372e-05
4528 | 6.1614e-06 | 7.5101e-05 | 0.040862 | 3.9771 | 3.6805 | 3.0192 | 7.066 | 6.1329 | 4.4187 | 7.4078e-05
4529 | 2.8148e-05 | 8.5152e-05 | 0.024835 | 3.9789 | 3.6821 | 3.0192 | 7.0723 | 6.1377 | 4.4187 | 7.4078e-05
4530 | 1.1676e-05 | 8.1473e-05 | 0.0072194 | 3.9236 | 3.6821 | 3.0192 | 6.889 | 6.1377 | 4.4187 | 0.00023715
4531 | 2.6783e-05 | 8.5681e-05 | 0.0021177 | 3.7971 | 3.6821 | 3.0192 | 6.4855 | 6.1377 | 4.4187 | 0.0002165
4532 | 2.1377e-05 | 8.5576e-05 | 0 | 3.6171 | 3.6821 | 3.0192 | 5.9483 | 6.1377 | 4.4187 | 0.00024354
4533 | 2.4441e-05 | 8.1402e-05 | 0 | 3.4934 | 3.6821 | 3.0192 | 5.6015 | 6.1377 | 4.4187 | 0.00023403
4534 | 2.2073e-05 | 8.2136e-05 | 0 | 3.3927 | 3.6821 | 3.0192 | 5.3317 | 6.1377 | 4.4187 | 1.9994e-05
4535 | 2.6409e-05 | 8.4136e-05 | 0 | 3.3872 | 3.6821 | 3.0192 | 5.3175 | 6.1377 | 4.4187 | 5.5722e-06
4536 | 3.1135e-05 | 8.5969e-05 | 0 | 3.3724 | 3.6821 | 3.0192 | 5.2788 | 6.1377 | 4.4187 | 1.6061e-05
4537 | 3.2388e-05 | 8.4213e-05 | 0 | 3.3471 | 3.6821 | 3.0192 | 5.2132 | 6.1377 | 4.4187 | 1.1636e-05
4538 | 3.4136e-05 | 8.4073e-05 | 0 | 3.33 | 3.6805 | 3.0192 | 5.1693 | 6.1329 | 4.4187 | 1.0489e-05
4539 | 3.6379e-05 | 8.4655e-05 | 0.00014439 | 3.2785 | 3.6805 | 3.0192 | 5.0386 | 6.1329 | 4.4187 | 9.5055e-06
4540 | 3.736e-05 | 8.4977e-05 | 0.002238 | 3.2734 | 3.6805 | 3.0192 | 5.0259 | 6.1329 | 4.4187 | 1.4586e-05
4541 | 4.0495e-05 | 8.5922e-05 | 0.0083745 | 3.3564 | 3.6805 | 3.0192 | 5.2372 | 6.1329 | 4.4187 | 1.3111e-05
4542 | 4.3375e-05 | 8.5855e-05 | 0.021875 | 3.4591 | 3.6805 | 3.0192 | 5.5086 | 6.1329 | 4.4187 | 1.6389e-05
4543 | 4.42e-05 | 8.4139e-05 | 0.027795 | 3.5669 | 3.6805 | 3.0192 | 5.8054 | 6.1329 | 4.4187 | 0.00053346
4544 | 4.3085e-05 | 8.3735e-05 | 0.041945 | 3.6752 | 3.6821 | 3.0192 | 6.1172 | 6.1377 | 4.4187 | 7.1947e-05
4545 | 1.856e-05 | 8.2238e-05 | 0.051691 | 3.7253 | 3.6805 | 3.0192 | 6.2663 | 6.1329 | 4.4187 | 6.9161e-05
4546 | 1.4409e-05 | 8.1873e-05 | 0.062809 | 3.7734 | 3.6805 | 3.0192 | 6.4124 | 6.1329 | 4.4187 | 8.555e-05
4547 | 2.3377e-05 | 8.713e-05 | 0.049958 | 3.8646 | 3.6805 | 3.0192 | 6.698 | 6.1329 | 4.4187 | 6.8833e-05
4548 | 2.4778e-05 | 8.5541e-05 | 0.066996 | 3.9146 | 3.6805 | 3.0192 | 6.8593 | 6.1329 | 4.4187 | 0.00019241
4549 | 3.0528e-05 | 8.4184e-05 | 0.066563 | 3.9566 | 3.6805 | 3.0192 | 6.9978 | 6.1329 | 4.4187 | 7.4733e-05
4550 | 3.1847e-05 | 8.433e-05 | 0.048586 | 3.992 | 3.6789 | 3.0192 | 7.1165 | 6.1282 | 4.4187 | 7.883e-05
4551 | 2.3939e-05 | 7.9949e-05 | 0.043244 | 4.0166 | 3.6789 | 3.0192 | 7.2 | 6.1282 | 4.4187 | 7.0144e-05
4552 | 3.2687e-05 | 8.3108e-05 | 0.023968 | 4.0281 | 3.6805 | 3.0192 | 7.2393 | 6.1329 | 4.4187 | 7.08e-05
4553 | 1.4659e-05 | 8.1054e-05 | 0.019131 | 4.0034 | 3.6805 | 3.0192 | 7.1548 | 6.1329 | 4.4187 | 7.67e-05
4554 | 3.2155e-05 | 8.7532e-05 | 0.0077969 | 3.9883 | 3.6789 | 3.0192 | 7.1038 | 6.1282 | 4.4187 | 0.00019749
4555 | 2.8744e-05 | 8.5935e-05 | 0.0023102 | 3.8401 | 3.6789 | 3.0192 | 6.6201 | 6.1282 | 4.4187 | 0.0002342
4556 | 4.0983e-05 | 9.0701e-05 | 9.6258e-05 | 3.6928 | 3.6773 | 3.0192 | 6.1693 | 6.1235 | 4.4187 | 0.00022502
4557 | 4.9443e-05 | 8.8633e-05 | 0 | 3.6233 | 3.6773 | 3.0192 | 5.9661 | 6.1235 | 4.4187 | 0.00021781
4558 | 4.5224e-05 | 8.8289e-05 | 0 | 3.5549 | 3.6773 | 3.0192 | 5.7718 | 6.1235 | 4.4187 | 1.1964e-05
4559 | 4.3798e-05 | 9.0047e-05 | 0 | 3.4905 | 3.6741 | 3.0192 | 5.5936 | 6.1141 | 4.4187 | 1.3767e-05
4560 | 5.3191e-05 | 9.0834e-05 | 0 | 3.4948 | 3.6741 | 3.0192 | 5.6054 | 6.1141 | 4.4187 | 9.9972e-06
4561 | 5.4031e-05 | 9.1219e-05 | 0 | 3.4876 | 3.6757 | 3.0192 | 5.5858 | 6.1188 | 4.4187 | 2.5075e-05
4562 | 5.5048e-05 | 9.0397e-05 | 0 | 3.4187 | 3.6757 | 3.0192 | 5.4004 | 6.1188 | 4.4187 | 2.065e-05
4563 | 5.94e-05 | 9.1632e-05 | 0 | 3.3818 | 3.6741 | 3.0192 | 5.3034 | 6.1141 | 4.4187 | 1.0653e-05
4564 | 6.2018e-05 | 9.238e-05 | 0.0021369 | 3.3697 | 3.6741 | 3.0192 | 5.2718 | 6.1141 | 4.4187 | 7.2111e-06
4565 | 7.9406e-05 | 9.6555e-05 | 0.0053712 | 3.4776 | 3.6757 | 3.0192 | 5.5585 | 6.1188 | 4.4187 | 9.5055e-06
4566 | 6.5015e-05 | 9.3375e-05 | 0.016027 | 3.5926 | 3.6757 | 3.0192 | 5.8782 | 6.1188 | 4.4187 | 6.0639e-06
4567 | 8.3612e-05 | 9.6751e-05 | 0.031188 | 3.6976 | 3.6725 | 3.0192 | 6.1836 | 6.1094 | 4.4187 | 0.00058803
4568 | 4.1831e-05 | 8.3091e-05 | 0.052918 | 3.7937 | 3.6741 | 3.0192 | 6.4749 | 6.1141 | 4.4187 | 6.2605e-05
4569 | 2.3678e-05 | 7.8189e-05 | 0.049597 | 3.8912 | 3.6741 | 3.0192 | 6.7834 | 6.1141 | 4.4187 | 7.7519e-05
4570 | 2.4897e-05 | 8.2341e-05 | 0.071616 | 3.9677 | 3.6741 | 3.0192 | 7.0348 | 6.1141 | 4.4187 | 7.2767e-05
4571 | 2.7247e-05 | 8.6105e-05 | 0.066707 | 4.0415 | 3.6741 | 3.0192 | 7.2856 | 6.1141 | 4.4187 | 6.8342e-05
4572 | 3.069e-05 | 8.5926e-05 | 0.07602 | 4.0824 | 3.6725 | 3.0192 | 7.4281 | 6.1094 | 4.4187 | 0.00019749
4573 | 3.6836e-05 | 8.5458e-05 | 0.073277 | 4.1161 | 3.6725 | 3.0192 | 7.5477 | 6.1094 | 4.4187 | 9.5219e-05
4574 | 3.0594e-05 | 8.3429e-05 | 0.059054 | 4.1122 | 3.6725 | 3.0192 | 7.5334 | 6.1094 | 4.4187 | 7.7683e-05
4575 | 2.4793e-05 | 7.9374e-05 | 0.048803 | 4.177 | 3.6725 | 3.0192 | 7.7683 | 6.1094 | 4.4187 | 8.0961e-05
4576 | 2.2233e-05 | 7.8704e-05 | 0.037685 | 4.261 | 3.6709 | 3.0192 | 8.0834 | 6.1047 | 4.4187 | 6.7686e-05
4577 | 2.8064e-05 | 8.3589e-05 | 0.019492 | 4.1709 | 3.6725 | 3.0192 | 7.7457 | 6.1094 | 4.4187 | 7.2767e-05
4578 | 1.5102e-05 | 8.1167e-05 | 0.009674 | 4.1002 | 3.6725 | 3.0192 | 7.4909 | 6.1094 | 4.4187 | 0.00020863
4579 | 4.2298e-05 | 8.9077e-05 | 0.002599 | 3.9456 | 3.6709 | 3.0192 | 6.9611 | 6.1047 | 4.4187 | 0.00024239
4580 | 5.2544e-05 | 9.3621e-05 | 7.2194e-05 | 3.847 | 3.6709 | 3.0192 | 6.6422 | 6.1047 | 4.4187 | 0.00021666
4581 | 6.477e-05 | 9.2911e-05 | 0 | 3.7734 | 3.6693 | 3.0192 | 6.4124 | 6.1 | 4.4187 | 0.0002183
4582 | 4.2904e-05 | 8.9925e-05 | 0 | 3.6896 | 3.6693 | 3.0192 | 6.1598 | 6.1 | 4.4187 | 9.3417e-06
4583 | 4.1572e-05 | 8.7679e-05 | 0 | 3.6342 | 3.6693 | 3.0192 | 5.9976 | 6.1 | 4.4187 | 1.7372e-05
4584 | 4.5187e-05 | 8.8347e-05 | 0 | 3.6125 | 3.6693 | 3.0192 | 5.9351 | 6.1 | 4.4187 | 7.8667e-06
4585 | 4.5578e-05 | 8.7803e-05 | 0 | 3.6125 | 3.6709 | 3.0192 | 5.9351 | 6.1047 | 4.4187 | 1.2292e-05
4586 | 4.6739e-05 | 8.7897e-05 | 0 | 3.5639 | 3.6693 | 3.0192 | 5.797 | 6.1 | 4.4187 | 1.6389e-05
4587 | 4.8708e-05 | 8.8226e-05 | 9.6258e-05 | 3.5564 | 3.6693 | 3.0192 | 5.776 | 6.1 | 4.4187 | 5.9e-06
4588 | 5.1018e-05 | 8.8991e-05 | 0.0015161 | 3.5107 | 3.6709 | 3.0192 | 5.6491 | 6.1047 | 4.4187 | 1.5733e-05
4589 | 5.0912e-05 | 8.8776e-05 | 0.0061605 | 3.5415 | 3.6693 | 3.0192 | 5.7344 | 6.1 | 4.4187 | 1.5078e-05
4590 | 5.6165e-05 | 9.0375e-05 | 0.01776 | 3.628 | 3.6693 | 3.0192 | 5.9796 | 6.1 | 4.4187 | 8.0305e-06
4591 | 6.0567e-05 | 9.0224e-05 | 0.027506 | 3.755 | 3.6693 | 3.0192 | 6.3562 | 6.1 | 4.4187 | 0.00058475
4592 | 5.3201e-05 | 8.317e-05 | 0.032516 | 3.9328 | 3.6678 | 3.0192 | 6.9188 | 6.0954 | 4.4187 | 5.5722e-05
4593 | 2.5896e-05 | 8.026e-05 | 0.033931 | 4.0243 | 3.6693 | 3.0192 | 7.2261 | 6.1 | 4.4187 | 6.2605e-05
4594 | 2.2635e-05 | 8.3652e-05 | 0.05133 | 4.0281 | 3.6693 | 3.0192 | 7.2393 | 6.1 | 4.4187 | 7.1619e-05
4595 | 3.0787e-05 | 8.755e-05 | 0.059343 | 4.1342 | 3.6709 | 3.0192 | 7.6125 | 6.1047 | 4.4187 | 8.178e-05
4596 | 3.4352e-05 | 8.765e-05 | 0.06252 | 4.1832 | 3.6709 | 3.0192 | 7.7911 | 6.1047 | 4.4187 | 0.00021256
4597 | 4.219e-05 | 8.7237e-05 | 0.043316 | 4.1443 | 3.6693 | 3.0192 | 7.6491 | 6.1 | 4.4187 | 8.9155e-05
4598 | 3.0562e-05 | 8.3722e-05 | 0.05234 | 4.1242 | 3.6678 | 3.0192 | 7.5764 | 6.0954 | 4.4187 | 9.2105e-05
4599 | 2.386e-05 | 7.9609e-05 | 0.053784 | 4.1342 | 3.6693 | 3.0192 | 7.6125 | 6.1 | 4.4187 | 8.2764e-05
4600 | 2.6703e-05 | 8.0883e-05 | 0.035447 | 4.1302 | 3.6693 | 3.0192 | 7.598 | 6.1 | 4.4187 | 5.4247e-05
4601 | 1.8961e-05 | 8.2027e-05 | 0.016027 | 3.8984 | 3.6693 | 3.0192 | 6.8066 | 6.1 | 4.4187 | 6.6539e-05
4602 | 1.5689e-05 | 8.2341e-05 | 0.0073349 | 3.8576 | 3.6693 | 3.0192 | 6.6755 | 6.1 | 4.4187 | 0.00019503
4603 | 2.2685e-05 | 8.3933e-05 | 0.0020936 | 3.7617 | 3.6678 | 3.0192 | 6.3765 | 6.0954 | 4.4187 | 0.00022158
4604 | 3.4141e-05 | 8.843e-05 | 0 | 3.6311 | 3.6709 | 3.0192 | 5.9886 | 6.1047 | 4.4187 | 0.00019634
4605 | 3.9047e-05 | 8.5371e-05 | 0 | 3.5356 | 3.6693 | 3.0192 | 5.718 | 6.1 | 4.4187 | 0.00021928
4606 | 3.1632e-05 | 8.431e-05 | 0 | 3.4705 | 3.6693 | 3.0192 | 5.5392 | 6.1 | 4.4187 | 1.5897e-05
4607 | 3.6967e-05 | 8.7312e-05 | 0 | 3.4297 | 3.6693 | 3.0192 | 5.4298 | 6.1 | 4.4187 | 1.1636e-05
4608 | 4.6846e-05 | 8.9751e-05 | 0 | 3.3886 | 3.6678 | 3.0192 | 5.3211 | 6.0954 | 4.4187 | 9.3417e-06
4609 | 5.6361e-05 | 9.1668e-05 | 0 | 3.3564 | 3.6693 | 3.0192 | 5.2372 | 6.1 | 4.4187 | 1.2456e-05
4610 | 6.0182e-05 | 9.1502e-05 | 0 | 3.3431 | 3.6693 | 3.0192 | 5.203 | 6.1 | 4.4187 | 8.0305e-06
4611 | 6.1422e-05 | 9.1972e-05 | 0.00014439 | 3.3248 | 3.6709 | 3.0192 | 5.1559 | 6.1047 | 4.4187 | 1.18e-05
4612 | 6.3943e-05 | 9.3028e-05 | 0.0028878 | 3.3053 | 3.6709 | 3.0192 | 5.1063 | 6.1047 | 4.4187 | 1.475e-05
4613 | 7.7669e-05 | 9.6833e-05 | 0.0093852 | 3.4008 | 3.6709 | 3.0192 | 5.3532 | 6.1047 | 4.4187 | 1.7372e-05
4614 | 6.4681e-05 | 9.2659e-05 | 0.022669 | 3.5371 | 3.6709 | 3.0192 | 5.7221 | 6.1047 | 4.4187 | 1.4586e-05
4615 | 4.9491e-05 | 8.6017e-05 | 0.034422 | 3.6373 | 3.6709 | 3.0192 | 6.0066 | 6.1047 | 4.4187 | 0.00053395
4616 | 2.4826e-05 | 7.7174e-05 | 0.042017 | 3.7204 | 3.6709 | 3.0192 | 6.2515 | 6.1047 | 4.4187 | 7.4078e-05
4617 | 2.0504e-05 | 7.795e-05 | 0.047864 | 3.8576 | 3.6709 | 3.0192 | 6.6755 | 6.1047 | 4.4187 | 5.9983e-05
4618 | 1.3798e-05 | 7.9662e-05 | 0.048803 | 3.9548 | 3.6709 | 3.0192 | 6.9917 | 6.1047 | 4.4187 | 8.0633e-05
4619 | 2.2317e-05 | 8.4174e-05 | 0.072266 | 3.9492 | 3.6725 | 3.0192 | 6.9733 | 6.1094 | 4.4187 | 6.3589e-05
4620 | 2.6295e-05 | 8.3563e-05 | 0.058982 | 4.0903 | 3.6709 | 3.0192 | 7.4559 | 6.1047 | 4.4187 | 0.00017815
4621 | 2.7538e-05 | 8.178e-05 | 0.051763 | 4.1282 | 3.6709 | 3.0192 | 7.5908 | 6.1047 | 4.4187 | 0.00011751
4622 | 2.5364e-05 | 8.0923e-05 | 0.039707 | 4.2019 | 3.6709 | 3.0192 | 7.8602 | 6.1047 | 4.4187 | 9.3744e-05
4623 | 2.1796e-05 | 7.7863e-05 | 0.039057 | 4.2081 | 3.6709 | 3.0192 | 7.8835 | 6.1047 | 4.4187 | 9.8169e-05
4624 | 1.9936e-05 | 7.7559e-05 | 0.0283 | 4.2081 | 3.6709 | 3.0192 | 7.8835 | 6.1047 | 4.4187 | 5.2936e-05
4625 | 1.476e-05 | 7.942e-05 | 0.017904 | 4.1002 | 3.6693 | 3.0192 | 7.4909 | 6.1 | 4.4187 | 6.9325e-05
4626 | 1.1813e-05 | 7.997e-05 | 0.0065841 | 4.0396 | 3.6709 | 3.0192 | 7.2789 | 6.1047 | 4.4187 | 0.00020584
4627 | 1.7689e-05 | 8.1894e-05 | 0.0020214 | 3.9218 | 3.6709 | 3.0192 | 6.883 | 6.1047 | 4.4187 | 0.0002283
4628 | 2.1162e-05 | 8.4782e-05 | 0 | 3.7106 | 3.6709 | 3.0192 | 6.2223 | 6.1047 | 4.4187 | 0.00023256
4629 | 2.3996e-05 | 8.1966e-05 | 0 | 3.6672 | 3.6709 | 3.0192 | 6.0938 | 6.1047 | 4.4187 | 0.00020093
4630 | 9.9705e-06 | 7.7755e-05 | 0 | 3.6064 | 3.6709 | 3.0192 | 5.9174 | 6.1047 | 4.4187 | 1.1636e-05
4631 | 6.5834e-06 | 7.5207e-05 | 0 | 3.5166 | 3.6709 | 3.0192 | 5.6651 | 6.1047 | 4.4187 | 1.3931e-05
4632 | 8.4167e-06 | 7.6785e-05 | 0 | 3.5006 | 3.6709 | 3.0192 | 5.6212 | 6.1047 | 4.4187 | 2.2125e-05
4633 | 7.6408e-06 | 7.6181e-05 | 0 | 3.4833 | 3.6709 | 3.0192 | 5.574 | 6.1047 | 4.4187 | 2.5403e-05
4634 | 8.6038e-06 | 7.6237e-05 | 0 | 3.4905 | 3.6709 | 3.0192 | 5.5936 | 6.1047 | 4.4187 | 2.2453e-05
4635 | 1.0353e-05 | 7.622e-05 | 0 | 3.4762 | 3.6709 | 3.0192 | 5.5546 | 6.1047 | 4.4187 | 2.0158e-05
4636 | 1.2021e-05 | 7.6612e-05 | 0.0015016 | 3.4648 | 3.6725 | 3.0192 | 5.5238 | 6.1094 | 4.4187 | 1.8356e-05
4637 | 3.5128e-05 | 8.4032e-05 | 0.007075 | 3.5195 | 3.6725 | 3.0192 | 5.6732 | 6.1094 | 4.4187 | 9.5055e-06
4638 | 3.0924e-05 | 8.2202e-05 | 0.012562 | 3.6171 | 3.6725 | 3.0192 | 5.9483 | 6.1094 | 4.4187 | 2.1633e-05
4639 | 4.347e-05 | 8.4738e-05 | 0.024185 | 3.709 | 3.6725 | 3.0192 | 6.2174 | 6.1094 | 4.4187 | 0.00050101
4640 | 8.1816e-06 | 7.3633e-05 | 0.037252 | 3.8176 | 3.6725 | 3.0192 | 6.5494 | 6.1094 | 4.4187 | 0.00054526
4641 | 7.6248e-06 | 7.2797e-05 | 0.041511 | 3.8505 | 3.6741 | 3.0192 | 6.6532 | 6.1141 | 4.4187 | 6.8669e-05
4642 | 1.8781e-05 | 7.6831e-05 | 0.039057 | 3.9733 | 3.6741 | 3.0192 | 7.0535 | 6.1141 | 4.4187 | 8.178e-05
4643 | 2.0322e-05 | 8.0728e-05 | 0.050247 | 3.9808 | 3.6741 | 3.0192 | 7.0786 | 6.1141 | 4.4187 | 8.0142e-05
4644 | 2.3309e-05 | 8.1682e-05 | 0.039418 | 4.0205 | 3.6741 | 3.0192 | 7.2131 | 6.1141 | 4.4187 | 7.7028e-05
4645 | 3.2443e-05 | 8.3387e-05 | 0.02368 | 4.0982 | 3.6757 | 3.0192 | 7.4839 | 6.1188 | 4.4187 | 8.2108e-05
4646 | 2.6585e-05 | 8.1759e-05 | 0.027145 | 4.1936 | 3.6757 | 3.0192 | 7.8293 | 6.1188 | 4.4187 | 7.7028e-05
4647 | 2.3694e-05 | 7.8832e-05 | 0.023246 | 4.2355 | 3.6757 | 3.0192 | 7.9862 | 6.1188 | 4.4187 | 0.00026075
4648 | 1.3413e-05 | 7.6402e-05 | 0.017182 | 4.2376 | 3.6773 | 3.0192 | 7.9942 | 6.1235 | 4.4187 | 0.00028172
4649 | 1.4696e-05 | 8.0416e-05 | 0.0084467 | 4.1688 | 3.6773 | 3.0192 | 7.7382 | 6.1235 | 4.4187 | 4.6872e-05
4650 | 9.3428e-06 | 8.0243e-05 | 0.0038696 | 4.1102 | 3.6773 | 3.0192 | 7.5263 | 6.1235 | 4.4187 | 5.6214e-05
4651 | 1.4249e-05 | 8.1e-05 | 0.0016171 | 3.9659 | 3.6773 | 3.0192 | 7.0286 | 6.1235 | 4.4187 | 3.5728e-05
4652 | 2.7697e-05 | 8.6811e-05 | 7.2194e-05 | 3.7269 | 3.6773 | 3.0192 | 6.2712 | 6.1235 | 4.4187 | 0.00016536
4653 | 2.5651e-05 | 8.1498e-05 | 0 | 3.6156 | 3.6773 | 3.0192 | 5.9439 | 6.1235 | 4.4187 | 0.00016995
4654 | 8.2141e-06 | 7.6386e-05 | 0 | 3.6202 | 3.6773 | 3.0192 | 5.9572 | 6.1235 | 4.4187 | 0.00014471
4655 | 5.0004e-06 | 7.5383e-05 | 0 | 3.4876 | 3.6773 | 3.0192 | 5.5858 | 6.1235 | 4.4187 | 2.1306e-05
4656 | 8.1181e-06 | 7.7044e-05 | 0 | 3.4145 | 3.6789 | 3.0192 | 5.3894 | 6.1282 | 4.4187 | 2.2944e-05
4657 | 1.0879e-05 | 7.7352e-05 | 0 | 3.3859 | 3.6789 | 3.0192 | 5.314 | 6.1282 | 4.4187 | 2.5239e-05
4658 | 1.674e-05 | 7.9252e-05 | 0 | 3.3981 | 3.6805 | 3.0192 | 5.346 | 6.1329 | 4.4187 | 1.4914e-05
4659 | 2.9248e-05 | 8.2265e-05 | 7.2194e-05 | 3.3577 | 3.6805 | 3.0192 | 5.2406 | 6.1329 | 4.4187 | 1.9667e-05
4660 | 3.7187e-05 | 8.4203e-05 | 0.0018482 | 3.3339 | 3.6805 | 3.0192 | 5.1793 | 6.1329 | 4.4187 | 3.3761e-05
4661 | 4.3079e-05 | 8.6485e-05 | 0.0068728 | 3.4256 | 3.6805 | 3.0192 | 5.4187 | 6.1329 | 4.4187 | 1.9667e-05
4662 | 6.7491e-05 | 9.3612e-05 | 0.017543 | 3.585 | 3.6805 | 3.0192 | 5.8566 | 6.1329 | 4.4187 | 2.2453e-05
4663 | 4.5209e-05 | 8.6036e-05 | 0.029383 | 3.7483 | 3.6805 | 3.0192 | 6.336 | 6.1329 | 4.4187 | 0.00054509
4664 | 4.4524e-05 | 8.1232e-05 | 0.040212 | 3.8787 | 3.6821 | 3.0192 | 6.7433 | 6.1377 | 4.4187 | 0.00047118
4665 | 1.559e-05 | 7.4402e-05 | 0.046998 | 3.964 | 3.6837 | 3.0192 | 7.0225 | 6.1424 | 4.4187 | 8.1453e-05
4666 | 2.4397e-05 | 8.2801e-05 | 0.042233 | 4.0473 | 3.6853 | 3.0192 | 7.3056 | 6.1472 | 4.4187 | 7.8667e-05
4667 | 2.0833e-05 | 8.3942e-05 | 0.048586 | 4.1464 | 3.6853 | 3.0192 | 7.6564 | 6.1472 | 4.4187 | 8.4075e-05
4668 | 2.3664e-05 | 8.3965e-05 | 0.058116 | 4.2144 | 3.6853 | 3.0192 | 7.907 | 6.1472 | 4.4187 | 8.3911e-05
4669 | 2.7874e-05 | 8.2761e-05 | 0.054073 | 4.2934 | 3.6853 | 3.0192 | 8.2082 | 6.1472 | 4.4187 | 7.4897e-05
4670 | 2.6269e-05 | 8.2469e-05 | 0.047576 | 4.344 | 3.6853 | 3.0192 | 8.4073 | 6.1472 | 4.4187 | 7.9486e-05
4671 | 2.3057e-05 | 7.9505e-05 | 0.037469 | 4.3709 | 3.6853 | 3.0192 | 8.515 | 6.1472 | 4.4187 | 0.00023764
4672 | 1.4264e-05 | 7.7209e-05 | 0.028444 | 4.3642 | 3.6853 | 3.0192 | 8.4879 | 6.1472 | 4.4187 | 0.00027107
4673 | 1.17e-05 | 7.9765e-05 | 0.016388 | 4.3043 | 3.6853 | 3.0192 | 8.2507 | 6.1472 | 4.4187 | 4.425e-05
4674 | 1.2506e-05 | 8.123e-05 | 0.0064108 | 4.2102 | 3.6853 | 3.0192 | 7.8913 | 6.1472 | 4.4187 | 3.5728e-05
4675 | 2.1994e-05 | 8.3761e-05 | 0.0015594 | 4.057 | 3.6885 | 3.0192 | 7.3392 | 6.1567 | 4.4187 | 3.2942e-05
4676 | 2.6203e-05 | 8.6431e-05 | 0 | 3.7988 | 3.6885 | 3.0192 | 6.4907 | 6.1567 | 4.4187 | 0.00015733
4677 | 3.6784e-05 | 8.5179e-05 | 0 | 3.6499 | 3.6902 | 3.0192 | 6.043 | 6.1614 | 4.4187 | 0.00014127
4678 | 2.3233e-05 | 8.43e-05 | 0 | 3.5714 | 3.6902 | 3.0192 | 5.8181 | 6.1614 | 4.4187 | 0.00016012
4679 | 2.8221e-05 | 8.894e-05 | 0 | 3.5209 | 3.6902 | 3.0192 | 5.6772 | 6.1614 | 4.4187 | 3.0483e-05
4680 | 3.6339e-05 | 9.2848e-05 | 0 | 3.4905 | 3.6902 | 3.0192 | 5.5936 | 6.1614 | 4.4187 | 7.5389e-06
4681 | 3.8821e-05 | 9.5356e-05 | 0 | 3.427 | 3.6902 | 3.0192 | 5.4224 | 6.1614 | 4.4187 | 1.3111e-05
4682 | 4.5694e-05 | 9.6886e-05 | 0 | 3.4325 | 3.6918 | 3.0192 | 5.4372 | 6.1662 | 4.4187 | 8.85e-06
4683 | 5.4395e-05 | 9.855e-05 | 0 | 3.3764 | 3.6918 | 3.0192 | 5.2893 | 6.1662 | 4.4187 | 1.8519e-05
4684 | 5.6512e-05 | 9.1477e-05 | 0.0012995 | 3.3511 | 3.6918 | 3.0192 | 5.2234 | 6.1662 | 4.4187 | 8.1944e-06
4685 | 6.5946e-05 | 9.1359e-05 | 0.006122 | 3.462 | 3.6918 | 3.0192 | 5.5162 | 6.1662 | 4.4187 | 6.5555e-06
4686 | 5.6042e-05 | 8.9378e-05 | 0.018121 | 3.5972 | 3.6918 | 3.0192 | 5.8912 | 6.1662 | 4.4187 | 1.1144e-05
4687 | 5.4079e-05 | 8.7559e-05 | 0.029383 | 3.68 | 3.6918 | 3.0192 | 6.1313 | 6.1662 | 4.4187 | 0.00056034
4688 | 3.4771e-05 | 8.8681e-05 | 0.038335 | 3.765 | 3.6934 | 3.0192 | 6.3867 | 6.171 | 4.4187 | 5.0478e-05
4689 | 2.5447e-05 | 8.6375e-05 | 0.046493 | 3.8859 | 3.6934 | 3.0192 | 6.7662 | 6.171 | 4.4187 | 6.408e-05
4690 | 1.9845e-05 | 8.6169e-05 | 0.054218 | 3.9492 | 3.6934 | 3.0192 | 6.9733 | 6.171 | 4.4187 | 7.6208e-05
4691 | 1.8655e-05 | 8.7895e-05 | 0.057755 | 4.0262 | 3.695 | 3.0192 | 7.2327 | 6.1758 | 4.4187 | 7.1292e-05
4692 | 1.915e-05 | 8.481e-05 | 0.059632 | 4.0609 | 3.6966 | 3.0192 | 7.3528 | 6.1806 | 4.4187 | 0.00021715
4693 | 2.5703e-05 | 8.3078e-05 | 0.053857 | 4.1222 | 3.6966 | 3.0192 | 7.5692 | 6.1806 | 4.4187 | 8.8336e-05
4694 | 1.3025e-05 | 7.8651e-05 | 0.047359 | 4.2568 | 3.6982 | 3.0192 | 8.067 | 6.1854 | 4.4187 | 8.2436e-05
4695 | 9.9497e-06 | 7.5515e-05 | 0.038046 | 4.1998 | 3.6966 | 3.0192 | 7.8525 | 6.1806 | 4.4187 | 7.1292e-05
4696 | 7.8368e-06 | 7.5202e-05 | 0.025557 | 4.2144 | 3.6966 | 3.0192 | 7.907 | 6.1806 | 4.4187 | 6.6375e-05
4697 | 1.2932e-05 | 8.0052e-05 | 0.024762 | 4.1832 | 3.6966 | 3.0192 | 7.7911 | 6.1806 | 4.4187 | 7.0472e-05
4698 | 7.769e-06 | 7.973e-05 | 0.0062953 | 4.1102 | 3.6966 | 3.0192 | 7.5263 | 6.1806 | 4.4187 | 0.00022944
4699 | 1.0758e-05 | 8.0312e-05 | 0.0017327 | 3.9255 | 3.6966 | 3.0192 | 6.8949 | 6.1806 | 4.4187 | 0.0002106
4700 | 2.1731e-05 | 8.5009e-05 | 0 | 3.696 | 3.6998 | 3.0192 | 6.1788 | 6.1902 | 4.4187 | 0.00025468
4701 | 3.1971e-05 | 8.366e-05 | 0 | 3.5972 | 3.6998 | 3.0192 | 5.8912 | 6.1902 | 4.4187 | 0.00017421
4702 | 2.6317e-05 | 8.524e-05 | 0 | 3.5699 | 3.6998 | 3.0192 | 5.8139 | 6.1902 | 4.4187 | 1.77e-05
4703 | 2.5839e-05 | 8.8417e-05 | 0 | 3.5401 | 3.6998 | 3.0192 | 5.7303 | 6.1902 | 4.4187 | 1.8192e-05
4704 | 2.3742e-05 | 8.9606e-05 | 0 | 3.4891 | 3.6998 | 3.0192 | 5.5897 | 6.1902 | 4.4187 | 1.3111e-05
4705 | 2.2194e-05 | 9.0842e-05 | 0 | 3.4214 | 3.6998 | 3.0192 | 5.4077 | 6.1902 | 4.4187 | 1.2947e-05
4706 | 2.4528e-05 | 9.1949e-05 | 0 | 3.3845 | 3.6998 | 3.0192 | 5.3104 | 6.1902 | 4.4187 | 8.6861e-06
4707 | 2.8378e-05 | 9.2751e-05 | 0 | 3.3995 | 3.6998 | 3.0192 | 5.3496 | 6.1902 | 4.4187 | 1.8356e-05
4708 | 2.6661e-05 | 8.8812e-05 | 0.0017327 | 3.3604 | 3.7015 | 3.0192 | 5.2475 | 6.195 | 4.4187 | 1.1144e-05
4709 | 3.2009e-05 | 8.8126e-05 | 0.0066418 | 3.4507 | 3.7031 | 3.0192 | 5.4858 | 6.1998 | 4.4187 | 6.8833e-06
4710 | 7.6585e-05 | 9.949e-05 | 0.020286 | 3.5519 | 3.7031 | 3.0192 | 5.7634 | 6.1998 | 4.4187 | 9.1778e-06
4711 | 5.0881e-05 | 8.6646e-05 | 0.029527 | 3.6928 | 3.7031 | 3.0192 | 6.1693 | 6.1998 | 4.4187 | 0.00055247
4712 | 2.8218e-05 | 8.6557e-05 | 0.03627 | 3.8262 | 3.7031 | 3.0192 | 6.5764 | 6.1998 | 4.4187 | 5.4411e-05
4713 | 1.9993e-05 | 8.4985e-05 | 0.042811 | 3.9511 | 3.7031 | 3.0192 | 6.9794 | 6.1998 | 4.4187 | 6.408e-05
4714 | 1.5394e-05 | 8.495e-05 | 0.056383 | 4.0512 | 3.7047 | 3.0192 | 7.319 | 6.2046 | 4.4187 | 7.8994e-05
4715 | 2.2183e-05 | 8.8973e-05 | 0.056456 | 4.057 | 3.7047 | 3.0192 | 7.3392 | 6.2046 | 4.4187 | 8.3583e-05
4716 | 3.1283e-05 | 8.8375e-05 | 0.061581 | 4.1525 | 3.7047 | 3.0192 | 7.6785 | 6.2046 | 4.4187 | 0.00019093
4717 | 3.2326e-05 | 8.4985e-05 | 0.053423 | 4.1791 | 3.7047 | 3.0192 | 7.7759 | 6.2046 | 4.4187 | 7.965e-05
4718 | 2.6299e-05 | 8.2556e-05 | 0.060498 | 4.227 | 3.7063 | 3.0192 | 7.9543 | 6.2095 | 4.4187 | 7.7519e-05
4719 | 2.1959e-05 | 7.9049e-05 | 0.047143 | 4.227 | 3.7063 | 3.0192 | 7.9543 | 6.2095 | 4.4187 | 9.44e-05
4720 | 1.9053e-05 | 7.8487e-05 | 0.035346 | 4.1222 | 3.7063 | 3.0192 | 7.5692 | 6.2095 | 4.4187 | 5.6869e-05
4721 | 1.4807e-05 | 8.0535e-05 | 0.022452 | 4.1342 | 3.7063 | 3.0192 | 7.6125 | 6.2095 | 4.4187 | 4.6708e-05
4722 | 1.9796e-05 | 8.3261e-05 | 0.0080857 | 4.059 | 3.7063 | 3.0192 | 7.346 | 6.2095 | 4.4187 | 0.00019945
4723 | 2.3763e-05 | 8.414e-05 | 0.0017327 | 3.9474 | 3.7063 | 3.0192 | 6.9672 | 6.2095 | 4.4187 | 0.00021568
4724 | 4.0527e-05 | 9.057e-05 | 0 | 3.7368 | 3.7063 | 3.0192 | 6.3009 | 6.2095 | 4.4187 | 0.00020748
4725 | 4.4146e-05 | 8.7252e-05 | 0 | 3.6311 | 3.7063 | 3.0192 | 5.9886 | 6.2095 | 4.4187 | 0.00022846
4726 | 4.2355e-05 | 8.997e-05 | 0 | 3.6002 | 3.7063 | 3.0192 | 5.8999 | 6.2095 | 4.4187 | 6.7194e-06
4727 | 4.8713e-05 | 9.5201e-05 | 0 | 3.5195 | 3.7063 | 3.0192 | 5.6732 | 6.2095 | 4.4187 | 1.3603e-05
4728 | 5.8611e-05 | 9.9988e-05 | 0 | 3.4819 | 3.7063 | 3.0192 | 5.5701 | 6.2095 | 4.4187 | 8.0305e-06
4729 | 7.8517e-05 | 0.00010766 | 0 | 3.4591 | 3.7063 | 3.0192 | 5.5086 | 6.2095 | 4.4187 | 6.2278e-06
4730 | 9.4402e-05 | 0.00011315 | 0 | 3.4991 | 3.7063 | 3.0192 | 5.6172 | 6.2095 | 4.4187 | 4.7528e-06
4731 | 0.00010287 | 0.00011583 | 0 | 3.4934 | 3.7063 | 3.0192 | 5.6015 | 6.2095 | 4.4187 | 1.3767e-05
4732 | 0.00010818 | 0.00011743 | 0.0021658 | 3.4776 | 3.7063 | 3.0192 | 5.5585 | 6.2095 | 4.4187 | 9.8333e-06
4733 | 0.00010851 | 0.00011753 | 0.010107 | 3.5239 | 3.7063 | 3.0192 | 5.6853 | 6.2095 | 4.4187 | 1.1472e-05
4734 | 0.00011627 | 0.00011985 | 0.028156 | 3.5594 | 3.7079 | 3.0192 | 5.7843 | 6.2143 | 4.4187 | 1.1144e-05
4735 | 8.3596e-05 | 0.00011 | 0.046204 | 3.6577 | 3.7079 | 3.0192 | 6.066 | 6.2143 | 4.4187 | 0.0005705
4736 | 4.9037e-05 | 9.9199e-05 | 0.056311 | 3.7784 | 3.7079 | 3.0192 | 6.4279 | 6.2143 | 4.4187 | 7.0308e-05
4737 | 3.9466e-05 | 9.4723e-05 | 0.064541 | 3.8193 | 3.7079 | 3.0192 | 6.5548 | 6.2143 | 4.4187 | 5.5558e-05
4738 | 2.3338e-05 | 8.8687e-05 | 0.057322 | 3.8628 | 3.7079 | 3.0192 | 6.6923 | 6.2143 | 4.4187 | 7.588e-05
4739 | 2.2224e-05 | 8.905e-05 | 0.075154 | 3.9474 | 3.7112 | 3.0192 | 6.9672 | 6.224 | 4.4187 | 8.7025e-05
4740 | 3.2325e-05 | 8.8759e-05 | 0.076092 | 4.0415 | 3.7112 | 3.0192 | 7.2856 | 6.224 | 4.4187 | 0.00017831
4741 | 3.0707e-05 | 8.4423e-05 | 0.064397 | 4.0726 | 3.7112 | 3.0192 | 7.3937 | 6.224 | 4.4187 | 6.0311e-05
4742 | 2.4435e-05 | 8.1919e-05 | 0.053784 | 4.1302 | 3.7112 | 3.0192 | 7.598 | 6.224 | 4.4187 | 6.9161e-05
4743 | 2.6999e-05 | 8.0491e-05 | 0.049669 | 4.1709 | 3.7112 | 3.0192 | 7.7457 | 6.224 | 4.4187 | 9.5055e-05
4744 | 1.6548e-05 | 7.7658e-05 | 0.028372 | 4.1423 | 3.7112 | 3.0192 | 7.6417 | 6.224 | 4.4187 | 7.3094e-05
4745 | 1.0298e-05 | 7.91e-05 | 0.018698 | 4.0609 | 3.7128 | 3.0192 | 7.3528 | 6.2289 | 4.4187 | 6.8014e-05
4746 | 1.6131e-05 | 8.2083e-05 | 0.0066418 | 3.964 | 3.7128 | 3.0192 | 7.0225 | 6.2289 | 4.4187 | 0.00023747
4747 | 2.6072e-05 | 8.4756e-05 | 0.0012995 | 3.8505 | 3.7128 | 3.0192 | 6.6532 | 6.2289 | 4.4187 | 0.00022895
4748 | 2.6847e-05 | 8.6387e-05 | 0 | 3.709 | 3.7144 | 3.0192 | 6.2174 | 6.2338 | 4.4187 | 0.00023059
4749 | 2.9396e-05 | 8.2733e-05 | 0 | 3.6094 | 3.7144 | 3.0192 | 5.9262 | 6.2338 | 4.4187 | 0.00022764
4750 | 1.0946e-05 | 8.0465e-05 | 0 | 3.5283 | 3.7128 | 3.0192 | 5.6975 | 6.2289 | 4.4187 | 1.4422e-05
4751 | 1.1433e-05 | 8.3937e-05 | 0 | 3.4934 | 3.7128 | 3.0192 | 5.6015 | 6.2289 | 4.4187 | 1.2947e-05
4752 | 1.904e-05 | 8.804e-05 | 0 | 3.394 | 3.7128 | 3.0192 | 5.3353 | 6.2289 | 4.4187 | 7.375e-06
4753 | 2.7651e-05 | 9.2325e-05 | 0 | 3.3899 | 3.7128 | 3.0192 | 5.3246 | 6.2289 | 4.4187 | 7.7028e-06
4754 | 3.6856e-05 | 9.5765e-05 | 0 | 3.3927 | 3.7128 | 3.0192 | 5.3317 | 6.2289 | 4.4187 | 9.9972e-06
4755 | 4.4471e-05 | 9.7904e-05 | 0 | 3.3418 | 3.7128 | 3.0192 | 5.1996 | 6.2289 | 4.4187 | 7.8667e-06
4756 | 5.2161e-05 | 9.767e-05 | 0.0012706 | 3.3392 | 3.7144 | 3.0192 | 5.1928 | 6.2338 | 4.4187 | 8.1944e-06
4757 | 6.2527e-05 | 0.00010179 | 0.0053135 | 3.4423 | 3.7144 | 3.0192 | 5.4633 | 6.2338 | 4.4187 | 9.8333e-06
4758 | 6.4663e-05 | 9.3918e-05 | 0.015883 | 3.5805 | 3.7144 | 3.0192 | 5.8437 | 6.2338 | 4.4187 | 1.2128e-05
4759 | 6.0679e-05 | 8.5989e-05 | 0.025484 | 3.6593 | 3.7128 | 3.0192 | 6.0706 | 6.2289 | 4.4187 | 0.0004997
4760 | 1.5309e-05 | 7.8744e-05 | 0.037252 | 3.755 | 3.7128 | 3.0192 | 6.3562 | 6.2289 | 4.4187 | 9.2269e-05
4761 | 9.9601e-06 | 8.19e-05 | 0.04014 | 3.8022 | 3.7144 | 3.0192 | 6.5013 | 6.2338 | 4.4187 | 5.2936e-05
4762 | 9.2262e-06 | 8.1668e-05 | 0.041078 | 3.8611 | 3.7144 | 3.0192 | 6.6867 | 6.2338 | 4.4187 | 8.26e-05
4763 | 1.633e-05 | 8.6768e-05 | 0.04837 | 3.9529 | 3.7144 | 3.0192 | 6.9855 | 6.2338 | 4.4187 | 8.8664e-05
4764 | 2.3119e-05 | 8.5803e-05 | 0.049669 | 4.0205 | 3.7161 | 3.0192 | 7.2131 | 6.2387 | 4.4187 | 0.00020011
4765 | 4.0262e-05 | 8.7216e-05 | 0.050102 | 4.0128 | 3.7161 | 3.0192 | 7.1871 | 6.2387 | 4.4187 | 6.1622e-05
4766 | 2.7848e-05 | 8.2872e-05 | 0.058116 | 4.1362 | 3.7161 | 3.0192 | 7.6198 | 6.2387 | 4.4187 | 8.3747e-05
4767 | 1.8574e-05 | 7.7895e-05 | 0.038046 | 4.1586 | 3.7161 | 3.0192 | 7.7008 | 6.2387 | 4.4187 | 8.2764e-05
4768 | 1.8273e-05 | 7.8099e-05 | 0.033267 | 4.1709 | 3.7161 | 3.0192 | 7.7457 | 6.2387 | 4.4187 | 6.7194e-05
4769 | 1.4487e-05 | 8.028e-05 | 0.022091 | 4.1262 | 3.7161 | 3.0192 | 7.5836 | 6.2387 | 4.4187 | 6.49e-05
4770 | 1.5034e-05 | 8.1681e-05 | 0.008952 | 4.0824 | 3.7161 | 3.0192 | 7.4281 | 6.2387 | 4.4187 | 0.00020421
4771 | 1.342e-05 | 8.0888e-05 | 0.0021658 | 3.9456 | 3.7161 | 3.0192 | 6.9611 | 6.2387 | 4.4187 | 0.00020011
4772 | 2.6927e-05 | 8.6332e-05 | 0 | 3.7633 | 3.7161 | 3.0192 | 6.3816 | 6.2387 | 4.4187 | 0.00020142
4773 | 2.091e-05 | 8.0114e-05 | 0 | 3.5865 | 3.7161 | 3.0192 | 5.8609 | 6.2387 | 4.4187 | 0.00020191
4774 | 9.6264e-06 | 7.9853e-05 | 0 | 3.5166 | 3.7177 | 3.0192 | 5.6651 | 6.2436 | 4.4187 | 1.1964e-05
4775 | 2.5793e-06 | 8.0954e-05 | 0 | 3.4297 | 3.7177 | 3.0192 | 5.4298 | 6.2436 | 4.4187 | 1.2292e-05
4776 | 2.7835e-06 | 8.2561e-05 | 0 | 3.3764 | 3.7177 | 3.0192 | 5.2893 | 6.2436 | 4.4187 | 1.6717e-05
4777 | 9.2736e-07 | 8.3032e-05 | 0 | 3.33 | 3.7161 | 3.0192 | 5.1693 | 6.2387 | 4.4187 | 6.7194e-06
4778 | 2.3343e-06 | 8.4034e-05 | 0 | 3.2899 | 3.7161 | 3.0192 | 5.0674 | 6.2387 | 4.4187 | 8.6861e-06
4779 | 4.1892e-06 | 7.8281e-05 | 0 | 3.2558 | 3.7161 | 3.0192 | 4.9819 | 6.2387 | 4.4187 | 1.2619e-05
4780 | 9.4992e-06 | 7.7091e-05 | 0.0019492 | 3.2446 | 3.7161 | 3.0192 | 4.954 | 6.2387 | 4.4187 | 1.2292e-05
4781 | 1.4889e-05 | 7.7507e-05 | 0.0095296 | 3.3617 | 3.7161 | 3.0192 | 5.251 | 6.2387 | 4.4187 | 1.1964e-05
4782 | 2.5953e-05 | 8.0565e-05 | 0.024546 | 3.5297 | 3.7161 | 3.0192 | 5.7016 | 6.2387 | 4.4187 | 1.6389e-05
4783 | 2.7004e-05 | 7.9114e-05 | 0.036313 | 3.6688 | 3.7161 | 3.0192 | 6.0985 | 6.2387 | 4.4187 | 0.00057885
4784 | 1.6181e-05 | 7.2416e-05 | 0.055084 | 3.8073 | 3.7161 | 3.0192 | 6.5173 | 6.2387 | 4.4187 | 6.408e-05
4785 | 1.3874e-05 | 7.5644e-05 | 0.066129 | 3.9346 | 3.7161 | 3.0192 | 6.9249 | 6.2387 | 4.4187 | 7.4733e-05
4786 | 7.8056e-06 | 7.8707e-05 | 0.074504 | 4.0473 | 3.7177 | 3.0192 | 7.3056 | 6.2436 | 4.4187 | 8.4567e-05
4787 | 1.6683e-05 | 8.28e-05 | 0.073493 | 4.1545 | 3.7193 | 3.0192 | 7.6859 | 6.2485 | 4.4187 | 9.8169e-05
4788 | 2.3554e-05 | 8.4405e-05 | 0.080568 | 4.244 | 3.7193 | 3.0192 | 8.0183 | 6.2485 | 4.4187 | 0.00020519
4789 | 2.8797e-05 | 8.3074e-05 | 0.071255 | 4.3065 | 3.7193 | 3.0192 | 8.2592 | 6.2485 | 4.4187 | 7.3422e-05
4790 | 2.9612e-05 | 8.3119e-05 | 0.055445 | 4.3463 | 3.7193 | 3.0192 | 8.4162 | 6.2485 | 4.4187 | 8.5878e-05
4791 | 2.0743e-05 | 7.8468e-05 | 0.050752 | 4.3936 | 3.7193 | 3.0192 | 8.607 | 6.2485 | 4.4187 | 7.5389e-05
4792 | 1.5574e-05 | 7.7205e-05 | 0.037613 | 4.4304 | 3.7193 | 3.0192 | 8.7583 | 6.2485 | 4.4187 | 6.4244e-05
4793 | 1.8435e-05 | 8.1385e-05 | 0.022452 | 4.3709 | 3.7193 | 3.0192 | 8.515 | 6.2485 | 4.4187 | 8.7844e-05
4794 | 2.1161e-05 | 8.3448e-05 | 0.0064493 | 4.2912 | 3.7193 | 3.0192 | 8.1998 | 6.2485 | 4.4187 | 0.00019863
4795 | 2.8929e-05 | 8.5468e-05 | 0.0017327 | 4.0687 | 3.7193 | 3.0192 | 7.38 | 6.2485 | 4.4187 | 0.00020584
4796 | 2.2089e-05 | 8.4741e-05 | 0 | 3.7734 | 3.7193 | 3.0192 | 6.4124 | 6.2485 | 4.4187 | 0.00023092
4797 | 1.8779e-05 | 7.9193e-05 | 0 | 3.6141 | 3.7193 | 3.0192 | 5.9395 | 6.2485 | 4.4187 | 0.0002224
4798 | 7.5759e-06 | 7.9022e-05 | 0 | 3.5445 | 3.721 | 3.0192 | 5.7427 | 6.2534 | 4.4187 | 9.3417e-06
4799 | 2.5848e-06 | 7.8907e-05 | 0 | 3.5035 | 3.721 | 3.0192 | 5.6291 | 6.2534 | 4.4187 | 9.0139e-06
4800 | 2.7026e-06 | 8.275e-05 | 0 | 3.4242 | 3.7193 | 3.0192 | 5.415 | 6.2485 | 4.4187 | 1.8192e-05
4801 | 6.5193e-07 | 7.4846e-05 | 0 | 3.4284 | 3.7193 | 3.0192 | 5.4261 | 6.2485 | 4.4187 | 2.0486e-05
4802 | 1.4026e-07 | 7.3184e-05 | 0 | 3.3954 | 3.721 | 3.0192 | 5.3389 | 6.2534 | 4.4187 | 1.2947e-05
4803 | 2.0687e-06 | 7.3748e-05 | 0 | 3.3445 | 3.7226 | 3.0192 | 5.2064 | 6.2583 | 4.4187 | 2.5731e-05
4804 | 3.5362e-07 | 7.2257e-05 | 0.0020214 | 3.3791 | 3.7226 | 3.0192 | 5.2963 | 6.2583 | 4.4187 | 2.0158e-05
4805 | 1.8959e-06 | 7.3629e-05 | 0.0090242 | 3.4805 | 3.7226 | 3.0192 | 5.5663 | 6.2583 | 4.4187 | 3.3269e-05
4806 | 1.0945e-05 | 7.5522e-05 | 0.026134 | 3.6672 | 3.7226 | 3.0192 | 6.0938 | 6.2583 | 4.4187 | 2.0978e-05
4807 | 4.1943e-05 | 8.4035e-05 | 0.03575 | 3.8912 | 3.7226 | 3.0192 | 6.7834 | 6.2583 | 4.4187 | 0.00050658
4808 | 1.5994e-05 | 7.3126e-05 | 0.052557 | 4.0765 | 3.7226 | 3.0192 | 7.4074 | 6.2583 | 4.4187 | 0.00048003
4809 | 2.7026e-05 | 7.7846e-05 | 0.05826 | 4.2291 | 3.7243 | 3.0192 | 7.9623 | 6.2632 | 4.4187 | 8.7517e-05
4810 | 7.8692e-06 | 7.835e-05 | 0.060859 | 4.3664 | 3.7243 | 3.0192 | 8.4969 | 6.2632 | 4.4187 | 8.1289e-05
4811 | 2.0687e-05 | 8.3718e-05 | 0.069667 | 4.4165 | 3.7243 | 3.0192 | 8.7009 | 6.2632 | 4.4187 | 7.08e-05
4812 | 3.5743e-05 | 8.8356e-05 | 0.071544 | 4.4724 | 3.7259 | 3.0192 | 8.9349 | 6.2681 | 4.4187 | 7.3422e-05
4813 | 2.8673e-05 | 8.3189e-05 | 0.070389 | 4.525 | 3.7259 | 3.0192 | 9.1608 | 6.2681 | 4.4187 | 7.2111e-05
4814 | 2.4069e-05 | 8.1539e-05 | 0.070678 | 4.5105 | 3.7259 | 3.0192 | 9.0981 | 6.2681 | 4.4187 | 9.7186e-05
4815 | 1.8437e-05 | 7.7679e-05 | 0.052485 | 4.4677 | 3.7259 | 3.0192 | 8.915 | 6.2681 | 4.4187 | 0.00025731
4816 | 1.5136e-05 | 7.7008e-05 | 0.032747 | 4.4257 | 3.7275 | 3.0192 | 8.7391 | 6.2731 | 4.4187 | 0.00027107
4817 | 1.1952e-05 | 7.9371e-05 | 0.021442 | 4.353 | 3.7275 | 3.0192 | 8.4429 | 6.2731 | 4.4187 | 4.343e-05
4818 | 4.2972e-05 | 8.9923e-05 | 0.0085189 | 4.2847 | 3.7292 | 3.0192 | 8.1745 | 6.278 | 4.4187 | 4.048e-05
4819 | 1.473e-05 | 8.1078e-05 | 0.0015594 | 4.0963 | 3.7292 | 3.0192 | 7.4769 | 6.278 | 4.4187 | 4.933e-05
4820 | 2.4565e-05 | 8.5266e-05 | 0 | 3.8593 | 3.7308 | 3.0192 | 6.6811 | 6.283 | 4.4187 | 0.00014504
4821 | 2.8857e-05 | 8.1793e-05 | 0 | 3.7734 | 3.7308 | 3.0192 | 6.4124 | 6.283 | 4.4187 | 0.00012816
4822 | 7.5937e-06 | 7.8491e-05 | 0 | 3.7057 | 3.7308 | 3.0192 | 6.2077 | 6.283 | 4.4187 | 0.00015799
4823 | 2.5848e-06 | 7.9787e-05 | 0 | 3.6373 | 3.7308 | 3.0192 | 6.0066 | 6.283 | 4.4187 | 2.8025e-05
4824 | 2.7105e-06 | 8.1113e-05 | 0 | 3.6467 | 3.7308 | 3.0192 | 6.0339 | 6.283 | 4.4187 | 2.2125e-05
4825 | 6.5193e-07 | 7.8596e-05 | 0 | 3.6018 | 3.7308 | 3.0192 | 5.9043 | 6.283 | 4.4187 | 2.5075e-05
4826 | 1.4026e-07 | 7.8833e-05 | 0 | 3.5594 | 3.7308 | 3.0192 | 5.7843 | 6.283 | 4.4187 | 2.1961e-05
4827 | 1.4817e-07 | 7.3341e-05 | 0 | 3.4977 | 3.7325 | 3.0192 | 5.6133 | 6.288 | 4.4187 | 2.8517e-05
4828 | 3.5625e-06 | 7.366e-05 | 0.0017327 | 3.4876 | 3.7358 | 3.0192 | 5.5858 | 6.2979 | 4.4187 | 1.9667e-05
4829 | 2.2485e-05 | 7.9447e-05 | 0.0093852 | 3.5327 | 3.7358 | 3.0192 | 5.7098 | 6.2979 | 4.4187 | 2.2617e-05
4830 | 1.9434e-05 | 7.8482e-05 | 0.026856 | 3.6976 | 3.7358 | 3.0192 | 6.1836 | 6.2979 | 4.4187 | 1.8519e-05
4831 | 2.2657e-05 | 7.4451e-05 | 0.045554 | 3.8628 | 3.7341 | 3.0192 | 6.6923 | 6.2929 | 4.4187 | 0.00053329
4832 | 2.4755e-05 | 8.0231e-05 | 0.05956 | 4.03 | 3.7341 | 3.0192 | 7.2458 | 6.2929 | 4.4187 | 0.00052002
4833 | 8.5591e-06 | 7.9518e-05 | 0.059271 | 4.0668 | 3.7358 | 3.0192 | 7.3732 | 6.2979 | 4.4187 | 5.6869e-05
4834 | 1.0583e-05 | 7.9942e-05 | 0.063891 | 4.1791 | 3.7358 | 3.0192 | 7.7759 | 6.2979 | 4.4187 | 7.9158e-05
4835 | 2.3177e-05 | 8.6413e-05 | 0.078908 | 4.2291 | 3.7358 | 3.0192 | 7.9623 | 6.2979 | 4.4187 | 0.00010505
4836 | 3.483e-05 | 8.7724e-05 | 0.061076 | 4.2761 | 3.7391 | 3.0192 | 8.1412 | 6.3079 | 4.4187 | 8.0961e-05
4837 | 3.0105e-05 | 8.326e-05 | 0.056311 | 4.3755 | 3.7407 | 3.0192 | 8.5333 | 6.3129 | 4.4187 | 7.5717e-05
4838 | 2.5727e-05 | 8.1843e-05 | 0.062664 | 4.3043 | 3.7407 | 3.0192 | 8.2507 | 6.3129 | 4.4187 | 8.768e-05
4839 | 1.8971e-05 | 7.7834e-05 | 0.051763 | 4.344 | 3.7407 | 3.0192 | 8.4073 | 6.3129 | 4.4187 | 0.00023584
4840 | 1.3446e-05 | 7.6432e-05 | 0.029166 | 4.3709 | 3.7407 | 3.0192 | 8.515 | 6.3129 | 4.4187 | 0.00025616
4841 | 1.2082e-05 | 7.9338e-05 | 0.019637 | 4.3021 | 3.7407 | 3.0192 | 8.2422 | 6.3129 | 4.4187 | 4.3594e-05
4842 | 1.1824e-05 | 8.0508e-05 | 0.0076525 | 4.1832 | 3.7407 | 3.0192 | 7.7911 | 6.3129 | 4.4187 | 5.523e-05
4843 | 2.0236e-05 | 8.2727e-05 | 0.0014439 | 4.0281 | 3.744 | 3.0192 | 7.2393 | 6.3229 | 4.4187 | 3.753e-05
4844 | 2.9596e-05 | 8.6904e-05 | 0 | 3.8894 | 3.7457 | 3.0192 | 6.7777 | 6.3279 | 4.4187 | 0.00015471
4845 | 1.9258e-05 | 7.9286e-05 | 0 | 3.7401 | 3.7457 | 3.0192 | 6.3109 | 6.3279 | 4.4187 | 0.00012947
4846 | 7.6135e-06 | 7.8807e-05 | 0 | 3.6079 | 3.7457 | 3.0192 | 5.9218 | 6.3279 | 4.4187 | 0.00012685
4847 | 2.5868e-06 | 8.0241e-05 | 0 | 3.5371 | 3.7457 | 3.0192 | 5.7221 | 6.3279 | 4.4187 | 1.77e-05
4848 | 2.7218e-06 | 8.2143e-05 | 0 | 3.4934 | 3.7473 | 3.0192 | 5.6015 | 6.333 | 4.4187 | 1.4586e-05
4849 | 6.5656e-07 | 8.2377e-05 | 0 | 3.4876 | 3.7457 | 3.0192 | 5.5858 | 6.3279 | 4.4187 | 1.18e-05
4850 | 1.8093e-07 | 7.9816e-05 | 0 | 3.4606 | 3.7473 | 3.0192 | 5.5124 | 6.333 | 4.4187 | 8.6861e-06
4851 | 2.3258e-07 | 7.8142e-05 | 0 | 3.4423 | 3.7473 | 3.0192 | 5.4633 | 6.333 | 4.4187 | 1.0489e-05
4852 | 2.1893e-06 | 7.3083e-05 | 0.0015883 | 3.3981 | 3.749 | 3.0192 | 5.346 | 6.338 | 4.4187 | 1.18e-05
4853 | 1.2501e-05 | 7.7512e-05 | 0.0090242 | 3.5224 | 3.7507 | 3.0192 | 5.6813 | 6.3431 | 4.4187 | 1.5242e-05
4854 | 2.2665e-05 | 7.9297e-05 | 0.018482 | 3.6079 | 3.7507 | 3.0192 | 5.9218 | 6.3431 | 4.4187 | 1.8028e-05
4855 | 3.0469e-05 | 7.8877e-05 | 0.032401 | 3.7351 | 3.7507 | 3.0192 | 6.296 | 6.3431 | 4.4187 | 0.00055296
4856 | 8.9596e-06 | 7.4143e-05 | 0.044327 | 3.854 | 3.7507 | 3.0192 | 6.6644 | 6.3431 | 4.4187 | 7.2603e-05
4857 | 7.6088e-06 | 7.8329e-05 | 0.050463 | 3.9291 | 3.7523 | 3.0192 | 6.9069 | 6.3481 | 4.4187 | 6.2114e-05
4858 | 4.701e-06 | 7.7897e-05 | 0.056167 | 3.9092 | 3.7507 | 3.0192 | 6.8417 | 6.3431 | 4.4187 | 7.6044e-05
4859 | 1.3129e-05 | 8.3188e-05 | 0.049092 | 3.9548 | 3.7523 | 3.0192 | 6.9917 | 6.3481 | 4.4187 | 7.5061e-05
4860 | 1.6562e-05 | 8.2644e-05 | 0.054939 | 3.9939 | 3.754 | 3.0192 | 7.1228 | 6.3532 | 4.4187 | 0.00018962
4861 | 1.0402e-05 | 7.7797e-05 | 0.054506 | 4.0883 | 3.7557 | 3.0192 | 7.4489 | 6.3583 | 4.4187 | 8.6042e-05
4862 | 1.2324e-05 | 7.7926e-05 | 0.043822 | 4.1873 | 3.7557 | 3.0192 | 7.8063 | 6.3583 | 4.4187 | 9.1778e-05
4863 | 9.6786e-06 | 7.4937e-05 | 0.039851 | 4.1998 | 3.7557 | 3.0192 | 7.8525 | 6.3583 | 4.4187 | 7.5717e-05
4864 | 6.9779e-06 | 7.4166e-05 | 0.029888 | 4.1811 | 3.754 | 3.0192 | 7.7835 | 6.3532 | 4.4187 | 5.2117e-05
4865 | 4.0258e-06 | 7.649e-05 | 0.019637 | 4.1082 | 3.754 | 3.0192 | 7.5192 | 6.3532 | 4.4187 | 6.6047e-05
4866 | 8.413e-06 | 7.9137e-05 | 0.0083023 | 3.9419 | 3.7557 | 3.0192 | 6.949 | 6.3583 | 4.4187 | 0.00019568
4867 | 1.0087e-05 | 7.9142e-05 | 0.0012514 | 3.8436 | 3.7573 | 3.0192 | 6.6311 | 6.3633 | 4.4187 | 0.00022879
4868 | 1.8769e-05 | 8.3093e-05 | 0 | 3.722 | 3.7573 | 3.0192 | 6.2564 | 6.3633 | 4.4187 | 0.00021273
4869 | 1.6555e-05 | 7.7625e-05 | 0 | 3.5956 | 3.7557 | 3.0192 | 5.8868 | 6.3583 | 4.4187 | 0.00021879
4870 | 6.1247e-06 | 7.6046e-05 | 0 | 3.6233 | 3.7557 | 3.0192 | 5.9661 | 6.3583 | 4.4187 | 6.3917e-06
4871 | 3.2925e-06 | 7.5378e-05 | 0 | 3.5624 | 3.7557 | 3.0192 | 5.7927 | 6.3583 | 4.4187 | 9.6694e-06
4872 | 4.9583e-06 | 7.7278e-05 | 0 | 3.5224 | 3.7573 | 3.0192 | 5.6813 | 6.3633 | 4.4187 | 1.1472e-05
4873 | 3.9442e-06 | 7.4746e-05 | 0 | 3.4862 | 3.7573 | 3.0192 | 5.5818 | 6.3633 | 4.4187 | 1.0489e-05
4874 | 4.1379e-06 | 7.4533e-05 | 0 | 3.4521 | 3.7557 | 3.0192 | 5.4896 | 6.3583 | 4.4187 | 9.5055e-06
4875 | 4.7087e-06 | 7.3931e-05 | 0 | 3.4228 | 3.7573 | 3.0192 | 5.4114 | 6.3633 | 4.4187 | 1.2128e-05
4876 | 8.5291e-06 | 7.5075e-05 | 0.0015883 | 3.409 | 3.7573 | 3.0192 | 5.3749 | 6.3633 | 4.4187 | 1.6553e-05
4877 | 2.2056e-05 | 7.9064e-05 | 0.005429 | 3.4776 | 3.7573 | 3.0192 | 5.5585 | 6.3633 | 4.4187 | 1.7536e-05
4878 | 1.5582e-05 | 7.7571e-05 | 0.016821 | 3.5896 | 3.7573 | 3.0192 | 5.8695 | 6.3633 | 4.4187 | 1.3275e-05
4879 | 1.4831e-05 | 7.6358e-05 | 0.029599 | 3.6864 | 3.7557 | 3.0192 | 6.1502 | 6.3583 | 4.4187 | 0.0005269
4880 | 1.4269e-05 | 7.52e-05 | 0.044832 | 3.7567 | 3.7573 | 3.0192 | 6.3613 | 6.3633 | 4.4187 | 7.1128e-05
4881 | 1.8854e-05 | 7.6342e-05 | 0.044616 | 3.8628 | 3.7573 | 3.0192 | 6.6923 | 6.3633 | 4.4187 | 6.3589e-05
4882 | 1.0414e-05 | 7.2624e-05 | 0.046854 | 3.9364 | 3.759 | 3.0192 | 6.9309 | 6.3684 | 4.4187 | 7.375e-05
4883 | 1.868e-05 | 8.0845e-05 | 0.044832 | 3.964 | 3.759 | 3.0192 | 7.0225 | 6.3684 | 4.4187 | 7.1947e-05
4884 | 2.2154e-05 | 7.9947e-05 | 0.054795 | 4.03 | 3.7573 | 3.0192 | 7.2458 | 6.3633 | 4.4187 | 0.00023747
4885 | 3.1372e-05 | 8.1371e-05 | 0.053929 | 4.0668 | 3.7573 | 3.0192 | 7.3732 | 6.3633 | 4.4187 | 8.5878e-05
4886 | 2.72e-05 | 8.0797e-05 | 0.058116 | 4.1423 | 3.7573 | 3.0192 | 7.6417 | 6.3633 | 4.4187 | 5.5886e-05
4887 | 2.2719e-05 | 7.502e-05 | 0.046709 | 4.1853 | 3.759 | 3.0192 | 7.7987 | 6.3684 | 4.4187 | 7.3422e-05
4888 | 1.7315e-05 | 7.4963e-05 | 0.033642 | 4.1443 | 3.7573 | 3.0192 | 7.6491 | 6.3633 | 4.4187 | 7.9978e-05
4889 | 1.5208e-05 | 7.8128e-05 | 0.023391 | 4.1022 | 3.7573 | 3.0192 | 7.498 | 6.3633 | 4.4187 | 5.1297e-05
4890 | 1.3654e-05 | 7.9048e-05 | 0.0063531 | 4.0319 | 3.759 | 3.0192 | 7.2524 | 6.3684 | 4.4187 | 0.00021371
4891 | 1.3324e-05 | 7.9265e-05 | 0.0012706 | 3.8418 | 3.759 | 3.0192 | 6.6256 | 6.3684 | 4.4187 | 0.00020027
4892 | 2.7675e-05 | 8.4606e-05 | 0 | 3.6656 | 3.759 | 3.0192 | 6.0892 | 6.3684 | 4.4187 | 0.00024862
4893 | 1.8815e-05 | 7.9908e-05 | 0 | 3.5609 | 3.7573 | 3.0192 | 5.7885 | 6.3633 | 4.4187 | 0.00021715
4894 | 7.8072e-06 | 7.7381e-05 | 0 | 3.4847 | 3.759 | 3.0192 | 5.5779 | 6.3684 | 4.4187 | 1.2456e-05
4895 | 3.9337e-06 | 7.4456e-05 | 0 | 3.4367 | 3.759 | 3.0192 | 5.4483 | 6.3684 | 4.4187 | 1.1308e-05
4896 | 5.2867e-06 | 7.413e-05 | 0 | 3.4451 | 3.759 | 3.0192 | 5.4708 | 6.3684 | 4.4187 | 1.3603e-05
4897 | 4.7036e-06 | 7.5e-05 | 0 | 3.4132 | 3.759 | 3.0192 | 5.3858 | 6.3684 | 4.4187 | 1.4586e-05
4898 | 5.6856e-06 | 7.3694e-05 | 0 | 3.4507 | 3.7573 | 3.0192 | 5.4858 | 6.3633 | 4.4187 | 9.8333e-06
4899 | 7.3066e-06 | 7.4756e-05 | 0 | 3.4719 | 3.7573 | 3.0192 | 5.543 | 6.3633 | 4.4187 | 1.1308e-05
4900 | 1.1541e-05 | 7.6095e-05 | 0.0016171 | 3.4606 | 3.759 | 3.0192 | 5.5124 | 6.3684 | 4.4187 | 7.7028e-06
4901 | 2.7504e-05 | 8.0837e-05 | 0.0059488 | 3.4876 | 3.759 | 3.0192 | 5.5858 | 6.3684 | 4.4187 | 1.8683e-05
4902 | 2.1591e-05 | 7.7757e-05 | 0.019998 | 3.5268 | 3.759 | 3.0192 | 5.6935 | 6.3684 | 4.4187 | 9.0139e-06
4903 | 1.877e-05 | 7.7485e-05 | 0.029455 | 3.6187 | 3.759 | 3.0192 | 5.9528 | 6.3684 | 4.4187 | 0.00052805
4904 | 1.6009e-05 | 7.6776e-05 | 0.035303 | 3.765 | 3.759 | 3.0192 | 6.3867 | 6.3684 | 4.4187 | 7.7192e-05
4905 | 1.6279e-05 | 7.7368e-05 | 0.04772 | 3.92 | 3.7573 | 3.0192 | 6.8771 | 6.3633 | 4.4187 | 5.1297e-05
4906 | 8.3425e-06 | 7.3777e-05 | 0.06187 | 3.9864 | 3.7573 | 3.0192 | 7.0975 | 6.3633 | 4.4187 | 7.7028e-05
4907 | 2.0881e-05 | 7.8046e-05 | 0.061798 | 4.0668 | 3.7573 | 3.0192 | 7.3732 | 6.3633 | 4.4187 | 6.8833e-05
4908 | 2.9924e-05 | 8.1203e-05 | 0.067212 | 4.0707 | 3.759 | 3.0192 | 7.3868 | 6.3684 | 4.4187 | 0.00017798
4909 | 2.6235e-05 | 8.0366e-05 | 0.06021 | 4.1709 | 3.759 | 3.0192 | 7.7457 | 6.3684 | 4.4187 | 7.4569e-05
4910 | 2.387e-05 | 7.8603e-05 | 0.04606 | 4.2313 | 3.759 | 3.0192 | 7.9702 | 6.3684 | 4.4187 | 6.1458e-05
4911 | 1.9422e-05 | 7.5775e-05 | 0.035447 | 4.1504 | 3.759 | 3.0192 | 7.6711 | 6.3684 | 4.4187 | 6.8669e-05
4912 | 1.4838e-05 | 7.3928e-05 | 0.023607 | 4.175 | 3.759 | 3.0192 | 7.7607 | 6.3684 | 4.4187 | 6.2114e-05
4913 | 1.3521e-05 | 7.7222e-05 | 0.015449 | 4.0531 | 3.759 | 3.0192 | 7.3257 | 6.3684 | 4.4187 | 7.0308e-05
4914 | 1.9051e-05 | 8.046e-05 | 0.006714 | 3.9548 | 3.759 | 3.0192 | 6.9917 | 6.3684 | 4.4187 | 0.00019994
4915 | 1.6097e-05 | 7.9754e-05 | 0.0017327 | 3.7954 | 3.759 | 3.0192 | 6.4802 | 6.3684 | 4.4187 | 0.00023469
4916 | 2.1525e-05 | 8.3847e-05 | 0 | 3.6562 | 3.759 | 3.0192 | 6.0614 | 6.3684 | 4.4187 | 0.00018732
4917 | 2.0273e-05 | 8.0931e-05 | 0 | 3.6094 | 3.759 | 3.0192 | 5.9262 | 6.3684 | 4.4187 | 0.00024174
4918 | 7.6846e-06 | 7.5995e-05 | 0 | 3.5342 | 3.759 | 3.0192 | 5.7139 | 6.3684 | 4.4187 | 1.3603e-05
4919 | 2.5967e-06 | 7.4109e-05 | 0 | 3.4847 | 3.7607 | 3.0192 | 5.5779 | 6.3735 | 4.4187 | 1.9503e-05
4920 | 2.744e-06 | 7.3549e-05 | 0 | 3.4256 | 3.7623 | 3.0192 | 5.4187 | 6.3786 | 4.4187 | 1.2456e-05
4921 | 6.5391e-07 | 7.3596e-05 | 0 | 3.42 | 3.7623 | 3.0192 | 5.404 | 6.3786 | 4.4187 | 1.0981e-05
4922 | 1.4597e-07 | 7.2707e-05 | 0 | 3.3724 | 3.7623 | 3.0192 | 5.2788 | 6.3786 | 4.4187 | 1.5078e-05
4923 | 7.0884e-07 | 7.2842e-05 | 0 | 3.3418 | 3.7623 | 3.0192 | 5.1996 | 6.3786 | 4.4187 | 8.85e-06
4924 | 8.3257e-07 | 7.2814e-05 | 0.0013284 | 3.3418 | 3.7623 | 3.0192 | 5.1996 | 6.3786 | 4.4187 | 9.3417e-06
4925 | 9.0253e-06 | 7.5039e-05 | 0.0077969 | 3.4549 | 3.7623 | 3.0192 | 5.4972 | 6.3786 | 4.4187 | 9.5055e-06
4926 | 1.293e-05 | 7.6342e-05 | 0.023102 | 3.6311 | 3.7607 | 3.0192 | 5.9886 | 6.3735 | 4.4187 | 1.18e-05
4927 | 2.7895e-05 | 7.9897e-05 | 0.037021 | 3.7384 | 3.759 | 3.0192 | 6.3059 | 6.3684 | 4.4187 | 0.00052575
4928 | 1.6897e-05 | 7.6235e-05 | 0.049453 | 3.8966 | 3.759 | 3.0192 | 6.8008 | 6.3684 | 4.4187 | 5.015e-05
4929 | 1.1449e-05 | 7.5013e-05 | 0.061653 | 4.0034 | 3.759 | 3.0192 | 7.1548 | 6.3684 | 4.4187 | 8.8172e-05
4930 | 1.091e-05 | 7.3209e-05 | 0.0701 | 4.1022 | 3.759 | 3.0192 | 7.498 | 6.3684 | 4.4187 | 9.9644e-05
4931 | 1.9961e-05 | 7.8427e-05 | 0.070966 | 4.2739 | 3.7607 | 3.0192 | 8.1328 | 6.3735 | 4.4187 | 6.8014e-05
4932 | 2.876e-05 | 8.135e-05 | 0.069162 | 4.3307 | 3.7607 | 3.0192 | 8.3544 | 6.3735 | 4.4187 | 0.00020076
4933 | 3.158e-05 | 8.1598e-05 | 0.054939 | 4.405 | 3.7607 | 3.0192 | 8.6537 | 6.3735 | 4.4187 | 7.7847e-05
4934 | 2.6269e-05 | 8.0486e-05 | 0.047576 | 4.4724 | 3.7607 | 3.0192 | 8.9349 | 6.3735 | 4.4187 | 7.1455e-05
4935 | 1.9683e-05 | 7.7243e-05 | 0.042089 | 4.4004 | 3.7607 | 3.0192 | 8.6349 | 6.3735 | 4.4187 | 7.9486e-05
4936 | 1.4794e-05 | 7.4044e-05 | 0.032227 | 4.3687 | 3.7607 | 3.0192 | 8.506 | 6.3735 | 4.4187 | 6.8178e-05
4937 | 1.4892e-05 | 7.3502e-05 | 0.01942 | 4.3153 | 3.7607 | 3.0192 | 8.2936 | 6.3735 | 4.4187 | 6.0475e-05
4938 | 1.6154e-05 | 7.5897e-05 | 0.00566 | 4.0765 | 3.7607 | 3.0192 | 7.4074 | 6.3735 | 4.4187 | 0.00018978
4939 | 1.7837e-05 | 8.138e-05 | 0.00098184 | 3.9474 | 3.7607 | 3.0192 | 6.9672 | 6.3735 | 4.4187 | 0.00022912
4940 | 3.3019e-05 | 8.328e-05 | 0 | 3.7667 | 3.7607 | 3.0192 | 6.3919 | 6.3735 | 4.4187 | 0.00019765
4941 | 2.3995e-05 | 7.9512e-05 | 0 | 3.672 | 3.7607 | 3.0192 | 6.1078 | 6.3735 | 4.4187 | 0.00022567
4942 | 7.684e-06 | 7.4572e-05 | 0 | 3.6389 | 3.7607 | 3.0192 | 6.0111 | 6.3735 | 4.4187 | 1.2456e-05
4943 | 2.5987e-06 | 7.2842e-05 | 0 | 3.5594 | 3.7607 | 3.0192 | 5.7843 | 6.3735 | 4.4187 | 8.3583e-06
4944 | 2.7539e-06 | 7.3569e-05 | 0 | 3.5006 | 3.7607 | 3.0192 | 5.6212 | 6.3735 | 4.4187 | 8.5222e-06
4945 | 6.5588e-07 | 7.2326e-05 | 0 | 3.4805 | 3.7607 | 3.0192 | 5.5663 | 6.3735 | 4.4187 | 1.5406e-05
4946 | 1.4551e-07 | 7.2796e-05 | 0 | 3.4423 | 3.7607 | 3.0192 | 5.4633 | 6.3735 | 4.4187 | 7.5389e-06
4947 | 1.4941e-07 | 7.2327e-05 | 0 | 3.4008 | 3.7607 | 3.0192 | 5.3532 | 6.3735 | 4.4187 | 7.7028e-06
4948 | 3.6037e-07 | 7.2531e-05 | 0.0010107 | 3.4145 | 3.7607 | 3.0192 | 5.3894 | 6.3735 | 4.4187 | 1.2128e-05
4949 | 2.1461e-05 | 7.8965e-05 | 0.0054867 | 3.4847 | 3.7623 | 3.0192 | 5.5779 | 6.3786 | 4.4187 | 1.0489e-05
4950 | 9.0636e-06 | 7.5305e-05 | 0.017327 | 3.6514 | 3.7623 | 3.0192 | 6.0476 | 6.3786 | 4.4187 | 1.1472e-05
4951 | 2.3512e-05 | 7.8168e-05 | 0.026856 | 3.7734 | 3.764 | 3.0192 | 6.4124 | 6.3838 | 4.4187 | 0.00057279
4952 | 6.9668e-06 | 7.1676e-05 | 0.032805 | 3.9273 | 3.7623 | 3.0192 | 6.9009 | 6.3786 | 4.4187 | 5.9164e-05
4953 | 7.9329e-06 | 7.1357e-05 | 0.049164 | 4.059 | 3.7623 | 3.0192 | 7.346 | 6.3786 | 4.4187 | 6.0803e-05
4954 | 7.7602e-06 | 7.2381e-05 | 0.065408 | 4.1383 | 3.7623 | 3.0192 | 7.6271 | 6.3786 | 4.4187 | 8.9811e-05
4955 | 1.6685e-05 | 8.138e-05 | 0.063458 | 4.2186 | 3.7623 | 3.0192 | 7.9227 | 6.3786 | 4.4187 | 7.8994e-05
4956 | 2.203e-05 | 8.1743e-05 | 0.058116 | 4.2934 | 3.764 | 3.0192 | 8.2082 | 6.3838 | 4.4187 | 0.00019732
4957 | 3.4067e-05 | 8.3743e-05 | 0.05891 | 4.3619 | 3.764 | 3.0192 | 8.4788 | 6.3838 | 4.4187 | 8.0633e-05
4958 | 3.0088e-05 | 8.2328e-05 | 0.038263 | 4.3913 | 3.7657 | 3.0192 | 8.5977 | 6.3889 | 4.4187 | 8.8336e-05
4959 | 1.8509e-05 | 7.7146e-05 | 0.034581 | 4.4327 | 3.764 | 3.0192 | 8.7679 | 6.3838 | 4.4187 | 7.6208e-05
4960 | 2.8129e-05 | 8.0472e-05 | 0.028661 | 4.3021 | 3.764 | 3.0192 | 8.2422 | 6.3838 | 4.4187 | 5.9328e-05
4961 | 1.6462e-05 | 8.032e-05 | 0.016532 | 3.9659 | 3.764 | 3.0192 | 7.0286 | 6.3838 | 4.4187 | 8.0305e-05
4962 | 1.8645e-05 | 8.2247e-05 | 0.005429 | 3.9092 | 3.7657 | 3.0192 | 6.8417 | 6.3889 | 4.4187 | 0.00022649
4963 | 1.2935e-05 | 7.9924e-05 | 0.00098184 | 3.8022 | 3.7674 | 3.0192 | 6.5013 | 6.394 | 4.4187 | 0.00021453
4964 | 2.3606e-05 | 8.4701e-05 | 0 | 3.6784 | 3.7674 | 3.0192 | 6.1266 | 6.394 | 4.4187 | 0.00022567
4965 | 1.9575e-05 | 7.8328e-05 | 0 | 3.6064 | 3.7674 | 3.0192 | 5.9174 | 6.394 | 4.4187 | 0.00018634
4966 | 8.2414e-06 | 7.6538e-05 | 0 | 3.5759 | 3.7657 | 3.0192 | 5.8309 | 6.3889 | 4.4187 | 9.5055e-06
4967 | 3.6164e-06 | 7.5433e-05 | 0 | 3.5669 | 3.7657 | 3.0192 | 5.8054 | 6.3889 | 4.4187 | 8.1944e-06
4968 | 4.9378e-06 | 7.6698e-05 | 0 | 3.5609 | 3.7657 | 3.0192 | 5.7885 | 6.3889 | 4.4187 | 2.8189e-05
4969 | 4.3828e-06 | 7.6077e-05 | 0 | 3.5699 | 3.7657 | 3.0192 | 5.8139 | 6.3889 | 4.4187 | 2.5894e-05
4970 | 6.427e-06 | 7.5111e-05 | 0 | 3.5312 | 3.7657 | 3.0192 | 5.7057 | 6.3889 | 4.4187 | 2.0322e-05
4971 | 7.1148e-06 | 7.4704e-05 | 0 | 3.4891 | 3.7657 | 3.0192 | 5.5897 | 6.3889 | 4.4187 | 1.9175e-05
4972 | 1.0314e-05 | 7.5437e-05 | 0.00093852 | 3.4847 | 3.764 | 3.0192 | 5.5779 | 6.3838 | 4.4187 | 1.9175e-05
4973 | 2.0924e-05 | 7.8554e-05 | 0.0050824 | 3.5475 | 3.7657 | 3.0192 | 5.751 | 6.3889 | 4.4187 | 1.8356e-05
4974 | 2.1509e-05 | 7.869e-05 | 0.019565 | 3.6033 | 3.7657 | 3.0192 | 5.9087 | 6.3889 | 4.4187 | 1.475e-05
4975 | 3.3078e-05 | 7.8042e-05 | 0.027578 | 3.6768 | 3.7657 | 3.0192 | 6.1219 | 6.3889 | 4.4187 | 0.00052379
4976 | 2.4467e-05 | 7.7739e-05 | 0.034191 | 3.7886 | 3.7674 | 3.0192 | 6.4592 | 6.394 | 4.4187 | 0.00049986
4977 | 1.0977e-05 | 7.8715e-05 | 0.036963 | 3.9002 | 3.7674 | 3.0192 | 6.8124 | 6.394 | 4.4187 | 8.6697e-05
4978 | 1.2331e-05 | 7.9843e-05 | 0.050247 | 3.9529 | 3.7674 | 3.0192 | 6.9855 | 6.394 | 4.4187 | 8.26e-05
4979 | 1.5842e-05 | 8.3245e-05 | 0.053207 | 3.9958 | 3.7674 | 3.0192 | 7.1292 | 6.394 | 4.4187 | 6.9161e-05
4980 | 2.5501e-05 | 8.4827e-05 | 0.059632 | 3.8805 | 3.7674 | 3.0192 | 6.749 | 6.394 | 4.4187 | 8.6205e-05
4981 | 2.6048e-05 | 8.2043e-05 | 0.059415 | 3.9218 | 3.7674 | 3.0192 | 6.883 | 6.394 | 4.4187 | 6.0967e-05
4982 | 2.789e-05 | 8.2317e-05 | 0.04837 | 3.9771 | 3.7674 | 3.0192 | 7.066 | 6.394 | 4.4187 | 7.5553e-05
4983 | 2.5591e-05 | 7.9487e-05 | 0.042883 | 3.9883 | 3.7674 | 3.0192 | 7.1038 | 6.394 | 4.4187 | 0.00025337
4984 | 1.6799e-05 | 7.7066e-05 | 0.025196 | 3.9996 | 3.769 | 3.0192 | 7.142 | 6.3991 | 4.4187 | 0.00022928
4985 | 1.0213e-05 | 7.8392e-05 | 0.017832 | 3.9996 | 3.769 | 3.0192 | 7.142 | 6.3991 | 4.4187 | 3.245e-05
4986 | 1.0907e-05 | 7.9871e-05 | 0.0073349 | 3.9236 | 3.769 | 3.0192 | 6.889 | 6.3991 | 4.4187 | 3.3433e-05
4987 | 1.7749e-05 | 8.1627e-05 | 0.0011551 | 3.7483 | 3.769 | 3.0192 | 6.336 | 6.3991 | 4.4187 | 3.9333e-05
4988 | 2.0924e-05 | 8.393e-05 | 0 | 3.6577 | 3.7674 | 3.0192 | 6.066 | 6.394 | 4.4187 | 0.00015832
4989 | 2.4714e-05 | 8.0716e-05 | 0 | 3.5744 | 3.7674 | 3.0192 | 5.8266 | 6.394 | 4.4187 | 0.00016454
4990 | 9.4179e-06 | 7.9257e-05 | 0 | 3.5534 | 3.7674 | 3.0192 | 5.7676 | 6.394 | 4.4187 | 0.00014406
4991 | 6.082e-06 | 8.1636e-05 | 0 | 3.5195 | 3.769 | 3.0192 | 5.6732 | 6.3991 | 4.4187 | 1.3439e-05
4992 | 1.0457e-05 | 8.4545e-05 | 0 | 3.4805 | 3.769 | 3.0192 | 5.5663 | 6.3991 | 4.4187 | 2.2617e-05
4993 | 1.1112e-05 | 8.6759e-05 | 0 | 3.4353 | 3.7674 | 3.0192 | 5.4446 | 6.394 | 4.4187 | 2.5567e-05
4994 | 1.302e-05 | 8.5386e-05 | 0 | 3.3954 | 3.7674 | 3.0192 | 5.3389 | 6.394 | 4.4187 | 3.4417e-05
4995 | 1.4202e-05 | 8.485e-05 | 0 | 3.3995 | 3.7657 | 3.0192 | 5.3496 | 6.3889 | 4.4187 | 1.6553e-05
4996 | 1.7368e-05 | 7.7129e-05 | 0.0010107 | 3.3764 | 3.7657 | 3.0192 | 5.2893 | 6.3889 | 4.4187 | 1.4258e-05
4997 | 3.079e-05 | 7.8002e-05 | 0.0048514 | 3.4367 | 3.7657 | 3.0192 | 5.4483 | 6.3889 | 4.4187 | 2.4419e-05
4998 | 2.3154e-05 | 8.0302e-05 | 0.017254 | 3.5078 | 3.7657 | 3.0192 | 5.6411 | 6.3889 | 4.4187 | 2.1797e-05
4999 | 2.9662e-05 | 7.7123e-05 | 0.032271 | 3.588 | 3.7657 | 3.0192 | 5.8652 | 6.3889 | 4.4187 | 0.00050461
5000 | 2.7599e-05 | 8.3187e-05 | 0.041511 | 3.6944 | 3.769 | 3.0192 | 6.1741 | 6.3991 | 4.4187 | 0.00046774
5001 | 1.2174e-05 | 8.1295e-05 | 0.031549 | 3.7633 | 3.769 | 3.0192 | 6.3816 | 6.3991 | 4.4187 | 5.6542e-05
5002 | 1.0383e-05 | 8.157e-05 | 0.024113 | 3.8752 | 3.769 | 3.0192 | 6.7319 | 6.3991 | 4.4187 | 8.5386e-05
5003 | 2.1521e-05 | 8.7774e-05 | 0.04707 | 3.9291 | 3.769 | 3.0192 | 6.9069 | 6.3991 | 4.4187 | 6.113e-05
5004 | 2.3708e-05 | 8.5477e-05 | 0.036501 | 3.9419 | 3.7657 | 3.0192 | 6.949 | 6.3889 | 4.4187 | 8.7517e-05
5005 | 2.8716e-05 | 8.3124e-05 | 0.038624 | 3.9548 | 3.7657 | 3.0192 | 6.9917 | 6.3889 | 4.4187 | 8.8008e-05
5006 | 3.0657e-05 | 8.3096e-05 | 0.030899 | 3.9827 | 3.764 | 3.0192 | 7.0849 | 6.3838 | 4.4187 | 5.5558e-05
5007 | 2.2387e-05 | 7.844e-05 | 0.025196 | 4.0224 | 3.764 | 3.0192 | 7.2196 | 6.3838 | 4.4187 | 0.00025862
5008 | 1.3802e-05 | 7.615e-05 | 0.01646 | 4.0052 | 3.764 | 3.0192 | 7.1612 | 6.3838 | 4.4187 | 0.00024256
5009 | 1.0799e-05 | 7.8514e-05 | 0.010252 | 3.9752 | 3.764 | 3.0192 | 7.0598 | 6.3838 | 4.4187 | 3.5072e-05
5010 | 1.0987e-05 | 7.9842e-05 | 0.0046204 | 3.8876 | 3.764 | 3.0192 | 6.7719 | 6.3838 | 4.4187 | 4.1792e-05
5011 | 1.544e-05 | 8.0884e-05 | 0.00075082 | 3.8022 | 3.7623 | 3.0192 | 6.5013 | 6.3786 | 4.4187 | 4.7855e-05
5012 | 2.1578e-05 | 8.4081e-05 | 0 | 3.6784 | 3.764 | 3.0192 | 6.1266 | 6.3838 | 4.4187 | 0.00017503
5013 | 3.5091e-05 | 8.3797e-05 | 0 | 3.5972 | 3.7623 | 3.0192 | 5.8912 | 6.3786 | 4.4187 | 0.00015897
5014 | 9.2486e-06 | 7.9203e-05 | 0 | 3.546 | 3.7623 | 3.0192 | 5.7468 | 6.3786 | 4.4187 | 0.00014422
5015 | 4.3272e-06 | 8.108e-05 | 0 | 3.5327 | 3.7623 | 3.0192 | 5.7098 | 6.3786 | 4.4187 | 2.4911e-05
5016 | 5.7509e-06 | 8.3335e-05 | 0 | 3.5151 | 3.7623 | 3.0192 | 5.6611 | 6.3786 | 4.4187 | 8.1944e-06
5017 | 4.9298e-06 | 8.4804e-05 | 0 | 3.4962 | 3.7623 | 3.0192 | 5.6093 | 6.3786 | 4.4187 | 1.2128e-05
5018 | 5.517e-06 | 8.5723e-05 | 0 | 3.4891 | 3.7623 | 3.0192 | 5.5897 | 6.3786 | 4.4187 | 8.5222e-06
5019 | 7.115e-06 | 8.6347e-05 | 0 | 3.4676 | 3.7607 | 3.0192 | 5.5315 | 6.3735 | 4.4187 | 6.8833e-06
5020 | 9.1269e-06 | 8.6962e-05 | 0.0010107 | 3.4762 | 3.7607 | 3.0192 | 5.5546 | 6.3735 | 4.4187 | 7.0472e-06
5021 | 1.3465e-05 | 8.8262e-05 | 0.0061365 | 3.5224 | 3.7607 | 3.0192 | 5.6813 | 6.3735 | 4.4187 | 2.3108e-05
5022 | 2.076e-05 | 9.04e-05 | 0.02173 | 3.5759 | 3.7607 | 3.0192 | 5.8309 | 6.3735 | 4.4187 | 6.8833e-06
5023 | 3.7334e-05 | 9.5367e-05 | 0.041511 | 3.6311 | 3.7607 | 3.0192 | 5.9886 | 6.3735 | 4.4187 | 0.00053542
5024 | 1.1914e-05 | 8.729e-05 | 0.057827 | 3.7818 | 3.7607 | 3.0192 | 6.4383 | 6.3735 | 4.4187 | 5.1461e-05
5025 | 1.0391e-05 | 8.5264e-05 | 0.068079 | 3.8734 | 3.7607 | 3.0192 | 6.7262 | 6.3735 | 4.4187 | 7.2439e-05
5026 | 9.129e-06 | 8.3693e-05 | 0.066346 | 3.9771 | 3.759 | 3.0192 | 7.066 | 6.3684 | 4.4187 | 7.9486e-05
5027 | 9.9122e-06 | 8.4566e-05 | 0.05891 | 4.0512 | 3.759 | 3.0192 | 7.319 | 6.3684 | 4.4187 | 5.3755e-05
5028 | 1.0762e-05 | 8.1541e-05 | 0.071544 | 4.1342 | 3.759 | 3.0192 | 7.6125 | 6.3684 | 4.4187 | 0.00017192
5029 | 1.2972e-05 | 7.8348e-05 | 0.05234 | 4.1998 | 3.7573 | 3.0192 | 7.8525 | 6.3633 | 4.4187 | 6.3261e-05
5030 | 9.1404e-06 | 7.6592e-05 | 0.044399 | 4.1936 | 3.7573 | 3.0192 | 7.8293 | 6.3633 | 4.4187 | 8.3911e-05
5031 | 8.6532e-06 | 7.4277e-05 | 0.039201 | 4.2081 | 3.7573 | 3.0192 | 7.8835 | 6.3633 | 4.4187 | 9.5055e-05
5032 | 4.9805e-06 | 7.345e-05 | 0.028083 | 4.2313 | 3.7557 | 3.0192 | 7.9702 | 6.3583 | 4.4187 | 6.8669e-05
5033 | 5.0237e-06 | 7.6728e-05 | 0.016316 | 4.1853 | 3.7557 | 3.0192 | 7.7987 | 6.3583 | 4.4187 | 8.1944e-05
5034 | 1.0169e-05 | 7.9547e-05 | 0.0061365 | 4.0982 | 3.7557 | 3.0192 | 7.4839 | 6.3583 | 4.4187 | 0.00020273
5035 | 1.4279e-05 | 8.0487e-05 | 0.00072194 | 3.9164 | 3.7557 | 3.0192 | 6.8652 | 6.3583 | 4.4187 | 0.00020011
5036 | 2.2292e-05 | 8.4257e-05 | 0 | 3.7835 | 3.7557 | 3.0192 | 6.4435 | 6.3583 | 4.4187 | 0.00021453
5037 | 2.3941e-05 | 8.0413e-05 | 0 | 3.7009 | 3.7557 | 3.0192 | 6.1932 | 6.3583 | 4.4187 | 0.00023108
5038 | 6.7315e-06 | 7.8391e-05 | 0 | 3.6342 | 3.7557 | 3.0192 | 5.9976 | 6.3583 | 4.4187 | 1.0653e-05
5039 | 4.7367e-06 | 8.1151e-05 | 0 | 3.5609 | 3.7557 | 3.0192 | 5.7885 | 6.3583 | 4.4187 | 8.5222e-06
5040 | 5.6731e-06 | 8.3262e-05 | 0 | 3.5386 | 3.754 | 3.0192 | 5.7262 | 6.3532 | 4.4187 | 4.7528e-06
5041 | 4.5014e-06 | 8.4626e-05 | 0 | 3.5035 | 3.754 | 3.0192 | 5.6291 | 6.3532 | 4.4187 | 1.3275e-05
5042 | 5.1065e-06 | 8.5551e-05 | 0 | 3.4719 | 3.7523 | 3.0192 | 5.543 | 6.3481 | 4.4187 | 1.2947e-05
5043 | 6.5196e-06 | 8.612e-05 | 0 | 3.4187 | 3.7507 | 3.0192 | 5.4004 | 6.3431 | 4.4187 | 7.5389e-06
5044 | 1.1376e-05 | 8.7588e-05 | 0.00086633 | 3.3967 | 3.7507 | 3.0192 | 5.3425 | 6.3431 | 4.4187 | 3.1139e-06
5045 | 2.3104e-05 | 9.1105e-05 | 0.0057755 | 3.4662 | 3.7507 | 3.0192 | 5.5277 | 6.3431 | 4.4187 | 9.5055e-06
5046 | 4.2136e-05 | 9.6806e-05 | 0.021658 | 3.5774 | 3.7507 | 3.0192 | 5.8351 | 6.3431 | 4.4187 | 9.0139e-06
5047 | 2.9594e-05 | 9.3015e-05 | 0.033613 | 3.6768 | 3.7507 | 3.0192 | 6.1219 | 6.3431 | 4.4187 | 0.00051002
5048 | 1.8329e-05 | 8.9196e-05 | 0.035375 | 3.8022 | 3.7507 | 3.0192 | 6.5013 | 6.3431 | 4.4187 | 5.6214e-05
5049 | 1.9428e-05 | 8.7949e-05 | 0.04707 | 3.8912 | 3.7523 | 3.0192 | 6.7834 | 6.3481 | 4.4187 | 6.5064e-05
5050 | 7.7585e-06 | 8.3235e-05 | 0.056672 | 3.9752 | 3.7523 | 3.0192 | 7.0598 | 6.3481 | 4.4187 | 7.2275e-05
5051 | 1.5987e-05 | 8.6336e-05 | 0.054145 | 4.0281 | 3.7523 | 3.0192 | 7.2393 | 6.3481 | 4.4187 | 8.1944e-05
5052 | 2.2006e-05 | 8.4871e-05 | 0.065913 | 4.1565 | 3.7523 | 3.0192 | 7.6933 | 6.3481 | 4.4187 | 0.00017766
5053 | 2.5557e-05 | 8.2075e-05 | 0.064758 | 4.1853 | 3.7523 | 3.0192 | 7.7987 | 6.3481 | 4.4187 | 7.9322e-05
5054 | 2.6454e-05 | 8.1737e-05 | 0.062736 | 4.2123 | 3.7523 | 3.0192 | 7.8992 | 6.3481 | 4.4187 | 6.0147e-05
5055 | 1.8457e-05 | 7.7174e-05 | 0.031765 | 4.2207 | 3.7507 | 3.0192 | 7.9306 | 6.3431 | 4.4187 | 7.1455e-05
5056 | 1.8492e-05 | 7.7452e-05 | 0.017327 | 4.0205 | 3.7507 | 3.0192 | 7.2131 | 6.3431 | 4.4187 | 6.1622e-05
5057 | 2.7404e-05 | 8.3387e-05 | 0.017471 | 3.9864 | 3.7507 | 3.0192 | 7.0975 | 6.3431 | 4.4187 | 7.3586e-05
5058 | 1.5227e-05 | 8.1012e-05 | 0.0064252 | 3.9677 | 3.7507 | 3.0192 | 7.0348 | 6.3431 | 4.4187 | 0.00025206
5059 | 1.5919e-05 | 8.093e-05 | 0.00093852 | 3.8159 | 3.7507 | 3.0192 | 6.544 | 6.3431 | 4.4187 | 0.00021502
5060 | 2.4844e-05 | 8.4958e-05 | 0 | 3.6688 | 3.7507 | 3.0192 | 6.0985 | 6.3431 | 4.4187 | 0.00020535
5061 | 2.1699e-05 | 7.9669e-05 | 0 | 3.543 | 3.7507 | 3.0192 | 5.7385 | 6.3431 | 4.4187 | 0.00022371
5062 | 9.0646e-06 | 7.9034e-05 | 0 | 3.4521 | 3.7507 | 3.0192 | 5.4896 | 6.3431 | 4.4187 | 1.6717e-05
5063 | 2.6112e-06 | 8.046e-05 | 0 | 3.3644 | 3.7507 | 3.0192 | 5.2579 | 6.3431 | 4.4187 | 1.1964e-05
5064 | 2.8144e-06 | 8.2355e-05 | 0 | 3.3431 | 3.7507 | 3.0192 | 5.203 | 6.3431 | 4.4187 | 8.5222e-06
5065 | 8.939e-07 | 8.3493e-05 | 0 | 3.3235 | 3.7523 | 3.0192 | 5.1525 | 6.3481 | 4.4187 | 5.4083e-06
5066 | 6.5689e-07 | 8.4169e-05 | 0 | 3.3027 | 3.7523 | 3.0192 | 5.0998 | 6.3481 | 4.4187 | 6.2278e-06
5067 | 1.2673e-06 | 8.4497e-05 | 0 | 3.2835 | 3.7507 | 3.0192 | 5.0513 | 6.3431 | 4.4187 | 8.6861e-06
5068 | 2.9942e-06 | 8.501e-05 | 0.00093852 | 3.2963 | 3.7507 | 3.0192 | 5.0836 | 6.3431 | 4.4187 | 1.18e-05
5069 | 2.8814e-06 | 8.4865e-05 | 0.0061798 | 3.3644 | 3.7507 | 3.0192 | 5.2579 | 6.3431 | 4.4187 | 1.3275e-05
5070 | 3.1936e-05 | 9.3358e-05 | 0.022236 | 3.5093 | 3.7507 | 3.0192 | 5.6451 | 6.3431 | 4.4187 | 1.4914e-05
5071 | 6.0779e-05 | 0.0001021 | 0.034537 | 3.6295 | 3.7507 | 3.0192 | 5.9841 | 6.3431 | 4.4187 | 0.00054509
5072 | 1.583e-05 | 8.8146e-05 | 0.051835 | 3.7467 | 3.7507 | 3.0192 | 6.331 | 6.3431 | 4.4187 | 6.703e-05
5073 | 1.4183e-05 | 8.6199e-05 | 0.061581 | 3.8436 | 3.7507 | 3.0192 | 6.6311 | 6.3431 | 4.4187 | 7.6208e-05
5074 | 8.2831e-06 | 8.334e-05 | 0.055806 | 3.9236 | 3.7507 | 3.0192 | 6.889 | 6.3431 | 4.4187 | 8.1289e-05
5075 | 1.5971e-05 | 8.6287e-05 | 0.058549 | 4.0109 | 3.7523 | 3.0192 | 7.1806 | 6.3481 | 4.4187 | 8.0469e-05
5076 | 2.3132e-05 | 8.5173e-05 | 0.052629 | 4.0687 | 3.7523 | 3.0192 | 7.38 | 6.3481 | 4.4187 | 0.00018536
5077 | 3.0775e-05 | 8.3594e-05 | 0.069523 | 4.1423 | 3.7523 | 3.0192 | 7.6417 | 6.3481 | 4.4187 | 7.2275e-05
5078 | 2.4408e-05 | 8.1087e-05 | 0.05956 | 4.1141 | 3.7523 | 3.0192 | 7.5405 | 6.3481 | 4.4187 | 9.3744e-05
5079 | 1.8813e-05 | 7.728e-05 | 0.045843 | 4.1082 | 3.7523 | 3.0192 | 7.5192 | 6.3481 | 4.4187 | 8.0305e-05
5080 | 1.6797e-05 | 7.6847e-05 | 0.03126 | 4.0824 | 3.7523 | 3.0192 | 7.4281 | 6.3481 | 4.4187 | 4.7364e-05
5081 | 2.6505e-05 | 8.3066e-05 | 0.015738 | 4.0844 | 3.7523 | 3.0192 | 7.4351 | 6.3481 | 4.4187 | 6.6539e-05
5082 | 1.5842e-05 | 8.1152e-05 | 0.0052557 | 4.0262 | 3.7523 | 3.0192 | 7.2327 | 6.3481 | 4.4187 | 0.00023633
5083 | 1.6221e-05 | 8.0976e-05 | 0.0011551 | 3.8227 | 3.7523 | 3.0192 | 6.5656 | 6.3481 | 4.4187 | 0.00023043
5084 | 2.2201e-05 | 8.4117e-05 | 0 | 3.672 | 3.754 | 3.0192 | 6.1078 | 6.3532 | 4.4187 | 0.0002183
5085 | 1.9929e-05 | 7.9096e-05 | 0 | 3.5911 | 3.754 | 3.0192 | 5.8738 | 6.3532 | 4.4187 | 0.00022354
5086 | 7.9543e-06 | 7.8651e-05 | 0 | 3.5268 | 3.7523 | 3.0192 | 5.6935 | 6.3481 | 4.4187 | 9.6694e-06
5087 | 2.6758e-06 | 8.0431e-05 | 0 | 3.4563 | 3.749 | 3.0192 | 5.501 | 6.338 | 4.4187 | 8.5222e-06
5088 | 2.9441e-06 | 8.2344e-05 | 0 | 3.4228 | 3.749 | 3.0192 | 5.4114 | 6.338 | 4.4187 | 7.0472e-06
5089 | 8.9454e-07 | 8.3447e-05 | 0 | 3.4228 | 3.749 | 3.0192 | 5.4114 | 6.338 | 4.4187 | 8.5222e-06
5090 | 5.8031e-07 | 8.4055e-05 | 0 | 3.3967 | 3.749 | 3.0192 | 5.3425 | 6.338 | 4.4187 | 1.1308e-05
5091 | 8.8603e-07 | 8.4119e-05 | 0 | 3.3764 | 3.749 | 3.0192 | 5.2893 | 6.338 | 4.4187 | 9.0139e-06
5092 | 1.5623e-06 | 8.3178e-05 | 0.00098184 | 3.3339 | 3.749 | 3.0192 | 5.1793 | 6.338 | 4.4187 | 1.0325e-05
5093 | 3.0947e-05 | 8.9037e-05 | 0.0057755 | 3.3805 | 3.749 | 3.0192 | 5.2998 | 6.338 | 4.4187 | 5.7361e-06
5094 | 1.3323e-05 | 8.3208e-05 | 0.021153 | 3.5911 | 3.7507 | 3.0192 | 5.8738 | 6.3431 | 4.4187 | 1.1144e-05
5095 | 4.7561e-05 | 8.3516e-05 | 0.03884 | 3.7368 | 3.7507 | 3.0192 | 6.3009 | 6.3431 | 4.4187 | 0.00054493
5096 | 9.9758e-06 | 7.6212e-05 | 0.050247 | 3.8523 | 3.7507 | 3.0192 | 6.6588 | 6.3431 | 4.4187 | 5.1625e-05
5097 | 1.771e-05 | 8.3429e-05 | 0.059054 | 3.9902 | 3.749 | 3.0192 | 7.1101 | 6.338 | 4.4187 | 7.3094e-05
5098 | 1.1985e-05 | 8.1483e-05 | 0.064325 | 4.0551 | 3.749 | 3.0192 | 7.3325 | 6.338 | 4.4187 | 7.6372e-05
5099 | 1.6404e-05 | 8.5748e-05 | 0.061653 | 4.1729 | 3.7507 | 3.0192 | 7.7532 | 6.3431 | 4.4187 | 7.08e-05
5100 | 2.2038e-05 | 8.4671e-05 | 0.072483 | 4.2355 | 3.7507 | 3.0192 | 7.9862 | 6.3431 | 4.4187 | 0.00018683
5101 | 2.8819e-05 | 8.2855e-05 | 0.058188 | 4.3285 | 3.7507 | 3.0192 | 8.3457 | 6.3431 | 4.4187 | 8.1289e-05
5102 | 2.4137e-05 | 8.09e-05 | 0.056672 | 4.3959 | 3.7507 | 3.0192 | 8.6163 | 6.3431 | 4.4187 | 8.5714e-05
5103 | 1.8594e-05 | 7.7161e-05 | 0.039923 | 4.3285 | 3.7523 | 3.0192 | 8.3457 | 6.3481 | 4.4187 | 7.9322e-05
5104 | 4.0472e-05 | 8.3894e-05 | 0.029383 | 4.344 | 3.7507 | 3.0192 | 8.4073 | 6.3431 | 4.4187 | 7.5225e-05
5105 | 3.4334e-05 | 8.5364e-05 | 0.015594 | 4.2804 | 3.7507 | 3.0192 | 8.1578 | 6.3431 | 4.4187 | 8.8336e-05
5106 | 1.5571e-05 | 8.1027e-05 | 0.0051402 | 4.2081 | 3.7507 | 3.0192 | 7.8835 | 6.3431 | 4.4187 | 0.00022469
5107 | 1.515e-05 | 8.0607e-05 | 0.00067381 | 4.0224 | 3.7507 | 3.0192 | 7.2196 | 6.3431 | 4.4187 | 0.00021404
5108 | 2.2146e-05 | 8.4338e-05 | 0 | 3.9346 | 3.7507 | 3.0192 | 6.9249 | 6.3431 | 4.4187 | 0.0002201
5109 | 2.7345e-05 | 8.0672e-05 | 0 | 3.8558 | 3.7507 | 3.0192 | 6.6699 | 6.3431 | 4.4187 | 0.00024092
5110 | 1.3573e-05 | 7.7794e-05 | 0 | 3.7286 | 3.749 | 3.0192 | 6.2761 | 6.338 | 4.4187 | 9.5055e-06
5111 | 1.075e-05 | 7.6544e-05 | 0 | 3.6218 | 3.749 | 3.0192 | 5.9617 | 6.338 | 4.4187 | 3.9333e-06
5112 | 1.5768e-05 | 8.1412e-05 | 0 | 3.5699 | 3.749 | 3.0192 | 5.8139 | 6.338 | 4.4187 | 8.5222e-06
5113 | 2.2008e-05 | 7.9511e-05 | 0 | 3.5327 | 3.749 | 3.0192 | 5.7098 | 6.338 | 4.4187 | 1.4422e-05
5114 | 3.1095e-05 | 8.1705e-05 | 0 | 3.5166 | 3.749 | 3.0192 | 5.6651 | 6.338 | 4.4187 | 4.5889e-06
5115 | 3.4853e-05 | 8.3591e-05 | 0 | 3.4521 | 3.7507 | 3.0192 | 5.4896 | 6.3431 | 4.4187 | 1.4914e-05
5116 | 3.9858e-05 | 8.4081e-05 | 0.00080857 | 3.4465 | 3.7523 | 3.0192 | 5.4745 | 6.3481 | 4.4187 | 9.5055e-06
5117 | 5.9207e-05 | 8.9448e-05 | 0.0035808 | 3.5151 | 3.7523 | 3.0192 | 5.6611 | 6.3481 | 4.4187 | 4.0972e-06
5118 | 6.1987e-05 | 9.0875e-05 | 0.014655 | 3.6389 | 3.7523 | 3.0192 | 6.0111 | 6.3481 | 4.4187 | 1.1308e-05
5119 | 5.3112e-05 | 8.5667e-05 | 0.030249 | 3.7401 | 3.7507 | 3.0192 | 6.3109 | 6.3431 | 4.4187 | 0.00055706
5120 | 2.6338e-05 | 7.6128e-05 | 0.043172 | 3.8523 | 3.7507 | 3.0192 | 6.6588 | 6.3431 | 4.4187 | 5.5886e-05
5121 | 1.6162e-05 | 7.8549e-05 | 0.059127 | 3.9255 | 3.7507 | 3.0192 | 6.8949 | 6.3431 | 4.4187 | 8.1289e-05
5122 | 1.1374e-05 | 7.8525e-05 | 0.059849 | 4.0128 | 3.7507 | 3.0192 | 7.1871 | 6.3431 | 4.4187 | 7.5389e-05
5123 | 1.6377e-05 | 8.2098e-05 | 0.08194 | 4.0746 | 3.7507 | 3.0192 | 7.4005 | 6.3431 | 4.4187 | 7.9814e-05
5124 | 2.5027e-05 | 8.331e-05 | 0.068295 | 4.1062 | 3.7523 | 3.0192 | 7.5121 | 6.3481 | 4.4187 | 0.00020535
5125 | 2.5553e-05 | 8.0343e-05 | 0.045987 | 4.2718 | 3.7523 | 3.0192 | 8.1246 | 6.3481 | 4.4187 | 8.6533e-05
5126 | 2.4385e-05 | 7.9653e-05 | 0.053568 | 4.2461 | 3.7523 | 3.0192 | 8.0264 | 6.3481 | 4.4187 | 7.7028e-05
5127 | 1.866e-05 | 7.5831e-05 | 0.039418 | 4.1977 | 3.7523 | 3.0192 | 7.8447 | 6.3481 | 4.4187 | 8.0305e-05
5128 | 1.5147e-05 | 7.4853e-05 | 0.0283 | 4.1894 | 3.7523 | 3.0192 | 7.814 | 6.3481 | 4.4187 | 7.9978e-05
5129 | 4.1114e-05 | 8.5996e-05 | 0.018048 | 4.1709 | 3.7523 | 3.0192 | 7.7457 | 6.3481 | 4.4187 | 6.5883e-05
5130 | 2.0517e-05 | 8.1302e-05 | 0.0049092 | 4.0707 | 3.7523 | 3.0192 | 7.3868 | 6.3481 | 4.4187 | 0.00026058
5131 | 1.8905e-05 | 8.0938e-05 | 0.00072194 | 3.8859 | 3.7557 | 3.0192 | 6.7662 | 6.3583 | 4.4187 | 0.00021879
5132 | 2.6513e-05 | 8.5243e-05 | 0 | 3.7401 | 3.7557 | 3.0192 | 6.3109 | 6.3583 | 4.4187 | 0.00021584
5133 | 1.903e-05 | 7.9798e-05 | 0 | 3.709 | 3.754 | 3.0192 | 6.2174 | 6.3532 | 4.4187 | 0.00021879
5134 | 7.9931e-06 | 7.4389e-05 | 0 | 3.6202 | 3.7523 | 3.0192 | 5.9572 | 6.3481 | 4.4187 | 1.0325e-05
5135 | 3.1114e-06 | 7.3464e-05 | 0 | 3.5835 | 3.7523 | 3.0192 | 5.8523 | 6.3481 | 4.4187 | 1.2456e-05
5136 | 3.9833e-06 | 7.4428e-05 | 0 | 3.611 | 3.7523 | 3.0192 | 5.9306 | 6.3481 | 4.4187 | 2.2289e-05
5137 | 2.4043e-06 | 7.3828e-05 | 0 | 3.585 | 3.7523 | 3.0192 | 5.8566 | 6.3481 | 4.4187 | 2.0978e-05
5138 | 3.0548e-06 | 7.1655e-05 | 0 | 3.5564 | 3.7523 | 3.0192 | 5.776 | 6.3481 | 4.4187 | 2.5239e-05
5139 | 5.0992e-06 | 7.3725e-05 | 0 | 3.4862 | 3.754 | 3.0192 | 5.5818 | 6.3532 | 4.4187 | 1.9667e-05
5140 | 8.4783e-06 | 7.4377e-05 | 0.0013284 | 3.4776 | 3.754 | 3.0192 | 5.5585 | 6.3532 | 4.4187 | 2.0158e-05
5141 | 4.9227e-06 | 7.3696e-05 | 0.0050247 | 3.5093 | 3.754 | 3.0192 | 5.6451 | 6.3532 | 4.4187 | 1.9667e-05
5142 | 2.6757e-05 | 7.9988e-05 | 0.018554 | 3.5669 | 3.7557 | 3.0192 | 5.8054 | 6.3583 | 4.4187 | 2.2289e-05
5143 | 4.1597e-05 | 8.311e-05 | 0.028228 | 3.6546 | 3.7557 | 3.0192 | 6.0568 | 6.3583 | 4.4187 | 0.00056115
5144 | 3.0252e-05 | 7.9256e-05 | 0.030899 | 3.6912 | 3.7557 | 3.0192 | 6.1645 | 6.3583 | 4.4187 | 0.00059737
5145 | 1.1382e-05 | 7.3466e-05 | 0.039851 | 3.7633 | 3.7557 | 3.0192 | 6.3816 | 6.3583 | 4.4187 | 5.523e-05
5146 | 1.0597e-05 | 7.2577e-05 | 0.059199 | 3.8005 | 3.7573 | 3.0192 | 6.496 | 6.3633 | 4.4187 | 5.4411e-05
5147 | 2.642e-05 | 8.0198e-05 | 0.055373 | 3.821 | 3.7557 | 3.0192 | 6.5602 | 6.3583 | 4.4187 | 9.5383e-05
5148 | 2.4405e-05 | 8.1001e-05 | 0.052413 | 3.8628 | 3.7557 | 3.0192 | 6.6923 | 6.3583 | 4.4187 | 8.0961e-05
5149 | 3.5654e-05 | 8.3209e-05 | 0.055661 | 3.8966 | 3.7557 | 3.0192 | 6.8008 | 6.3583 | 4.4187 | 7.7519e-05
5150 | 3.8705e-05 | 8.4365e-05 | 0.046709 | 3.9603 | 3.7557 | 3.0192 | 7.0101 | 6.3583 | 4.4187 | 7.8503e-05
5151 | 1.9131e-05 | 7.6517e-05 | 0.041945 | 3.8984 | 3.7557 | 3.0192 | 6.8066 | 6.3583 | 4.4187 | 0.00022502
5152 | 1.4397e-05 | 7.4891e-05 | 0.028517 | 3.9273 | 3.7557 | 3.0192 | 6.9009 | 6.3583 | 4.4187 | 0.00024174
5153 | 1.5202e-05 | 7.8247e-05 | 0.017182 | 3.8717 | 3.7557 | 3.0192 | 6.7205 | 6.3583 | 4.4187 | 3.8022e-05
5154 | 3.1778e-05 | 8.4423e-05 | 0.0054867 | 3.8453 | 3.7557 | 3.0192 | 6.6366 | 6.3583 | 4.4187 | 3.3269e-05
5155 | 4.0527e-05 | 8.8158e-05 | 0.00069306 | 3.6752 | 3.7557 | 3.0192 | 6.1172 | 6.3583 | 4.4187 | 3.1794e-05
5156 | 2.0801e-05 | 8.2492e-05 | 0 | 3.5624 | 3.7573 | 3.0192 | 5.7927 | 6.3633 | 4.4187 | 0.00014979
5157 | 3.0203e-05 | 8.0245e-05 | 0 | 3.4962 | 3.7573 | 3.0192 | 5.6093 | 6.3633 | 4.4187 | 0.00015864
5158 | 7.8448e-06 | 7.3821e-05 | 0 | 3.4847 | 3.7573 | 3.0192 | 5.5779 | 6.3633 | 4.4187 | 0.00016717
5159 | 2.6225e-06 | 7.3701e-05 | 0 | 3.502 | 3.7573 | 3.0192 | 5.6252 | 6.3633 | 4.4187 | 2.2944e-05
5160 | 2.829e-06 | 7.4234e-05 | 0 | 3.4905 | 3.7573 | 3.0192 | 5.5936 | 6.3633 | 4.4187 | 2.3764e-05
5161 | 6.7117e-07 | 7.348e-05 | 0 | 3.462 | 3.7573 | 3.0192 | 5.5162 | 6.3633 | 4.4187 | 2.3272e-05
5162 | 2.2577e-07 | 7.2348e-05 | 0 | 3.4353 | 3.7573 | 3.0192 | 5.4446 | 6.3633 | 4.4187 | 1.4094e-05
5163 | 9.5086e-07 | 7.1834e-05 | 0 | 3.4437 | 3.7557 | 3.0192 | 5.467 | 6.3583 | 4.4187 | 1.1636e-05
5164 | 4.3222e-06 | 7.3104e-05 | 0.00098184 | 3.409 | 3.7557 | 3.0192 | 5.3749 | 6.3583 | 4.4187 | 2.8517e-05
5165 | 5.4009e-06 | 7.3947e-05 | 0.0050824 | 3.4563 | 3.7557 | 3.0192 | 5.501 | 6.3583 | 4.4187 | 2.1469e-05
5166 | 2.1706e-05 | 7.8698e-05 | 0.014655 | 3.5669 | 3.7557 | 3.0192 | 5.8054 | 6.3583 | 4.4187 | 2.1633e-05
5167 | 4.5249e-05 | 8.448e-05 | 0.028733 | 3.653 | 3.754 | 3.0192 | 6.0522 | 6.3532 | 4.4187 | 0.0005287
5168 | 3.2036e-05 | 7.9914e-05 | 0.035115 | 3.7384 | 3.754 | 3.0192 | 6.3059 | 6.3532 | 4.4187 | 0.00050445
5169 | 9.7029e-06 | 7.3107e-05 | 0.038912 | 3.8401 | 3.754 | 3.0192 | 6.6201 | 6.3532 | 4.4187 | 7.8011e-05
5170 | 8.0404e-06 | 7.2205e-05 | 0.050463 | 3.9309 | 3.754 | 3.0192 | 6.9129 | 6.3532 | 4.4187 | 8.3255e-05
5171 | 1.7278e-05 | 7.5675e-05 | 0.050102 | 4.0281 | 3.7557 | 3.0192 | 7.2393 | 6.3583 | 4.4187 | 8.8336e-05
5172 | 3.0076e-05 | 8.2386e-05 | 0.054001 | 4.0864 | 3.7557 | 3.0192 | 7.442 | 6.3583 | 4.4187 | 7.4242e-05
5173 | 3.616e-05 | 8.3283e-05 | 0.056095 | 4.1667 | 3.754 | 3.0192 | 7.7306 | 6.3532 | 4.4187 | 8.8336e-05
5174 | 4.5019e-05 | 8.5607e-05 | 0.054145 | 4.1956 | 3.754 | 3.0192 | 7.837 | 6.3532 | 4.4187 | 9.2597e-05
5175 | 1.934e-05 | 7.6122e-05 | 0.042233 | 4.2165 | 3.7523 | 3.0192 | 7.9148 | 6.3481 | 4.4187 | 0.00026599
5176 | 1.8246e-05 | 7.568e-05 | 0.028589 | 4.1484 | 3.7523 | 3.0192 | 7.6638 | 6.3481 | 4.4187 | 0.00025321
5177 | 1.3321e-05 | 7.7625e-05 | 0.01646 | 4.0923 | 3.7523 | 3.0192 | 7.4629 | 6.3481 | 4.4187 | 3.4089e-05
5178 | 1.3769e-05 | 7.9146e-05 | 0.0057755 | 4.0015 | 3.7523 | 3.0192 | 7.1484 | 6.3481 | 4.4187 | 3.8022e-05
5179 | 1.5948e-05 | 7.9703e-05 | 0.00057755 | 3.8039 | 3.7507 | 3.0192 | 6.5066 | 6.3431 | 4.4187 | 4.2775e-05
5180 | 2.7715e-05 | 8.5306e-05 | 0 | 3.6342 | 3.7507 | 3.0192 | 5.9976 | 6.3431 | 4.4187 | 0.00016241
5181 | 2.3356e-05 | 7.9966e-05 | 0 | 3.5684 | 3.749 | 3.0192 | 5.8096 | 6.338 | 4.4187 | 0.00014979
5182 | 7.8646e-06 | 7.3698e-05 | 0 | 3.5268 | 3.749 | 3.0192 | 5.6935 | 6.338 | 4.4187 | 0.00014668
5183 | 2.6244e-06 | 7.4053e-05 | 0 | 3.4934 | 3.749 | 3.0192 | 5.6015 | 6.338 | 4.4187 | 1.7208e-05
5184 | 2.8369e-06 | 7.2703e-05 | 0 | 3.4805 | 3.749 | 3.0192 | 5.5663 | 6.338 | 4.4187 | 9.3417e-06
5185 | 6.6181e-07 | 7.2418e-05 | 0 | 3.4776 | 3.749 | 3.0192 | 5.5585 | 6.338 | 4.4187 | 1.0489e-05
5186 | 1.5473e-07 | 7.2283e-05 | 0 | 3.4606 | 3.749 | 3.0192 | 5.5124 | 6.338 | 4.4187 | 6.0639e-06
5187 | 1.8611e-07 | 7.2122e-05 | 0 | 3.4159 | 3.749 | 3.0192 | 5.393 | 6.338 | 4.4187 | 8.5222e-06
5188 | 6.0036e-07 | 7.2189e-05 | 0.00086633 | 3.4507 | 3.749 | 3.0192 | 5.4858 | 6.338 | 4.4187 | 4.9167e-06
5189 | 1.526e-05 | 7.6574e-05 | 0.0041872 | 3.4747 | 3.749 | 3.0192 | 5.5508 | 6.338 | 4.4187 | 7.0472e-06
5190 | 2.3004e-05 | 7.8311e-05 | 0.016316 | 3.5609 | 3.749 | 3.0192 | 5.7885 | 6.338 | 4.4187 | 1.2456e-05
5191 | 2.142e-05 | 7.7202e-05 | 0.029816 | 3.6672 | 3.749 | 3.0192 | 6.0938 | 6.338 | 4.4187 | 0.00049101
5192 | 1.6905e-05 | 7.5671e-05 | 0.042739 | 3.7483 | 3.749 | 3.0192 | 6.336 | 6.338 | 4.4187 | 6.0639e-05
5193 | 4.8527e-06 | 7.2003e-05 | 0.054001 | 3.8823 | 3.7457 | 3.0192 | 6.7547 | 6.3279 | 4.4187 | 5.7033e-05
5194 | 4.7839e-06 | 6.9804e-05 | 0.056095 | 3.9902 | 3.7457 | 3.0192 | 7.1101 | 6.3279 | 4.4187 | 8.5878e-05
5195 | 1.0057e-05 | 7.4273e-05 | 0.04902 | 4.057 | 3.744 | 3.0192 | 7.3392 | 6.3229 | 4.4187 | 7.1128e-05
5196 | 1.231e-05 | 7.6792e-05 | 0.052629 | 4.1647 | 3.7457 | 3.0192 | 7.7232 | 6.3279 | 4.4187 | 0.00017716
5197 | 1.5406e-05 | 7.706e-05 | 0.043388 | 4.2397 | 3.7457 | 3.0192 | 8.0022 | 6.3279 | 4.4187 | 8.0797e-05
5198 | 1.0182e-05 | 7.5484e-05 | 0.041078 | 4.0923 | 3.7457 | 3.0192 | 7.4629 | 6.3279 | 4.4187 | 8.85e-05
5199 | 1.4886e-05 | 7.4729e-05 | 0.033642 | 4.1403 | 3.7457 | 3.0192 | 7.6344 | 6.3279 | 4.4187 | 7.7355e-05
5200 | 2.3381e-05 | 7.786e-05 | 0.02173 | 4.1443 | 3.7457 | 3.0192 | 7.6491 | 6.3279 | 4.4187 | 6.113e-05
5201 | 1.1627e-05 | 7.8069e-05 | 0.014655 | 4.1141 | 3.7457 | 3.0192 | 7.5405 | 6.3279 | 4.4187 | 6.4736e-05
5202 | 8.123e-06 | 7.855e-05 | 0.0051258 | 4.0034 | 3.744 | 3.0192 | 7.1548 | 6.3229 | 4.4187 | 0.00020126
5203 | 1.3223e-05 | 7.9736e-05 | 0.0005198 | 3.792 | 3.744 | 3.0192 | 6.4697 | 6.3229 | 4.4187 | 0.00020879
5204 | 1.7944e-05 | 8.2296e-05 | 0 | 3.6593 | 3.744 | 3.0192 | 6.0706 | 6.3229 | 4.4187 | 0.00019519
5205 | 1.3808e-05 | 7.6936e-05 | 0 | 3.6483 | 3.744 | 3.0192 | 6.0384 | 6.3229 | 4.4187 | 0.00022354
5206 | 9.9074e-06 | 7.6811e-05 | 0 | 3.6311 | 3.744 | 3.0192 | 5.9886 | 6.3229 | 4.4187 | 1.3603e-05
5207 | 1.1393e-05 | 7.754e-05 | 0 | 3.582 | 3.744 | 3.0192 | 5.848 | 6.3229 | 4.4187 | 8.6861e-06
5208 | 1.805e-05 | 8.0029e-05 | 0 | 3.5122 | 3.744 | 3.0192 | 5.6531 | 6.3229 | 4.4187 | 1.2128e-05
5209 | 2.0594e-05 | 7.8425e-05 | 0 | 3.4934 | 3.7457 | 3.0192 | 5.6015 | 6.3279 | 4.4187 | 5.4083e-06
5210 | 2.4381e-05 | 7.9028e-05 | 0 | 3.4691 | 3.7457 | 3.0192 | 5.5353 | 6.3279 | 4.4187 | 6.5555e-06
5211 | 3.0474e-05 | 8.1009e-05 | 0 | 3.4367 | 3.7457 | 3.0192 | 5.4483 | 6.3279 | 4.4187 | 1.2619e-05
5212 | 3.087e-05 | 8.1195e-05 | 0.00067381 | 3.4284 | 3.744 | 3.0192 | 5.4261 | 6.3229 | 4.4187 | 1.0981e-05
5213 | 4.3746e-05 | 8.4752e-05 | 0.0045482 | 3.4563 | 3.744 | 3.0192 | 5.501 | 6.3229 | 4.4187 | 1.0981e-05
5214 | 4.9864e-05 | 8.6791e-05 | 0.011695 | 3.5268 | 3.7457 | 3.0192 | 5.6935 | 6.3279 | 4.4187 | 1.2292e-05
5215 | 4.8199e-05 | 8.5514e-05 | 0.026784 | 3.6373 | 3.7457 | 3.0192 | 6.0066 | 6.3279 | 4.4187 | 0.00054018
5216 | 1.8984e-05 | 7.5449e-05 | 0.037974 | 3.7567 | 3.7457 | 3.0192 | 6.3613 | 6.3279 | 4.4187 | 7.67e-05
5217 | 1.9327e-05 | 7.4577e-05 | 0.045121 | 3.8558 | 3.744 | 3.0192 | 6.6699 | 6.3229 | 4.4187 | 5.605e-05
5218 | 1.0147e-05 | 7.1807e-05 | 0.051041 | 3.9291 | 3.744 | 3.0192 | 6.9069 | 6.3229 | 4.4187 | 6.7358e-05
5219 | 1.6533e-05 | 7.6928e-05 | 0.052629 | 3.9492 | 3.7457 | 3.0192 | 6.9733 | 6.3279 | 4.4187 | 8.8664e-05
5220 | 2.2231e-05 | 8.0457e-05 | 0.044544 | 3.9883 | 3.7457 | 3.0192 | 7.1038 | 6.3279 | 4.4187 | 0.00020634
5221 | 2.7383e-05 | 8.0876e-05 | 0.063964 | 4.0493 | 3.7457 | 3.0192 | 7.3123 | 6.3279 | 4.4187 | 7.6208e-05
5222 | 2.8112e-05 | 8.153e-05 | 0.049597 | 4.0243 | 3.7457 | 3.0192 | 7.2261 | 6.3279 | 4.4187 | 8.2272e-05
5223 | 1.989e-05 | 7.7374e-05 | 0.032487 | 4.0319 | 3.744 | 3.0192 | 7.2524 | 6.3229 | 4.4187 | 5.605e-05
5224 | 2.0233e-05 | 7.7632e-05 | 0.030249 | 3.9255 | 3.744 | 3.0192 | 6.8949 | 6.3229 | 4.4187 | 7.1947e-05
5225 | 3.0054e-05 | 8.388e-05 | 0.012778 | 3.8734 | 3.744 | 3.0192 | 6.7262 | 6.3229 | 4.4187 | 6.4572e-05
5226 | 1.2626e-05 | 7.9957e-05 | 0.0049092 | 3.8005 | 3.744 | 3.0192 | 6.496 | 6.3229 | 4.4187 | 0.00020011
5227 | 1.5375e-05 | 8.05e-05 | 0.0010396 | 3.6483 | 3.744 | 3.0192 | 6.0384 | 6.3229 | 4.4187 | 0.00022551
5228 | 2.384e-05 | 8.4313e-05 | 0 | 3.5475 | 3.744 | 3.0192 | 5.751 | 6.3229 | 4.4187 | 0.00024059
5229 | 2.6599e-05 | 8.0869e-05 | 0 | 3.4805 | 3.744 | 3.0192 | 5.5663 | 6.3229 | 4.4187 | 0.00023387
5230 | 1.4331e-05 | 8.0169e-05 | 0 | 3.4535 | 3.744 | 3.0192 | 5.4934 | 6.3229 | 4.4187 | 7.8667e-06
5231 | 1.1939e-05 | 8.245e-05 | 0 | 3.4339 | 3.7424 | 3.0192 | 5.4409 | 6.3179 | 4.4187 | 5.4083e-06
5232 | 1.8476e-05 | 8.6794e-05 | 0 | 3.3913 | 3.7457 | 3.0192 | 5.3282 | 6.3279 | 4.4187 | 9.1778e-06
5233 | 2.6238e-05 | 8.7643e-05 | 0 | 3.3564 | 3.7457 | 3.0192 | 5.2372 | 6.3279 | 4.4187 | 1.3767e-05
5234 | 3.1073e-05 | 8.7843e-05 | 0 | 3.3418 | 3.7457 | 3.0192 | 5.1996 | 6.3279 | 4.4187 | 5.5722e-06
5235 | 3.5565e-05 | 8.4325e-05 | 0 | 3.2797 | 3.744 | 3.0192 | 5.0418 | 6.3229 | 4.4187 | 8.85e-06
5236 | 4.0196e-05 | 8.3915e-05 | 0.00086633 | 3.2608 | 3.744 | 3.0192 | 4.9944 | 6.3229 | 4.4187 | 6.7194e-06
5237 | 6.4721e-05 | 9.0973e-05 | 0.0041872 | 3.2938 | 3.744 | 3.0192 | 5.0771 | 6.3229 | 4.4187 | 1.0489e-05
5238 | 6.6048e-05 | 9.1526e-05 | 0.020647 | 3.4145 | 3.744 | 3.0192 | 5.3894 | 6.3229 | 4.4187 | 3.9333e-06
5239 | 4.7852e-05 | 8.3072e-05 | 0.040068 | 3.5534 | 3.744 | 3.0192 | 5.7676 | 6.3229 | 4.4187 | 0.00049953
5240 | 2.4753e-05 | 7.7871e-05 | 0.049886 | 3.6672 | 3.744 | 3.0192 | 6.0938 | 6.3229 | 4.4187 | 8.178e-05
5241 | 9.9592e-06 | 7.9121e-05 | 0.06021 | 3.8107 | 3.744 | 3.0192 | 6.5279 | 6.3229 | 4.4187 | 6.0803e-05
5242 | 1.019e-05 | 7.9208e-05 | 0.059271 | 3.9273 | 3.744 | 3.0192 | 6.9009 | 6.3229 | 4.4187 | 9.1122e-05
5243 | 1.6105e-05 | 8.4216e-05 | 0.071472 | 3.9902 | 3.744 | 3.0192 | 7.1101 | 6.3229 | 4.4187 | 8.8664e-05
5244 | 2.4596e-05 | 8.5151e-05 | 0.076742 | 4.03 | 3.744 | 3.0192 | 7.2458 | 6.3229 | 4.4187 | 0.00019142
5245 | 2.6614e-05 | 8.2117e-05 | 0.065624 | 4.0358 | 3.744 | 3.0192 | 7.2657 | 6.3229 | 4.4187 | 8.0142e-05
5246 | 2.7971e-05 | 8.1891e-05 | 0.050536 | 4.1161 | 3.744 | 3.0192 | 7.5477 | 6.3229 | 4.4187 | 6.6703e-05
5247 | 1.9843e-05 | 7.7368e-05 | 0.045482 | 4.1709 | 3.744 | 3.0192 | 7.7457 | 6.3229 | 4.4187 | 7.0308e-05
5248 | 2.535e-05 | 7.9129e-05 | 0.027722 | 4.1667 | 3.7424 | 3.0192 | 7.7306 | 6.3179 | 4.4187 | 6.7522e-05
5249 | 1.0694e-05 | 7.8035e-05 | 0.021297 | 4.0883 | 3.7424 | 3.0192 | 7.4489 | 6.3179 | 4.4187 | 7.1947e-05
5250 | 1.7045e-05 | 8.1253e-05 | 0.0067381 | 3.9364 | 3.7424 | 3.0192 | 6.9309 | 6.3179 | 4.4187 | 0.00022912
5251 | 2.1075e-05 | 8.2181e-05 | 0.00036097 | 3.7401 | 3.7424 | 3.0192 | 6.3109 | 6.3179 | 4.4187 | 0.00018962
5252 | 3.1659e-05 | 8.6421e-05 | 0 | 3.5774 | 3.7424 | 3.0192 | 5.8351 | 6.3179 | 4.4187 | 0.00026026
5253 | 2.8789e-05 | 8.1156e-05 | 0 | 3.5107 | 3.7424 | 3.0192 | 5.6491 | 6.3179 | 4.4187 | 0.00020879
5254 | 1.1685e-05 | 7.8777e-05 | 0 | 3.4719 | 3.7424 | 3.0192 | 5.543 | 6.3179 | 4.4187 | 1.1964e-05
5255 | 7.2889e-06 | 8.0606e-05 | 0 | 3.4311 | 3.7424 | 3.0192 | 5.4335 | 6.3179 | 4.4187 | 9.6694e-06
5256 | 1.0793e-05 | 8.323e-05 | 0 | 3.3899 | 3.7424 | 3.0192 | 5.3246 | 6.3179 | 4.4187 | 8.1944e-06
5257 | 1.3537e-05 | 8.6152e-05 | 0 | 3.3657 | 3.7407 | 3.0192 | 5.2614 | 6.3129 | 4.4187 | 4.7528e-06
5258 | 1.7097e-05 | 8.6396e-05 | 0 | 3.3131 | 3.7407 | 3.0192 | 5.126 | 6.3129 | 4.4187 | 5.5722e-06
5259 | 2.1944e-05 | 8.7408e-05 | 0 | 3.2823 | 3.7407 | 3.0192 | 5.0481 | 6.3129 | 4.4187 | 1.3931e-05
5260 | 2.6209e-05 | 8.2672e-05 | 0.00072194 | 3.2646 | 3.7407 | 3.0192 | 5.0038 | 6.3129 | 4.4187 | 9.1778e-06
5261 | 2.9487e-05 | 8.1428e-05 | 0.0046782 | 3.3405 | 3.7407 | 3.0192 | 5.1962 | 6.3129 | 4.4187 | 1.6225e-05
5262 | 4.7171e-05 | 8.5935e-05 | 0.019637 | 3.5371 | 3.7424 | 3.0192 | 5.7221 | 6.3179 | 4.4187 | 1.2456e-05
5263 | 4.9147e-05 | 8.547e-05 | 0.038624 | 3.696 | 3.7424 | 3.0192 | 6.1788 | 6.3179 | 4.4187 | 0.00051035
5264 | 2.0321e-05 | 7.2372e-05 | 0.051041 | 3.8576 | 3.7424 | 3.0192 | 6.6755 | 6.3179 | 4.4187 | 6.3917e-05
5265 | 1.0217e-05 | 7.5385e-05 | 0.06252 | 3.9958 | 3.7424 | 3.0192 | 7.1292 | 6.3179 | 4.4187 | 5.4247e-05
5266 | 1.2253e-05 | 7.9434e-05 | 0.067429 | 4.0864 | 3.7424 | 3.0192 | 7.442 | 6.3179 | 4.4187 | 9.44e-05
5267 | 1.5986e-05 | 8.2814e-05 | 0.072627 | 4.1464 | 3.7407 | 3.0192 | 7.6564 | 6.3129 | 4.4187 | 9.5219e-05
5268 | 2.2243e-05 | 8.4468e-05 | 0.073854 | 4.2144 | 3.7391 | 3.0192 | 7.907 | 6.3079 | 4.4187 | 0.00018929
5269 | 2.6833e-05 | 8.2148e-05 | 0.068728 | 4.2653 | 3.7391 | 3.0192 | 8.0998 | 6.3079 | 4.4187 | 7.8011e-05
5270 | 2.4664e-05 | 8.0871e-05 | 0.065335 | 4.2081 | 3.7391 | 3.0192 | 7.8835 | 6.3079 | 4.4187 | 5.3919e-05
5271 | 1.8387e-05 | 7.6911e-05 | 0.053135 | 4.2081 | 3.7391 | 3.0192 | 7.8835 | 6.3079 | 4.4187 | 8.473e-05
5272 | 2.9461e-05 | 8.0331e-05 | 0.033931 | 4.2102 | 3.7391 | 3.0192 | 7.8913 | 6.3079 | 4.4187 | 6.0475e-05
5273 | 1.966e-05 | 8.0692e-05 | 0.018987 | 4.1667 | 3.7374 | 3.0192 | 7.7306 | 6.3029 | 4.4187 | 7.1292e-05
5274 | 2.3375e-05 | 8.3121e-05 | 0.0049814 | 4.0512 | 3.7374 | 3.0192 | 7.319 | 6.3029 | 4.4187 | 0.00020404
5275 | 1.4911e-05 | 8.0303e-05 | 0.00040429 | 3.8805 | 3.7391 | 3.0192 | 6.749 | 6.3079 | 4.4187 | 0.00020158
5276 | 2.1302e-05 | 8.3489e-05 | 0 | 3.7401 | 3.7391 | 3.0192 | 6.3109 | 6.3079 | 4.4187 | 0.00019863
5277 | 1.9516e-05 | 7.8693e-05 | 0 | 3.7253 | 3.7391 | 3.0192 | 6.2663 | 6.3079 | 4.4187 | 0.00020896
5278 | 9.7934e-06 | 7.8605e-05 | 0 | 3.6094 | 3.7391 | 3.0192 | 5.9262 | 6.3079 | 4.4187 | 1.2783e-05
5279 | 6.7851e-06 | 8.0773e-05 | 0 | 3.5312 | 3.7391 | 3.0192 | 5.7057 | 6.3079 | 4.4187 | 1.1636e-05
5280 | 9.4061e-06 | 8.2913e-05 | 0 | 3.4847 | 3.7391 | 3.0192 | 5.5779 | 6.3079 | 4.4187 | 1.2292e-05
5281 | 9.7968e-06 | 8.294e-05 | 0 | 3.4367 | 3.7391 | 3.0192 | 5.4483 | 6.3079 | 4.4187 | 1.9175e-05
5282 | 1.2253e-05 | 8.2585e-05 | 0 | 3.4022 | 3.7391 | 3.0192 | 5.3568 | 6.3079 | 4.4187 | 9.9972e-06
5283 | 1.8794e-05 | 8.2552e-05 | 0 | 3.3818 | 3.7391 | 3.0192 | 5.3034 | 6.3079 | 4.4187 | 1.4586e-05
5284 | 2.1715e-05 | 8.2795e-05 | 0.00072194 | 3.3927 | 3.7391 | 3.0192 | 5.3317 | 6.3079 | 4.4187 | 1.1144e-05
5285 | 2.5148e-05 | 8.2308e-05 | 0.0047167 | 3.4465 | 3.7407 | 3.0192 | 5.4745 | 6.3129 | 4.4187 | 8.3583e-06
5286 | 5.3487e-05 | 8.9081e-05 | 0.017832 | 3.5896 | 3.7424 | 3.0192 | 5.8695 | 6.3179 | 4.4187 | 1.5078e-05
5287 | 5.1314e-05 | 8.2038e-05 | 0.03884 | 3.709 | 3.7424 | 3.0192 | 6.2174 | 6.3179 | 4.4187 | 0.00051133
5288 | 2.0469e-05 | 7.8526e-05 | 0.053712 | 3.8245 | 3.7424 | 3.0192 | 6.571 | 6.3179 | 4.4187 | 6.998e-05
5289 | 1.2207e-05 | 7.9923e-05 | 0.063242 | 3.9511 | 3.7407 | 3.0192 | 6.9794 | 6.3129 | 4.4187 | 5.9655e-05
5290 | 9.3432e-06 | 7.9209e-05 | 0.064686 | 4.0435 | 3.7407 | 3.0192 | 7.2922 | 6.3129 | 4.4187 | 7.588e-05
5291 | 1.6001e-05 | 8.4198e-05 | 0.062231 | 4.1082 | 3.7407 | 3.0192 | 7.5192 | 6.3129 | 4.4187 | 9.5547e-05
5292 | 2.204e-05 | 8.4248e-05 | 0.070678 | 4.1791 | 3.7391 | 3.0192 | 7.7759 | 6.3079 | 4.4187 | 0.00015946
5293 | 2.7175e-05 | 8.2215e-05 | 0.064469 | 4.2525 | 3.7407 | 3.0192 | 8.0507 | 6.3129 | 4.4187 | 8.6861e-05
5294 | 2.4141e-05 | 8.0697e-05 | 0.045265 | 4.2376 | 3.7407 | 3.0192 | 7.9942 | 6.3129 | 4.4187 | 7.0964e-05
5295 | 1.8867e-05 | 7.703e-05 | 0.038407 | 4.2461 | 3.7407 | 3.0192 | 8.0264 | 6.3129 | 4.4187 | 5.6378e-05
5296 | 2.2287e-05 | 7.815e-05 | 0.030466 | 4.1853 | 3.7407 | 3.0192 | 7.7987 | 6.3129 | 4.4187 | 6.3917e-05
5297 | 1.3684e-05 | 7.8871e-05 | 0.018987 | 4.1302 | 3.7407 | 3.0192 | 7.598 | 6.3129 | 4.4187 | 7.7028e-05
5298 | 3.1967e-05 | 8.5673e-05 | 0.0045049 | 4.0243 | 3.7407 | 3.0192 | 7.2261 | 6.3129 | 4.4187 | 0.00022027
5299 | 2.3057e-05 | 8.2722e-05 | 0.00038503 | 3.7852 | 3.7407 | 3.0192 | 6.4487 | 6.3129 | 4.4187 | 0.00019617
5300 | 2.3212e-05 | 8.4036e-05 | 0 | 3.6233 | 3.7424 | 3.0192 | 5.9661 | 6.3179 | 4.4187 | 0.00025976
5301 | 3.0569e-05 | 8.2016e-05 | 0 | 3.5239 | 3.7407 | 3.0192 | 5.6853 | 6.3129 | 4.4187 | 0.00022322
5302 | 1.1387e-05 | 7.9319e-05 | 0 | 3.4862 | 3.7407 | 3.0192 | 5.5818 | 6.3129 | 4.4187 | 1.9175e-05
5303 | 8.2408e-06 | 8.176e-05 | 0 | 3.4479 | 3.7407 | 3.0192 | 5.4783 | 6.3129 | 4.4187 | 1.0817e-05
5304 | 1.0897e-05 | 8.4397e-05 | 0 | 3.3954 | 3.7407 | 3.0192 | 5.3389 | 6.3129 | 4.4187 | 1.7536e-05
5305 | 1.0565e-05 | 8.6024e-05 | 0 | 3.3872 | 3.7407 | 3.0192 | 5.3175 | 6.3129 | 4.4187 | 2.6058e-05
5306 | 1.4405e-05 | 8.7935e-05 | 0 | 3.359 | 3.7407 | 3.0192 | 5.2441 | 6.3129 | 4.4187 | 2.0978e-05
5307 | 2.099e-05 | 9.0014e-05 | 0 | 3.3313 | 3.7424 | 3.0192 | 5.1726 | 6.3179 | 4.4187 | 1.8356e-05
5308 | 2.9418e-05 | 9.2461e-05 | 0.00057755 | 3.3209 | 3.7407 | 3.0192 | 5.1459 | 6.3129 | 4.4187 | 3.245e-05
5309 | 3.6751e-05 | 9.4497e-05 | 0.0048514 | 3.3577 | 3.7407 | 3.0192 | 5.2406 | 6.3129 | 4.4187 | 3.0975e-05
5310 | 4.236e-05 | 9.5903e-05 | 0.014222 | 3.4948 | 3.7407 | 3.0192 | 5.6054 | 6.3129 | 4.4187 | 2.2617e-05
5311 | 5.5828e-05 | 9.9999e-05 | 0.024329 | 3.6326 | 3.7424 | 3.0192 | 5.9931 | 6.3179 | 4.4187 | 0.0004938
5312 | 2.3397e-05 | 9.0032e-05 | 0.043244 | 3.7971 | 3.7424 | 3.0192 | 6.4855 | 6.3179 | 4.4187 | 0.00050084
5313 | 2.6705e-05 | 8.9632e-05 | 0.055084 | 3.9566 | 3.744 | 3.0192 | 6.9978 | 6.3229 | 4.4187 | 7.5553e-05
5314 | 1.4692e-05 | 8.4934e-05 | 0.061798 | 4.0668 | 3.744 | 3.0192 | 7.3732 | 6.3229 | 4.4187 | 6.8997e-05
5315 | 2.3075e-05 | 8.8037e-05 | 0.071761 | 4.1915 | 3.744 | 3.0192 | 7.8217 | 6.3229 | 4.4187 | 6.5228e-05
5316 | 2.223e-05 | 8.4693e-05 | 0.069523 | 4.2019 | 3.7424 | 3.0192 | 7.8602 | 6.3179 | 4.4187 | 8.0142e-05
5317 | 2.5666e-05 | 8.1723e-05 | 0.060137 | 4.3329 | 3.7407 | 3.0192 | 8.3632 | 6.3129 | 4.4187 | 6.2114e-05
5318 | 4.1142e-05 | 8.5765e-05 | 0.062087 | 4.3463 | 3.7407 | 3.0192 | 8.4162 | 6.3129 | 4.4187 | 8.5058e-05
5319 | 2.1823e-05 | 7.7901e-05 | 0.041006 | 4.3777 | 3.7424 | 3.0192 | 8.5424 | 6.3179 | 4.4187 | 0.00025911
5320 | 1.4698e-05 | 7.5845e-05 | 0.030321 | 4.3755 | 3.7424 | 3.0192 | 8.5333 | 6.3179 | 4.4187 | 0.00027959
5321 | 2.9002e-05 | 8.3438e-05 | 0.018409 | 4.2761 | 3.7424 | 3.0192 | 8.1412 | 6.3179 | 4.4187 | 3.5564e-05
5322 | 1.6424e-05 | 8.0988e-05 | 0.0032728 | 4.1586 | 3.7424 | 3.0192 | 7.7008 | 6.3179 | 4.4187 | 4.4578e-05
5323 | 1.4399e-05 | 8.0102e-05 | 0.00021658 | 3.9309 | 3.7407 | 3.0192 | 6.9129 | 6.3129 | 4.4187 | 3.5564e-05
5324 | 2.4832e-05 | 8.4499e-05 | 0 | 3.8039 | 3.7407 | 3.0192 | 6.5066 | 6.3129 | 4.4187 | 0.00014816
5325 | 2.0829e-05 | 7.9072e-05 | 0 | 3.7009 | 3.7407 | 3.0192 | 6.1932 | 6.3129 | 4.4187 | 0.00013308
5326 | 8.0112e-06 | 7.8275e-05 | 0 | 3.5926 | 3.7424 | 3.0192 | 5.8782 | 6.3179 | 4.4187 | 0.00015979
5327 | 2.8533e-06 | 8.0116e-05 | 0 | 3.5639 | 3.7424 | 3.0192 | 5.797 | 6.3179 | 4.4187 | 4.2611e-06
5328 | 3.8415e-06 | 8.2255e-05 | 0 | 3.5312 | 3.7424 | 3.0192 | 5.7057 | 6.3179 | 4.4187 | 2.36e-05
5329 | 4.3796e-06 | 8.4144e-05 | 0 | 3.4891 | 3.7407 | 3.0192 | 5.5897 | 6.3129 | 4.4187 | 1.7864e-05
5330 | 6.7841e-06 | 8.5632e-05 | 0 | 3.4676 | 3.7407 | 3.0192 | 5.5315 | 6.3129 | 4.4187 | 2.3436e-05
5331 | 1.2888e-05 | 8.7615e-05 | 0 | 3.4423 | 3.7407 | 3.0192 | 5.4633 | 6.3129 | 4.4187 | 2.0322e-05
5332 | 1.5678e-05 | 8.8465e-05 | 0.00046204 | 3.4353 | 3.7407 | 3.0192 | 5.4446 | 6.3129 | 4.4187 | 2.6878e-05
5333 | 3.7421e-05 | 9.4948e-05 | 0.002238 | 3.4535 | 3.7407 | 3.0192 | 5.4934 | 6.3129 | 4.4187 | 2.1142e-05
5334 | 2.7475e-05 | 9.1854e-05 | 0.0073638 | 3.5987 | 3.7424 | 3.0192 | 5.8956 | 6.3179 | 4.4187 | 2.3108e-05
5335 | 2.345e-05 | 9.0582e-05 | 0.01415 | 3.68 | 3.7424 | 3.0192 | 6.1313 | 6.3179 | 4.4187 | 0.00047413
5336 | 5.5445e-05 | 9.9825e-05 | 0.022958 | 3.7633 | 3.7424 | 3.0192 | 6.3816 | 6.3179 | 4.4187 | 0.00056312
5337 | 1.5498e-05 | 8.6335e-05 | 0.03819 | 3.8717 | 3.7424 | 3.0192 | 6.7205 | 6.3179 | 4.4187 | 6.4244e-05
5338 | 1.5921e-05 | 8.529e-05 | 0.04245 | 3.9585 | 3.7424 | 3.0192 | 7.0039 | 6.3179 | 4.4187 | 7.2275e-05
5339 | 2.1965e-05 | 8.769e-05 | 0.052124 | 4.0166 | 3.7424 | 3.0192 | 7.2 | 6.3179 | 4.4187 | 7.6864e-05
5340 | 2.7021e-05 | 8.6126e-05 | 0.05826 | 4.1484 | 3.7424 | 3.0192 | 7.6638 | 6.3179 | 4.4187 | 8.1453e-05
5341 | 4.1032e-05 | 8.6312e-05 | 0.05429 | 4.2525 | 3.744 | 3.0192 | 8.0507 | 6.3229 | 4.4187 | 7.7683e-05
5342 | 3.5948e-05 | 8.4187e-05 | 0.046998 | 4.2718 | 3.744 | 3.0192 | 8.1246 | 6.3229 | 4.4187 | 8.3747e-05
5343 | 1.9586e-05 | 7.7212e-05 | 0.038263 | 4.2891 | 3.744 | 3.0192 | 8.1913 | 6.3229 | 4.4187 | 0.00025845
5344 | 1.6207e-05 | 7.6275e-05 | 0.026639 | 4.3197 | 3.744 | 3.0192 | 8.3109 | 6.3229 | 4.4187 | 0.00027353
5345 | 1.0167e-05 | 7.7764e-05 | 0.012056 | 4.2461 | 3.744 | 3.0192 | 8.0264 | 6.3229 | 4.4187 | 3.245e-05
5346 | 1.2196e-05 | 7.9699e-05 | 0.0045049 | 4.0668 | 3.744 | 3.0192 | 7.3732 | 6.3229 | 4.4187 | 3.7694e-05
5347 | 1.4804e-05 | 8.0204e-05 | 0.00021658 | 3.8948 | 3.744 | 3.0192 | 6.795 | 6.3229 | 4.4187 | 3.3433e-05
5348 | 2.653e-05 | 8.4988e-05 | 0 | 3.7187 | 3.7457 | 3.0192 | 6.2466 | 6.3279 | 4.4187 | 0.0001516
5349 | 3.3784e-05 | 8.2855e-05 | 0 | 3.5639 | 3.7457 | 3.0192 | 5.797 | 6.3279 | 4.4187 | 0.00016913
5350 | 7.9882e-06 | 7.8244e-05 | 0 | 3.502 | 3.7457 | 3.0192 | 5.6252 | 6.3279 | 4.4187 | 0.00016815
5351 | 2.6427e-06 | 8.0029e-05 | 0 | 3.4805 | 3.7457 | 3.0192 | 5.5663 | 6.3279 | 4.4187 | 2.6714e-05
5352 | 3.5266e-06 | 8.2082e-05 | 0 | 3.4662 | 3.7457 | 3.0192 | 5.5277 | 6.3279 | 4.4187 | 1.5406e-05
5353 | 7.5496e-07 | 8.2857e-05 | 0 | 3.4228 | 3.7457 | 3.0192 | 5.4114 | 6.3279 | 4.4187 | 1.4422e-05
5354 | 4.6285e-07 | 8.3427e-05 | 0 | 3.4049 | 3.7457 | 3.0192 | 5.364 | 6.3279 | 4.4187 | 1.2292e-05
5355 | 1.6156e-06 | 8.3672e-05 | 0 | 3.3791 | 3.7457 | 3.0192 | 5.2963 | 6.3279 | 4.4187 | 1.4094e-05
5356 | 7.2764e-06 | 8.5272e-05 | 0.00046204 | 3.359 | 3.7457 | 3.0192 | 5.2441 | 6.3279 | 4.4187 | 7.5389e-06
5357 | 3.9082e-06 | 8.4139e-05 | 0.0031043 | 3.4214 | 3.7473 | 3.0192 | 5.4077 | 6.333 | 4.4187 | 3.9333e-06
5358 | 1.9906e-05 | 8.883e-05 | 0.015738 | 3.6033 | 3.7473 | 3.0192 | 5.9087 | 6.333 | 4.4187 | 7.8667e-06
5359 | 2.9705e-05 | 9.2035e-05 | 0.024835 | 3.76 | 3.7473 | 3.0192 | 6.3714 | 6.333 | 4.4187 | 0.00053346
5360 | 3.4199e-05 | 9.317e-05 | 0.039418 | 3.9273 | 3.7473 | 3.0192 | 6.9009 | 6.333 | 4.4187 | 5.9655e-05
5361 | 1.3349e-05 | 8.5563e-05 | 0.043894 | 4.0415 | 3.7473 | 3.0192 | 7.2856 | 6.333 | 4.4187 | 5.7525e-05
5362 | 7.7275e-06 | 8.28e-05 | 0.051546 | 4.1791 | 3.7473 | 3.0192 | 7.7759 | 6.333 | 4.4187 | 6.2278e-05
5363 | 9.4692e-06 | 8.3933e-05 | 0.053423 | 4.2675 | 3.7457 | 3.0192 | 8.108 | 6.3279 | 4.4187 | 7.7192e-05
5364 | 1.0723e-05 | 8.1231e-05 | 0.054001 | 4.3219 | 3.7457 | 3.0192 | 8.3196 | 6.3279 | 4.4187 | 0.00015586
5365 | 1.2017e-05 | 7.7589e-05 | 0.054578 | 4.3709 | 3.7457 | 3.0192 | 8.515 | 6.3279 | 4.4187 | 9.3417e-05
5366 | 1.1941e-05 | 7.6966e-05 | 0.045771 | 4.4234 | 3.7457 | 3.0192 | 8.7295 | 6.3279 | 4.4187 | 7.2439e-05
5367 | 8.5072e-06 | 7.3877e-05 | 0.034653 | 4.4466 | 3.7457 | 3.0192 | 8.8261 | 6.3279 | 4.4187 | 6.3917e-05
5368 | 7.3468e-06 | 7.3593e-05 | 0.02303 | 4.4724 | 3.7473 | 3.0192 | 8.9349 | 6.333 | 4.4187 | 6.9161e-05
5369 | 4.6375e-06 | 7.6079e-05 | 0.01249 | 4.435 | 3.749 | 3.0192 | 8.7775 | 6.338 | 4.4187 | 7.8503e-05
5370 | 4.4749e-05 | 8.9442e-05 | 0.0035808 | 4.2869 | 3.749 | 3.0192 | 8.1829 | 6.338 | 4.4187 | 0.00022633
5371 | 1.7624e-05 | 8.103e-05 | 0.00023102 | 3.9255 | 3.749 | 3.0192 | 6.8949 | 6.338 | 4.4187 | 0.0002165
5372 | 1.2021e-05 | 8.0614e-05 | 0 | 3.7138 | 3.749 | 3.0192 | 6.232 | 6.338 | 4.4187 | 0.00022404
5373 | 1.2135e-05 | 7.6397e-05 | 0 | 3.6249 | 3.749 | 3.0192 | 5.9706 | 6.338 | 4.4187 | 0.00020011
5374 | 5.8945e-06 | 7.7401e-05 | 0 | 3.5654 | 3.749 | 3.0192 | 5.8012 | 6.338 | 4.4187 | 1.2947e-05
5375 | 2.481e-06 | 7.95e-05 | 0 | 3.5312 | 3.749 | 3.0192 | 5.7057 | 6.338 | 4.4187 | 5.5722e-06
5376 | 2.9041e-06 | 8.1425e-05 | 0 | 3.4353 | 3.749 | 3.0192 | 5.4446 | 6.338 | 4.4187 | 1.4258e-05
5377 | 6.6812e-07 | 8.0621e-05 | 0 | 3.3899 | 3.749 | 3.0192 | 5.3246 | 6.338 | 4.4187 | 1.8028e-05
5378 | 1.9688e-07 | 7.8334e-05 | 0 | 3.3805 | 3.749 | 3.0192 | 5.2998 | 6.338 | 4.4187 | 1.1144e-05
5379 | 2.3756e-07 | 7.7279e-05 | 0 | 3.3471 | 3.7507 | 3.0192 | 5.2132 | 6.3431 | 4.4187 | 1.2783e-05
5380 | 8.1195e-07 | 7.5406e-05 | 0.00046204 | 3.3392 | 3.7507 | 3.0192 | 5.1928 | 6.3431 | 4.4187 | 1.5078e-05
5381 | 1.8788e-05 | 7.7647e-05 | 0.004476 | 3.3899 | 3.7523 | 3.0192 | 5.3246 | 6.3481 | 4.4187 | 9.0139e-06
5382 | 1.8134e-05 | 7.7115e-05 | 0.015305 | 3.6389 | 3.7523 | 3.0192 | 6.0111 | 6.3481 | 4.4187 | 1.2947e-05
5383 | 4.8278e-05 | 8.35e-05 | 0.028372 | 3.8628 | 3.7523 | 3.0192 | 6.6923 | 6.3481 | 4.4187 | 0.00052133
5384 | 1.3786e-05 | 7.4808e-05 | 0.039562 | 4.0338 | 3.7523 | 3.0192 | 7.259 | 6.3481 | 4.4187 | 6.3589e-05
5385 | 1.0329e-05 | 7.8788e-05 | 0.045843 | 4.1894 | 3.7523 | 3.0192 | 7.814 | 6.3481 | 4.4187 | 5.4083e-05
5386 | 7.8248e-06 | 7.8964e-05 | 0.051619 | 4.2978 | 3.7523 | 3.0192 | 8.2251 | 6.3481 | 4.4187 | 6.3261e-05
5387 | 1.587e-05 | 8.4521e-05 | 0.06122 | 4.3642 | 3.754 | 3.0192 | 8.4879 | 6.3532 | 4.4187 | 7.8503e-05
5388 | 2.2034e-05 | 8.4578e-05 | 0.053062 | 4.4073 | 3.754 | 3.0192 | 8.6631 | 6.3532 | 4.4187 | 0.00020421
5389 | 3.1229e-05 | 8.3339e-05 | 0.047143 | 4.5542 | 3.7557 | 3.0192 | 9.2889 | 6.3583 | 4.4187 | 5.6869e-05
5390 | 2.3434e-05 | 8.0401e-05 | 0.047503 | 4.6313 | 3.7573 | 3.0192 | 9.637 | 6.3633 | 4.4187 | 9.1122e-05
5391 | 2.3008e-05 | 7.8215e-05 | 0.03126 | 4.6491 | 3.7573 | 3.0192 | 9.7192 | 6.3633 | 4.4187 | 7.588e-05
5392 | 1.4404e-05 | 7.569e-05 | 0.020864 | 4.5591 | 3.7573 | 3.0192 | 9.3106 | 6.3633 | 4.4187 | 6.4244e-05
5393 | 2.3408e-05 | 8.1691e-05 | 0.011118 | 4.4327 | 3.759 | 3.0192 | 8.7679 | 6.3684 | 4.4187 | 5.4247e-05
5394 | 3.6502e-05 | 8.6952e-05 | 0.002984 | 4.3153 | 3.759 | 3.0192 | 8.2936 | 6.3684 | 4.4187 | 0.00022895
5395 | 2.6884e-05 | 8.3795e-05 | 0.00023102 | 4.0648 | 3.759 | 3.0192 | 7.3664 | 6.3684 | 4.4187 | 0.00022092
5396 | 2.4053e-05 | 8.4211e-05 | 0 | 3.8966 | 3.759 | 3.0192 | 6.8008 | 6.3684 | 4.4187 | 0.00019831
5397 | 2.1806e-05 | 7.9225e-05 | 0 | 3.8176 | 3.759 | 3.0192 | 6.5494 | 6.3684 | 4.4187 | 0.0001965
5398 | 9.0766e-06 | 7.8524e-05 | 0 | 3.7633 | 3.759 | 3.0192 | 6.3816 | 6.3684 | 4.4187 | 6.5555e-06
5399 | 2.6482e-06 | 7.9994e-05 | 0 | 3.6928 | 3.7607 | 3.0192 | 6.1693 | 6.3735 | 4.4187 | 9.3417e-06
5400 | 2.912e-06 | 8.1909e-05 | 0 | 3.6373 | 3.7607 | 3.0192 | 6.0066 | 6.3735 | 4.4187 | 1.5242e-05
5401 | 6.6774e-07 | 8.2933e-05 | 0 | 3.6326 | 3.7607 | 3.0192 | 5.9931 | 6.3735 | 4.4187 | 1.7536e-05
5402 | 1.6005e-07 | 8.3567e-05 | 0 | 3.5805 | 3.7607 | 3.0192 | 5.8437 | 6.3735 | 4.4187 | 1.5242e-05
5403 | 1.4463e-07 | 8.3671e-05 | 0 | 3.5609 | 3.7607 | 3.0192 | 5.7885 | 6.3735 | 4.4187 | 1.1472e-05
5404 | 1.4428e-06 | 8.3908e-05 | 0.00023102 | 3.543 | 3.7607 | 3.0192 | 5.7385 | 6.3735 | 4.4187 | 1.3931e-05
5405 | 6.1541e-06 | 8.5063e-05 | 0.0036963 | 3.5386 | 3.7623 | 3.0192 | 5.7262 | 6.3786 | 4.4187 | 1.4422e-05
5406 | 3.4027e-05 | 9.1926e-05 | 0.013789 | 3.76 | 3.7623 | 3.0192 | 6.3714 | 6.3786 | 4.4187 | 5.2444e-06
5407 | 2.9369e-05 | 8.7091e-05 | 0.026351 | 3.9074 | 3.7623 | 3.0192 | 6.8358 | 6.3786 | 4.4187 | 0.0005623
5408 | 8.7665e-06 | 8.2794e-05 | 0.041367 | 4.1362 | 3.7623 | 3.0192 | 7.6198 | 6.3786 | 4.4187 | 6.5064e-05
5409 | 1.9976e-05 | 8.5572e-05 | 0.051041 | 4.353 | 3.764 | 3.0192 | 8.4429 | 6.3838 | 4.4187 | 6.0967e-05
5410 | 1.3116e-05 | 8.35e-05 | 0.0553 | 4.4073 | 3.7657 | 3.0192 | 8.6631 | 6.3889 | 4.4187 | 6.9325e-05
5411 | 1.616e-05 | 8.5777e-05 | 0.055878 | 4.5444 | 3.7657 | 3.0192 | 9.2458 | 6.3889 | 4.4187 | 7.5225e-05
5412 | 2.1934e-05 | 8.4586e-05 | 0.061653 | 4.6112 | 3.7657 | 3.0192 | 9.5447 | 6.3889 | 4.4187 | 0.00020404
5413 | 2.6883e-05 | 8.2019e-05 | 0.058621 | 4.6466 | 3.7657 | 3.0192 | 9.7074 | 6.3889 | 4.4187 | 9.3089e-05
5414 | 2.7769e-05 | 8.1687e-05 | 0.049092 | 4.6696 | 3.7674 | 3.0192 | 9.8149 | 6.394 | 4.4187 | 8.6205e-05
5415 | 1.916e-05 | 7.705e-05 | 0.03949 | 4.6722 | 3.7674 | 3.0192 | 9.827 | 6.394 | 4.4187 | 6.7358e-05
5416 | 1.6691e-05 | 7.636e-05 | 0.028733 | 4.6212 | 3.7674 | 3.0192 | 9.5906 | 6.394 | 4.4187 | 6.8178e-05
5417 | 3.5185e-05 | 8.5207e-05 | 0.014944 | 4.5689 | 3.769 | 3.0192 | 9.3543 | 6.3991 | 4.4187 | 6.6703e-05
5418 | 2.4925e-05 | 8.3466e-05 | 0.0049092 | 4.2826 | 3.769 | 3.0192 | 8.1662 | 6.3991 | 4.4187 | 0.00020044
5419 | 1.5533e-05 | 8.0377e-05 | 0.00034653 | 4.1302 | 3.769 | 3.0192 | 7.598 | 6.3991 | 4.4187 | 0.00020257
5420 | 2.0619e-05 | 8.3163e-05 | 0 | 3.9808 | 3.7707 | 3.0192 | 7.0786 | 6.4043 | 4.4187 | 0.00022731
5421 | 2.2124e-05 | 7.9306e-05 | 0 | 3.911 | 3.7724 | 3.0192 | 6.8475 | 6.4094 | 4.4187 | 0.00021306
5422 | 8.0525e-06 | 7.8196e-05 | 0 | 3.8593 | 3.7724 | 3.0192 | 6.6811 | 6.4094 | 4.4187 | 8.5222e-06
5423 | 2.6526e-06 | 7.9978e-05 | 0 | 3.7818 | 3.7724 | 3.0192 | 6.4383 | 6.4094 | 4.4187 | 4.7528e-06
5424 | 2.9218e-06 | 8.1904e-05 | 0 | 3.696 | 3.7724 | 3.0192 | 6.1788 | 6.4094 | 4.4187 | 1.7208e-05
5425 | 6.6971e-07 | 8.2959e-05 | 0 | 3.6311 | 3.7724 | 3.0192 | 5.9886 | 6.4094 | 4.4187 | 1.5569e-05
5426 | 1.5804e-07 | 8.3576e-05 | 0 | 3.5956 | 3.7724 | 3.0192 | 5.8868 | 6.4094 | 4.4187 | 1.0325e-05
5427 | 7.7047e-07 | 8.3915e-05 | 0 | 3.5239 | 3.7724 | 3.0192 | 5.6853 | 6.4094 | 4.4187 | 9.6694e-06
5428 | 9.8297e-07 | 8.3992e-05 | 0.00040429 | 3.4676 | 3.7741 | 3.0192 | 5.5315 | 6.4146 | 4.4187 | 1.3603e-05
5429 | 3.7934e-07 | 8.3811e-05 | 0.0038118 | 3.5209 | 3.7775 | 3.0192 | 5.6772 | 6.425 | 4.4187 | 5.5722e-06
5430 | 1.1605e-05 | 8.7179e-05 | 0.016893 | 3.7533 | 3.7775 | 3.0192 | 6.3511 | 6.425 | 4.4187 | 4.9167e-06
5431 | 4.9559e-05 | 9.8509e-05 | 0.033137 | 3.9622 | 3.7775 | 3.0192 | 7.0163 | 6.425 | 4.4187 | 0.00053739
5432 | 3.1201e-05 | 9.2604e-05 | 0.046493 | 4.1181 | 3.7775 | 3.0192 | 7.5548 | 6.425 | 4.4187 | 6.6047e-05
5433 | 9.8191e-06 | 8.4642e-05 | 0.053351 | 4.3153 | 3.7775 | 3.0192 | 8.2936 | 6.425 | 4.4187 | 8.3419e-05
5434 | 9.662e-06 | 8.3359e-05 | 0.053568 | 4.4701 | 3.7775 | 3.0192 | 8.9249 | 6.425 | 4.4187 | 9.358e-05
5435 | 1.5735e-05 | 8.58e-05 | 0.058621 | 4.5987 | 3.7791 | 3.0192 | 9.4879 | 6.4302 | 4.4187 | 7.7683e-05
5436 | 2.3536e-05 | 8.5078e-05 | 0.053568 | 4.6929 | 3.7791 | 3.0192 | 9.9249 | 6.4302 | 4.4187 | 0.00020666
5437 | 2.6007e-05 | 8.1747e-05 | 0.045626 | 4.6799 | 3.7808 | 3.0192 | 9.8635 | 6.4354 | 4.4187 | 7.965e-05
5438 | 2.35e-05 | 8.0394e-05 | 0.036458 | 4.7138 | 3.7825 | 3.0192 | 10 | 6.4406 | 4.4187 | 6.1622e-05
5439 | 2.4151e-05 | 7.8543e-05 | 0.030827 | 4.3868 | 3.7842 | 3.0192 | 8.5792 | 6.4458 | 4.4187 | 8.8008e-05
5440 | 2.4478e-05 | 7.8678e-05 | 0.023391 | 4.4004 | 3.7842 | 3.0192 | 8.6349 | 6.4458 | 4.4187 | 5.3428e-05
5441 | 2.9766e-05 | 8.3564e-05 | 0.014294 | 4.3959 | 3.7842 | 3.0192 | 8.6163 | 6.4458 | 4.4187 | 6.4408e-05
5442 | 1.7391e-05 | 8.1194e-05 | 0.0033209 | 4.2313 | 3.7859 | 3.0192 | 7.9702 | 6.451 | 4.4187 | 0.00020388
5443 | 1.7827e-05 | 8.1054e-05 | 0.00014439 | 4.0629 | 3.7859 | 3.0192 | 7.3596 | 6.451 | 4.4187 | 0.00022764
5444 | 2.6122e-05 | 8.4802e-05 | 0 | 3.8876 | 3.7859 | 3.0192 | 6.7719 | 6.451 | 4.4187 | 0.00022256
5445 | 2.9413e-05 | 8.148e-05 | 0 | 3.8193 | 3.7876 | 3.0192 | 6.5548 | 6.4562 | 4.4187 | 0.00022223
5446 | 1.2102e-05 | 7.9392e-05 | 0 | 3.7801 | 3.7876 | 3.0192 | 6.4331 | 6.4562 | 4.4187 | 1.0489e-05
5447 | 2.6545e-06 | 7.9963e-05 | 0 | 3.6672 | 3.7893 | 3.0192 | 6.0938 | 6.4615 | 4.4187 | 7.7028e-06
5448 | 2.9297e-06 | 8.1893e-05 | 0 | 3.6094 | 3.7876 | 3.0192 | 5.9262 | 6.4562 | 4.4187 | 9.6694e-06
5449 | 6.6971e-07 | 8.2945e-05 | 0 | 3.5956 | 3.7876 | 3.0192 | 5.8868 | 6.4562 | 4.4187 | 1.4422e-05
5450 | 1.6118e-07 | 8.3566e-05 | 0 | 3.5805 | 3.7893 | 3.0192 | 5.8437 | 6.4615 | 4.4187 | 9.6694e-06
5451 | 7.7904e-07 | 8.3907e-05 | 0 | 3.5835 | 3.7893 | 3.0192 | 5.8523 | 6.4615 | 4.4187 | 1.5242e-05
5452 | 3.0375e-06 | 8.4598e-05 | 0.00046204 | 3.5759 | 3.7893 | 3.0192 | 5.8309 | 6.4615 | 4.4187 | 9.5055e-06
5453 | 3.1913e-07 | 8.3783e-05 | 0.0034653 | 3.6033 | 3.7893 | 3.0192 | 5.9087 | 6.4615 | 4.4187 | 1.5242e-05
5454 | 1.6507e-05 | 8.864e-05 | 0.01581 | 3.77 | 3.7927 | 3.0192 | 6.4021 | 6.472 | 4.4187 | 8.6861e-06
5455 | 5.121e-05 | 9.8987e-05 | 0.029744 | 3.9273 | 3.7927 | 3.0192 | 6.9009 | 6.472 | 4.4187 | 0.00050724
5456 | 1.7742e-05 | 8.8558e-05 | 0.043388 | 4.0726 | 3.7944 | 3.0192 | 7.3937 | 6.4772 | 4.4187 | 6.2769e-05
5457 | 7.5224e-06 | 8.3947e-05 | 0.057827 | 4.1791 | 3.7944 | 3.0192 | 7.7759 | 6.4772 | 4.4187 | 8.1944e-05
5458 | 1.005e-05 | 8.3469e-05 | 0.064974 | 4.2589 | 3.7944 | 3.0192 | 8.0752 | 6.4772 | 4.4187 | 7.5717e-05
5459 | 1.5721e-05 | 8.581e-05 | 0.073421 | 4.3664 | 3.7944 | 3.0192 | 8.4969 | 6.4772 | 4.4187 | 7.6044e-05
5460 | 2.3691e-05 | 8.5118e-05 | 0.061581 | 4.489 | 3.7961 | 3.0192 | 9.0056 | 6.4825 | 4.4187 | 0.00018585
5461 | 2.5585e-05 | 8.1609e-05 | 0.044471 | 4.4772 | 3.7961 | 3.0192 | 8.955 | 6.4825 | 4.4187 | 9.653e-05
5462 | 2.4887e-05 | 8.0803e-05 | 0.048803 | 4.3197 | 3.7978 | 3.0192 | 8.3109 | 6.4878 | 4.4187 | 7.2767e-05
5463 | 1.9755e-05 | 7.7218e-05 | 0.039779 | 4.3109 | 3.7978 | 3.0192 | 8.2764 | 6.4878 | 4.4187 | 7.5225e-05
5464 | 3.1065e-05 | 8.0643e-05 | 0.024257 | 4.2228 | 3.7995 | 3.0192 | 7.9385 | 6.4931 | 4.4187 | 7.3258e-05
5465 | 2.4018e-05 | 8.1826e-05 | 0.016244 | 4.1998 | 3.7995 | 3.0192 | 7.8525 | 6.4931 | 4.4187 | 6.4244e-05
5466 | 2.052e-05 | 8.2122e-05 | 0.0037541 | 4.0726 | 3.8012 | 3.0192 | 7.3937 | 6.4984 | 4.4187 | 0.00023338
5467 | 2.384e-05 | 8.2849e-05 | 0.00014439 | 3.8823 | 3.8012 | 3.0192 | 6.7547 | 6.4984 | 4.4187 | 0.00023289
5468 | 2.7344e-05 | 8.516e-05 | 0 | 3.7734 | 3.8012 | 3.0192 | 6.4124 | 6.4984 | 4.4187 | 0.00019372
5469 | 2.2955e-05 | 7.9535e-05 | 0 | 3.6816 | 3.8029 | 3.0192 | 6.136 | 6.5037 | 4.4187 | 0.00021109
5470 | 8.0785e-06 | 7.817e-05 | 0 | 3.6373 | 3.8012 | 3.0192 | 6.0066 | 6.4984 | 4.4187 | 5.5722e-06
5471 | 2.6545e-06 | 7.9952e-05 | 0 | 3.628 | 3.8012 | 3.0192 | 5.9796 | 6.4984 | 4.4187 | 1.6225e-05
5472 | 2.9377e-06 | 8.1884e-05 | 0 | 3.6218 | 3.8012 | 3.0192 | 5.9617 | 6.4984 | 4.4187 | 1.0325e-05
5473 | 6.7169e-07 | 8.2936e-05 | 0 | 3.6079 | 3.8029 | 3.0192 | 5.9218 | 6.5037 | 4.4187 | 2.2781e-05
5474 | 1.6002e-07 | 8.3558e-05 | 0 | 3.5564 | 3.8029 | 3.0192 | 5.776 | 6.5037 | 4.4187 | 1.9503e-05
5475 | 1.4186e-07 | 8.3708e-05 | 0 | 3.5654 | 3.8029 | 3.0192 | 5.8012 | 6.5037 | 4.4187 | 2.3272e-05
5476 | 2.1872e-06 | 8.4335e-05 | 0.00038503 | 3.5534 | 3.8046 | 3.0192 | 5.7676 | 6.509 | 4.4187 | 2.4583e-05
5477 | 4.1207e-06 | 8.4916e-05 | 0.0040429 | 3.5972 | 3.8063 | 3.0192 | 5.8912 | 6.5143 | 4.4187 | 2.8681e-05
5478 | 2.0787e-05 | 8.9916e-05 | 0.013572 | 3.7106 | 3.8063 | 3.0192 | 6.2223 | 6.5143 | 4.4187 | 1.1144e-05
5479 | 3.6058e-05 | 9.442e-05 | 0.022669 | 3.877 | 3.8081 | 3.0192 | 6.7376 | 6.5197 | 4.4187 | 0.00050396
5480 | 3.901e-05 | 9.4931e-05 | 0.032993 | 4.0319 | 3.8098 | 3.0192 | 7.2524 | 6.525 | 4.4187 | 0.00053165
5481 | 1.4705e-05 | 8.6096e-05 | 0.043172 | 4.1647 | 3.8081 | 3.0192 | 7.7232 | 6.5197 | 4.4187 | 6.1458e-05
5482 | 1.1231e-05 | 8.3815e-05 | 0.05299 | 4.3109 | 3.8081 | 3.0192 | 8.2764 | 6.5197 | 4.4187 | 8.6861e-05
5483 | 2.5482e-05 | 8.8736e-05 | 0.047937 | 4.3777 | 3.8081 | 3.0192 | 8.5424 | 6.5197 | 4.4187 | 8.178e-05
5484 | 2.7884e-05 | 8.6381e-05 | 0.050247 | 4.3913 | 3.8098 | 3.0192 | 8.5977 | 6.525 | 4.4187 | 9.6694e-05
5485 | 2.9179e-05 | 8.268e-05 | 0.044832 | 4.4536 | 3.8098 | 3.0192 | 8.8555 | 6.525 | 4.4187 | 5.9492e-05
5486 | 3.8346e-05 | 8.4833e-05 | 0.038479 | 4.4819 | 3.8115 | 3.0192 | 8.9752 | 6.5304 | 4.4187 | 6.8178e-05
5487 | 2.0364e-05 | 7.74e-05 | 0.041223 | 4.5347 | 3.8115 | 3.0192 | 9.2031 | 6.5304 | 4.4187 | 0.0002478
5488 | 1.3595e-05 | 7.5412e-05 | 0.024257 | 4.4986 | 3.8115 | 3.0192 | 9.0465 | 6.5304 | 4.4187 | 0.00026075
5489 | 3.0025e-05 | 8.3619e-05 | 0.011046 | 4.3642 | 3.8115 | 3.0192 | 8.4879 | 6.5304 | 4.4187 | 4.3103e-05
5490 | 1.103e-05 | 7.9266e-05 | 0.0033209 | 4.2165 | 3.8115 | 3.0192 | 7.9148 | 6.5304 | 4.4187 | 3.9333e-05
5491 | 3.1843e-05 | 8.5243e-05 | 0 | 3.8787 | 3.8115 | 3.0192 | 6.7433 | 6.5304 | 4.4187 | 4.1792e-05
5492 | 3.5759e-05 | 8.7669e-05 | 0 | 3.765 | 3.8098 | 3.0192 | 6.3867 | 6.525 | 4.4187 | 0.00016618
5493 | 2.2326e-05 | 7.934e-05 | 0 | 3.7269 | 3.8115 | 3.0192 | 6.2712 | 6.5304 | 4.4187 | 0.00015619
5494 | 1.0681e-05 | 7.894e-05 | 0 | 3.6499 | 3.8132 | 3.0192 | 6.043 | 6.5357 | 4.4187 | 0.00013324
5495 | 2.6743e-06 | 7.9947e-05 | 0 | 3.5805 | 3.8132 | 3.0192 | 5.8437 | 6.5357 | 4.4187 | 1.2456e-05
5496 | 3.0157e-06 | 8.1899e-05 | 0 | 3.5415 | 3.8115 | 3.0192 | 5.7344 | 6.5304 | 4.4187 | 1.0981e-05
5497 | 9.0224e-07 | 8.2997e-05 | 0 | 3.5195 | 3.8115 | 3.0192 | 5.6732 | 6.5304 | 4.4187 | 2.1306e-05
5498 | 4.2815e-07 | 8.3632e-05 | 0 | 3.5064 | 3.8115 | 3.0192 | 5.6371 | 6.5304 | 4.4187 | 1.6553e-05
5499 | 4.2705e-07 | 8.3775e-05 | 0 | 3.4833 | 3.8115 | 3.0192 | 5.574 | 6.5304 | 4.4187 | 1.6717e-05
5500 | 1.601e-06 | 8.4095e-05 | 0.00021658 | 3.4876 | 3.8132 | 3.0192 | 5.5858 | 6.5357 | 4.4187 | 1.4094e-05
5501 | 3.7796e-06 | 8.4583e-05 | 0.0028156 | 3.5136 | 3.8132 | 3.0192 | 5.6571 | 6.5357 | 4.4187 | 2.3928e-05
5502 | 1.0816e-05 | 8.6412e-05 | 0.01184 | 3.6094 | 3.8132 | 3.0192 | 5.9262 | 6.5357 | 4.4187 | 1.5406e-05
5503 | 3.4558e-05 | 9.3613e-05 | 0.026134 | 3.7384 | 3.8149 | 3.0192 | 6.3059 | 6.5411 | 4.4187 | 0.00046462
5504 | 3.6579e-05 | 9.3806e-05 | 0.039201 | 3.8823 | 3.8149 | 3.0192 | 6.7547 | 6.5411 | 4.4187 | 0.00052412
5505 | 2.9225e-05 | 9.022e-05 | 0.042955 | 4.0396 | 3.8149 | 3.0192 | 7.2789 | 6.5411 | 4.4187 | 6.2769e-05
5506 | 1.1209e-05 | 8.3763e-05 | 0.0431 | 4.1915 | 3.8149 | 3.0192 | 7.8217 | 6.5411 | 4.4187 | 7.9486e-05
5507 | 2.0714e-05 | 8.7316e-05 | 0.051763 | 4.2081 | 3.8149 | 3.0192 | 7.8835 | 6.5411 | 4.4187 | 8.0797e-05
5508 | 2.4916e-05 | 8.5498e-05 | 0.043605 | 4.2568 | 3.8167 | 3.0192 | 8.067 | 6.5465 | 4.4187 | 8.85e-05
5509 | 5.9759e-05 | 9.185e-05 | 0.038479 | 4.3982 | 3.8184 | 3.0192 | 8.6256 | 6.5519 | 4.4187 | 9.0794e-05
5510 | 2.3395e-05 | 8.0346e-05 | 0.037324 | 4.4536 | 3.8184 | 3.0192 | 8.8555 | 6.5519 | 4.4187 | 7.375e-05
5511 | 1.8437e-05 | 7.6822e-05 | 0.033859 | 4.3352 | 3.8184 | 3.0192 | 8.372 | 6.5519 | 4.4187 | 0.00027796
5512 | 1.3645e-05 | 7.5417e-05 | 0.021514 | 4.2546 | 3.8184 | 3.0192 | 8.0589 | 6.5519 | 4.4187 | 0.00026402
5513 | 1.0511e-05 | 7.7755e-05 | 0.01054 | 4.206 | 3.8184 | 3.0192 | 7.8757 | 6.5519 | 4.4187 | 4.0972e-05
5514 | 1.5916e-05 | 8.0727e-05 | 0.0021658 | 4.0746 | 3.8201 | 3.0192 | 7.4005 | 6.5573 | 4.4187 | 3.753e-05
5515 | 1.4865e-05 | 8.0145e-05 | 0 | 3.9328 | 3.8201 | 3.0192 | 6.9188 | 6.5573 | 4.4187 | 2.5731e-05
5516 | 2.6126e-05 | 8.4712e-05 | 0 | 3.8314 | 3.8201 | 3.0192 | 6.5927 | 6.5573 | 4.4187 | 0.00014996
5517 | 1.9274e-05 | 7.8417e-05 | 0 | 3.76 | 3.8218 | 3.0192 | 6.3714 | 6.5627 | 4.4187 | 0.00015127
5518 | 1.005e-05 | 7.874e-05 | 0 | 3.6784 | 3.8218 | 3.0192 | 6.1266 | 6.5627 | 4.4187 | 0.00013455
5519 | 3.8009e-06 | 8.0278e-05 | 0 | 3.6311 | 3.8218 | 3.0192 | 5.9886 | 6.5627 | 4.4187 | 9.9972e-06
5520 | 5.4821e-06 | 8.2631e-05 | 0 | 3.5911 | 3.8201 | 3.0192 | 5.8738 | 6.5573 | 4.4187 | 6.7194e-06
5521 | 4.8977e-06 | 8.4186e-05 | 0 | 3.5789 | 3.8201 | 3.0192 | 5.8394 | 6.5573 | 4.4187 | 1.1636e-05
5522 | 5.9917e-06 | 8.5125e-05 | 0 | 3.5654 | 3.8201 | 3.0192 | 5.8012 | 6.5573 | 4.4187 | 8.6861e-06
5523 | 7.0792e-06 | 8.4961e-05 | 0 | 3.5579 | 3.8201 | 3.0192 | 5.7801 | 6.5573 | 4.4187 | 1.2619e-05
5524 | 1.0618e-05 | 8.3443e-05 | 0.00014439 | 3.5445 | 3.8201 | 3.0192 | 5.7427 | 6.5573 | 4.4187 | 1.0817e-05
5525 | 2.5467e-05 | 8.4838e-05 | 0.0024546 | 3.5549 | 3.8201 | 3.0192 | 5.7718 | 6.5573 | 4.4187 | 8.3583e-06
5526 | 2.8362e-05 | 8.35e-05 | 0.012201 | 3.6295 | 3.8201 | 3.0192 | 5.9841 | 6.5573 | 4.4187 | 8.3583e-06
5527 | 3.2765e-05 | 8.5889e-05 | 0.022669 | 3.7122 | 3.8218 | 3.0192 | 6.2271 | 6.5627 | 4.4187 | 0.00051559
5528 | 3.0305e-05 | 8.8276e-05 | 0.036313 | 3.765 | 3.8201 | 3.0192 | 6.3867 | 6.5573 | 4.4187 | 5.4575e-05
5529 | 8.6816e-06 | 8.1688e-05 | 0.042667 | 3.8349 | 3.8218 | 3.0192 | 6.6036 | 6.5627 | 4.4187 | 7.4733e-05
5530 | 7.0447e-06 | 8.1809e-05 | 0.046204 | 3.9273 | 3.8218 | 3.0192 | 6.9009 | 6.5627 | 4.4187 | 7.7028e-05
5531 | 9.5347e-06 | 8.3872e-05 | 0.043461 | 3.9346 | 3.8218 | 3.0192 | 6.9249 | 6.5627 | 4.4187 | 9.1942e-05
5532 | 1.0635e-05 | 8.1222e-05 | 0.041439 | 3.9164 | 3.8218 | 3.0192 | 6.8652 | 6.5627 | 4.4187 | 0.00017913
5533 | 1.3693e-05 | 7.8028e-05 | 0.041078 | 3.9364 | 3.8218 | 3.0192 | 6.9309 | 6.5627 | 4.4187 | 8.555e-05
5534 | 9.234e-06 | 7.6096e-05 | 0.04707 | 4.0015 | 3.8201 | 3.0192 | 7.1484 | 6.5573 | 4.4187 | 7.0636e-05
5535 | 7.9808e-06 | 7.3686e-05 | 0.035924 | 4.0166 | 3.8201 | 3.0192 | 7.2 | 6.5573 | 4.4187 | 7.4405e-05
5536 | 7.0944e-06 | 7.3433e-05 | 0.024546 | 4.057 | 3.8201 | 3.0192 | 7.3392 | 6.5573 | 4.4187 | 6.1786e-05
5537 | 7.0756e-06 | 7.6718e-05 | 0.011623 | 4.0415 | 3.8201 | 3.0192 | 7.2856 | 6.5573 | 4.4187 | 7.1783e-05
5538 | 3.6468e-05 | 8.6891e-05 | 0.0018482 | 3.9437 | 3.8201 | 3.0192 | 6.9551 | 6.5573 | 4.4187 | 0.00023305
5539 | 1.1781e-05 | 7.922e-05 | 0 | 3.8401 | 3.8218 | 3.0192 | 6.6201 | 6.5627 | 4.4187 | 0.00023174
5540 | 2.5423e-05 | 8.4491e-05 | 0 | 3.7533 | 3.8201 | 3.0192 | 6.3511 | 6.5573 | 4.4187 | 0.00020142
5541 | 1.2276e-05 | 7.6357e-05 | 0 | 3.6993 | 3.8201 | 3.0192 | 6.1884 | 6.5573 | 4.4187 | 0.00023747
5542 | 5.985e-06 | 7.7512e-05 | 0 | 3.6688 | 3.8218 | 3.0192 | 6.0985 | 6.5627 | 4.4187 | 8.6861e-06
5543 | 2.5319e-06 | 7.9891e-05 | 0 | 3.6389 | 3.8218 | 3.0192 | 6.0111 | 6.5627 | 4.4187 | 1.2292e-05
5544 | 3.0322e-06 | 8.1893e-05 | 0 | 3.5956 | 3.8218 | 3.0192 | 5.8868 | 6.5627 | 4.4187 | 1.1308e-05
5545 | 7.8538e-07 | 8.2953e-05 | 0 | 3.5609 | 3.8218 | 3.0192 | 5.7885 | 6.5627 | 4.4187 | 7.375e-06
5546 | 3.7419e-07 | 8.3609e-05 | 0 | 3.5564 | 3.8201 | 3.0192 | 5.776 | 6.5573 | 4.4187 | 2.1633e-05
5547 | 5.9132e-07 | 8.3832e-05 | 0 | 3.5386 | 3.8201 | 3.0192 | 5.7262 | 6.5573 | 4.4187 | 9.3417e-06
5548 | 4.1216e-06 | 8.4905e-05 | 0.00014439 | 3.5151 | 3.8201 | 3.0192 | 5.6611 | 6.5573 | 4.4187 | 1.4422e-05
5549 | 2.7039e-06 | 8.4481e-05 | 0.0030033 | 3.5505 | 3.8201 | 3.0192 | 5.7593 | 6.5573 | 4.4187 | 1.1472e-05
5550 | 3.539e-05 | 9.4287e-05 | 0.011262 | 3.6125 | 3.8201 | 3.0192 | 5.9351 | 6.5573 | 4.4187 | 8.1944e-06
5551 | 3.8895e-05 | 9.531e-05 | 0.024113 | 3.6896 | 3.8201 | 3.0192 | 6.1598 | 6.5573 | 4.4187 | 0.000541
5552 | 1.3463e-05 | 8.7262e-05 | 0.037035 | 3.7886 | 3.8184 | 3.0192 | 6.4592 | 6.5519 | 4.4187 | 6.998e-05
5553 | 8.9117e-06 | 8.4358e-05 | 0.046637 | 3.9074 | 3.8184 | 3.0192 | 6.8358 | 6.5519 | 4.4187 | 6.7194e-05
5554 | 7.7768e-06 | 8.2774e-05 | 0.052268 | 3.9474 | 3.8184 | 3.0192 | 6.9672 | 6.5519 | 4.4187 | 6.5228e-05
5555 | 2.2794e-05 | 8.7961e-05 | 0.058766 | 4.0015 | 3.8184 | 3.0192 | 7.1484 | 6.5519 | 4.4187 | 7.0472e-05
5556 | 2.2431e-05 | 8.4779e-05 | 0.057899 | 4.0805 | 3.8201 | 3.0192 | 7.4212 | 6.5573 | 4.4187 | 0.00017356
5557 | 2.5456e-05 | 8.1558e-05 | 0.058405 | 4.1443 | 3.8201 | 3.0192 | 7.6491 | 6.5573 | 4.4187 | 8.26e-05
5558 | 2.7012e-05 | 8.1431e-05 | 0.049669 | 4.1667 | 3.8184 | 3.0192 | 7.7306 | 6.5519 | 4.4187 | 8.178e-05
5559 | 1.8292e-05 | 7.6785e-05 | 0.033556 | 4.1998 | 3.8167 | 3.0192 | 7.8525 | 6.5465 | 4.4187 | 7.5553e-05
5560 | 1.5545e-05 | 7.596e-05 | 0.021369 | 4.1811 | 3.8167 | 3.0192 | 7.7835 | 6.5465 | 4.4187 | 8.26e-05
5561 | 1.5723e-05 | 7.9307e-05 | 0.011623 | 4.1403 | 3.8167 | 3.0192 | 7.6344 | 6.5465 | 4.4187 | 6.8669e-05
5562 | 2.4975e-05 | 8.3444e-05 | 0.0023824 | 3.992 | 3.8149 | 3.0192 | 7.1165 | 6.5411 | 4.4187 | 0.00021912
5563 | 1.8746e-05 | 8.1312e-05 | 0 | 3.7368 | 3.8149 | 3.0192 | 6.3009 | 6.5411 | 4.4187 | 0.0002006
5564 | 3.5422e-05 | 8.7494e-05 | 0 | 3.6832 | 3.8149 | 3.0192 | 6.1408 | 6.5411 | 4.4187 | 0.00024042
5565 | 2.4332e-05 | 7.994e-05 | 0 | 3.6295 | 3.8132 | 3.0192 | 5.9841 | 6.5357 | 4.4187 | 0.0002201
5566 | 8.4551e-06 | 7.8245e-05 | 0 | 3.6249 | 3.8132 | 3.0192 | 5.9706 | 6.5357 | 4.4187 | 3.6056e-06
5567 | 3.5871e-06 | 8.0203e-05 | 0 | 3.5759 | 3.8115 | 3.0192 | 5.8309 | 6.5304 | 4.4187 | 1.6225e-05
5568 | 5.0588e-06 | 8.2498e-05 | 0 | 3.5774 | 3.8115 | 3.0192 | 5.8351 | 6.5304 | 4.4187 | 1.3111e-05
5569 | 4.1889e-06 | 8.3971e-05 | 0 | 3.546 | 3.8132 | 3.0192 | 5.7468 | 6.5357 | 4.4187 | 7.0472e-06
5570 | 5.3098e-06 | 8.509e-05 | 0 | 3.5239 | 3.8132 | 3.0192 | 5.6853 | 6.5357 | 4.4187 | 5.2444e-06
5571 | 6.4535e-06 | 8.5592e-05 | 0 | 3.518 | 3.8132 | 3.0192 | 5.6692 | 6.5357 | 4.4187 | 7.2111e-06
5572 | 9.7664e-06 | 8.66e-05 | 9.6258e-05 | 3.5136 | 3.8132 | 3.0192 | 5.6571 | 6.5357 | 4.4187 | 1.3603e-05
5573 | 9.2761e-06 | 8.6454e-05 | 0.0018482 | 3.5209 | 3.8132 | 3.0192 | 5.6772 | 6.5357 | 4.4187 | 9.0139e-06
5574 | 3.5068e-05 | 9.4192e-05 | 0.011334 | 3.6404 | 3.8098 | 3.0192 | 6.0157 | 6.525 | 4.4187 | 1.0817e-05
5575 | 2.4986e-05 | 9.1132e-05 | 0.023968 | 3.7384 | 3.8098 | 3.0192 | 6.3059 | 6.525 | 4.4187 | 0.00049724
5576 | 2.3938e-05 | 9.0406e-05 | 0.034581 | 3.8646 | 3.8098 | 3.0192 | 6.698 | 6.525 | 4.4187 | 6.4736e-05
5577 | 1.2787e-05 | 8.5524e-05 | 0.04476 | 3.9401 | 3.8081 | 3.0192 | 6.943 | 6.5197 | 4.4187 | 5.6378e-05
5578 | 1.3719e-05 | 8.4559e-05 | 0.0431 | 4.0551 | 3.8098 | 3.0192 | 7.3325 | 6.525 | 4.4187 | 6.6539e-05
5579 | 1.5807e-05 | 8.5878e-05 | 0.051691 | 4.1342 | 3.8098 | 3.0192 | 7.6125 | 6.525 | 4.4187 | 9.4728e-05
5580 | 2.222e-05 | 8.4731e-05 | 0.053207 | 4.1853 | 3.8098 | 3.0192 | 7.7987 | 6.525 | 4.4187 | 0.00022944
5581 | 2.6818e-05 | 8.1969e-05 | 0.039923 | 4.2718 | 3.8081 | 3.0192 | 8.1246 | 6.5197 | 4.4187 | 7.6372e-05
5582 | 2.4428e-05 | 8.0658e-05 | 0.02469 | 4.3153 | 3.8081 | 3.0192 | 8.2936 | 6.5197 | 4.4187 | 6.8833e-05
5583 | 2.2518e-05 | 7.8058e-05 | 0.022236 | 4.3175 | 3.8081 | 3.0192 | 8.3022 | 6.5197 | 4.4187 | 8.768e-05
5584 | 4.0449e-05 | 8.3429e-05 | 0.015377 | 4.3021 | 3.8081 | 3.0192 | 8.2422 | 6.5197 | 4.4187 | 5.1625e-05
5585 | 3.1978e-05 | 8.4181e-05 | 0.009674 | 4.2165 | 3.8063 | 3.0192 | 7.9148 | 6.5143 | 4.4187 | 7.3914e-05
5586 | 1.0474e-05 | 7.9092e-05 | 0.0024257 | 4.0844 | 3.8063 | 3.0192 | 7.4351 | 6.5143 | 4.4187 | 0.00021404
5587 | 1.407e-05 | 7.991e-05 | 0 | 3.8611 | 3.8046 | 3.0192 | 6.6867 | 6.509 | 4.4187 | 0.00024206
5588 | 2.3229e-05 | 8.3837e-05 | 0 | 3.7767 | 3.8046 | 3.0192 | 6.4228 | 6.509 | 4.4187 | 0.00023059
5589 | 2.1742e-05 | 7.9166e-05 | 0 | 3.7517 | 3.8046 | 3.0192 | 6.3461 | 6.509 | 4.4187 | 0.00021453
5590 | 9.3785e-06 | 7.852e-05 | 0 | 3.7171 | 3.8046 | 3.0192 | 6.2417 | 6.509 | 4.4187 | 1.3439e-05
5591 | 2.8201e-06 | 7.9974e-05 | 0 | 3.6832 | 3.8029 | 3.0192 | 6.1408 | 6.5037 | 4.4187 | 9.0139e-06
5592 | 3.4188e-06 | 8.2007e-05 | 0 | 3.6609 | 3.8029 | 3.0192 | 6.0753 | 6.5037 | 4.4187 | 6.7194e-06
5593 | 1.8337e-06 | 8.3266e-05 | 0 | 3.6125 | 3.8029 | 3.0192 | 5.9351 | 6.5037 | 4.4187 | 1.1964e-05
5594 | 3.2202e-06 | 8.4467e-05 | 0 | 3.5835 | 3.8046 | 3.0192 | 5.8523 | 6.509 | 4.4187 | 1.0161e-05
5595 | 4.2807e-06 | 8.4944e-05 | 0 | 3.582 | 3.8046 | 3.0192 | 5.848 | 6.509 | 4.4187 | 1.8356e-05
5596 | 6.9571e-06 | 8.5761e-05 | 7.2194e-05 | 3.518 | 3.8046 | 3.0192 | 5.6692 | 6.509 | 4.4187 | 7.8667e-06
5597 | 3.2107e-05 | 9.3307e-05 | 0.0020936 | 3.5327 | 3.8046 | 3.0192 | 5.7098 | 6.509 | 4.4187 | 1.8192e-05
5598 | 1.5017e-05 | 8.8181e-05 | 0.01184 | 3.6816 | 3.8029 | 3.0192 | 6.136 | 6.5037 | 4.4187 | 5.7361e-06
5599 | 3.9502e-05 | 9.5498e-05 | 0.028228 | 3.8107 | 3.8029 | 3.0192 | 6.5279 | 6.5037 | 4.4187 | 0.0005405
5600 | 1.5924e-05 | 8.8007e-05 | 0.035635 | 3.9182 | 3.8029 | 3.0192 | 6.8711 | 6.5037 | 4.4187 | 7.67e-05
5601 | 1.5422e-05 | 8.6321e-05 | 0.047215 | 4.0243 | 3.8046 | 3.0192 | 7.2261 | 6.509 | 4.4187 | 6.703e-05
5602 | 7.7879e-06 | 8.2786e-05 | 0.057972 | 4.1729 | 3.8046 | 3.0192 | 7.7532 | 6.509 | 4.4187 | 8.8828e-05
5603 | 1.6266e-05 | 8.6033e-05 | 0.053712 | 4.2956 | 3.8046 | 3.0192 | 8.2167 | 6.509 | 4.4187 | 7.0636e-05
5604 | 2.3295e-05 | 8.5111e-05 | 0.056095 | 4.3777 | 3.8029 | 3.0192 | 8.5424 | 6.5037 | 4.4187 | 0.00018651
5605 | 2.5971e-05 | 8.1721e-05 | 0.047864 | 4.38 | 3.8029 | 3.0192 | 8.5516 | 6.5037 | 4.4187 | 9.8333e-05
5606 | 2.865e-05 | 8.1933e-05 | 0.055373 | 4.4583 | 3.8012 | 3.0192 | 8.8753 | 6.4984 | 4.4187 | 7.4242e-05
5607 | 2.0003e-05 | 7.7313e-05 | 0.039779 | 4.463 | 3.8012 | 3.0192 | 8.8951 | 6.4984 | 4.4187 | 6.2605e-05
5608 | 3.0781e-05 | 8.0516e-05 | 0.033281 | 4.3822 | 3.8029 | 3.0192 | 8.5608 | 6.5037 | 4.4187 | 7.2603e-05
5609 | 1.5495e-05 | 7.9237e-05 | 0.016605 | 4.3396 | 3.8046 | 3.0192 | 8.3896 | 6.509 | 4.4187 | 5.7033e-05
5610 | 2.0106e-05 | 8.1987e-05 | 0.0034653 | 4.1282 | 3.8046 | 3.0192 | 7.5908 | 6.509 | 4.4187 | 0.00019536
5611 | 1.4433e-05 | 8.0026e-05 | 0 | 3.9585 | 3.8029 | 3.0192 | 7.0039 | 6.5037 | 4.4187 | 0.00019044
5612 | 3.3245e-05 | 8.6849e-05 | 0 | 3.8558 | 3.8029 | 3.0192 | 6.6699 | 6.5037 | 4.4187 | 0.00018732
5613 | 2.3721e-05 | 7.9762e-05 | 0 | 3.7751 | 3.8029 | 3.0192 | 6.4176 | 6.5037 | 4.4187 | 0.00021961
5614 | 8.1866e-06 | 7.816e-05 | 0 | 3.6609 | 3.8029 | 3.0192 | 6.0753 | 6.5037 | 4.4187 | 6.5555e-06
5615 | 2.7049e-06 | 7.994e-05 | 0 | 3.5669 | 3.8029 | 3.0192 | 5.8054 | 6.5037 | 4.4187 | 6.2278e-06
5616 | 4.3959e-06 | 8.2301e-05 | 0 | 3.5549 | 3.8029 | 3.0192 | 5.7718 | 6.5037 | 4.4187 | 1.4258e-05
5617 | 7.7088e-07 | 8.2951e-05 | 0 | 3.5312 | 3.8029 | 3.0192 | 5.7057 | 6.5037 | 4.4187 | 1.0489e-05
5618 | 2.4403e-07 | 8.3578e-05 | 0 | 3.5415 | 3.8029 | 3.0192 | 5.7344 | 6.5037 | 4.4187 | 1.0325e-05
5619 | 2.5781e-07 | 8.3742e-05 | 0 | 3.5107 | 3.8029 | 3.0192 | 5.6491 | 6.5037 | 4.4187 | 7.5389e-06
5620 | 1.2235e-06 | 8.4047e-05 | 0.00021658 | 3.4691 | 3.8029 | 3.0192 | 5.5353 | 6.5037 | 4.4187 | 9.9972e-06
5621 | 5.1462e-06 | 8.5225e-05 | 0.002599 | 3.4395 | 3.8029 | 3.0192 | 5.4558 | 6.5037 | 4.4187 | 7.375e-06
5622 | 3.0588e-05 | 9.2793e-05 | 0.013789 | 3.5356 | 3.8029 | 3.0192 | 5.718 | 6.5037 | 4.4187 | 8.85e-06
5623 | 3.8149e-05 | 9.507e-05 | 0.031188 | 3.6389 | 3.8046 | 3.0192 | 6.0111 | 6.509 | 4.4187 | 0.0005115
5624 | 2.2431e-05 | 8.9919e-05 | 0.039634 | 3.7318 | 3.8046 | 3.0192 | 6.286 | 6.509 | 4.4187 | 7.588e-05
5625 | 8.1373e-06 | 8.4113e-05 | 0.049453 | 3.8349 | 3.8046 | 3.0192 | 6.6036 | 6.509 | 4.4187 | 5.5394e-05
5626 | 1.1744e-05 | 8.3978e-05 | 0.053712 | 3.9696 | 3.8063 | 3.0192 | 7.0411 | 6.5143 | 4.4187 | 8.4239e-05
5627 | 1.6669e-05 | 8.6172e-05 | 0.067357 | 4.0377 | 3.8063 | 3.0192 | 7.2723 | 6.5143 | 4.4187 | 6.5719e-05
5628 | 2.3293e-05 | 8.5091e-05 | 0.062231 | 4.0982 | 3.8046 | 3.0192 | 7.4839 | 6.509 | 4.4187 | 0.00020437
5629 | 2.5879e-05 | 8.1701e-05 | 0.059199 | 4.1383 | 3.8046 | 3.0192 | 7.6271 | 6.509 | 4.4187 | 9.2269e-05
5630 | 2.8531e-05 | 8.1904e-05 | 0.058766 | 4.1282 | 3.8046 | 3.0192 | 7.5908 | 6.509 | 4.4187 | 8.8828e-05
5631 | 1.8283e-05 | 7.681e-05 | 0.043605 | 4.1606 | 3.8046 | 3.0192 | 7.7082 | 6.509 | 4.4187 | 9.3417e-05
5632 | 1.3722e-05 | 7.5417e-05 | 0.026928 | 4.1565 | 3.8046 | 3.0192 | 7.6933 | 6.509 | 4.4187 | 6.2442e-05
5633 | 3.9507e-05 | 8.6442e-05 | 0.015449 | 4.0805 | 3.8063 | 3.0192 | 7.4212 | 6.5143 | 4.4187 | 6.2442e-05
5634 | 1.5962e-05 | 8.0751e-05 | 0.0033209 | 3.9291 | 3.8063 | 3.0192 | 6.9069 | 6.5143 | 4.4187 | 0.00019027
5635 | 1.5906e-05 | 8.0475e-05 | 0 | 3.7533 | 3.8063 | 3.0192 | 6.3511 | 6.5143 | 4.4187 | 0.00022944
5636 | 2.0573e-05 | 8.3057e-05 | 0 | 3.709 | 3.8063 | 3.0192 | 6.2174 | 6.5143 | 4.4187 | 0.00019585
5637 | 2.2112e-05 | 7.9287e-05 | 0 | 3.6562 | 3.8063 | 3.0192 | 6.0614 | 6.5143 | 4.4187 | 0.00021158
5638 | 8.2133e-06 | 7.8172e-05 | 0 | 3.6018 | 3.8063 | 3.0192 | 5.9043 | 6.5143 | 4.4187 | 6.8833e-06
5639 | 2.6763e-06 | 7.9937e-05 | 0 | 3.5519 | 3.8063 | 3.0192 | 5.7634 | 6.5143 | 4.4187 | 1.1636e-05
5640 | 2.9969e-06 | 8.1849e-05 | 0 | 3.5006 | 3.8063 | 3.0192 | 5.6212 | 6.5143 | 4.4187 | 1.0325e-05
5641 | 6.7564e-07 | 8.2625e-05 | 0 | 3.4381 | 3.8063 | 3.0192 | 5.4521 | 6.5143 | 4.4187 | 2.4419e-05
5642 | 1.6669e-07 | 8.305e-05 | 0 | 3.3913 | 3.8098 | 3.0192 | 5.3282 | 6.525 | 4.4187 | 2.2617e-05
5643 | 1.597e-07 | 8.1731e-05 | 0 | 3.3859 | 3.8081 | 3.0192 | 5.314 | 6.5197 | 4.4187 | 2.8025e-05
5644 | 1.4702e-06 | 7.9077e-05 | 0 | 3.3859 | 3.8081 | 3.0192 | 5.314 | 6.5197 | 4.4187 | 2.4256e-05
5645 | 2.4426e-05 | 8.3657e-05 | 0.002238 | 3.4077 | 3.8081 | 3.0192 | 5.3712 | 6.5197 | 4.4187 | 1.8192e-05
5646 | 1.3523e-05 | 7.919e-05 | 0.016605 | 3.5268 | 3.8081 | 3.0192 | 5.6935 | 6.5197 | 4.4187 | 1.4914e-05
5647 | 4.6262e-05 | 9.1148e-05 | 0.035231 | 3.653 | 3.8098 | 3.0192 | 6.0522 | 6.525 | 4.4187 | 0.00049839
5648 | 2.7382e-05 | 8.8229e-05 | 0.048514 | 3.7517 | 3.8098 | 3.0192 | 6.3461 | 6.525 | 4.4187 | 0.00053395
5649 | 1.5912e-05 | 8.4404e-05 | 0.058188 | 3.8297 | 3.8098 | 3.0192 | 6.5873 | 6.525 | 4.4187 | 6.8014e-05
5650 | 7.6709e-06 | 8.2392e-05 | 0.068295 | 3.9002 | 3.8098 | 3.0192 | 6.8124 | 6.525 | 4.4187 | 8.3419e-05
5651 | 2.4097e-05 | 8.8405e-05 | 0.076092 | 3.9883 | 3.8098 | 3.0192 | 7.1038 | 6.525 | 4.4187 | 7.0144e-05
5652 | 2.2873e-05 | 8.4987e-05 | 0.072627 | 4.0205 | 3.8098 | 3.0192 | 7.2131 | 6.525 | 4.4187 | 8.0305e-05
5653 | 2.7e-05 | 8.2048e-05 | 0.061653 | 4.0726 | 3.8063 | 3.0192 | 7.3937 | 6.5143 | 4.4187 | 6.9325e-05
5654 | 2.7655e-05 | 8.1652e-05 | 0.049164 | 4.0338 | 3.8063 | 3.0192 | 7.259 | 6.5143 | 4.4187 | 7.0472e-05
5655 | 3.355e-05 | 8.1402e-05 | 0.033671 | 4.1002 | 3.8063 | 3.0192 | 7.4909 | 6.5143 | 4.4187 | 0.00024649
5656 | 1.3691e-05 | 7.5395e-05 | 0.018698 | 4.059 | 3.8063 | 3.0192 | 7.346 | 6.5143 | 4.4187 | 0.00028123
5657 | 1.16e-05 | 7.8076e-05 | 0.010829 | 4.0454 | 3.8063 | 3.0192 | 7.2989 | 6.5143 | 4.4187 | 4.3267e-05
5658 | 1.6436e-05 | 8.0904e-05 | 0.002238 | 3.9401 | 3.8063 | 3.0192 | 6.943 | 6.5143 | 4.4187 | 3.6056e-05
5659 | 1.9249e-05 | 8.1489e-05 | 0 | 3.7583 | 3.8081 | 3.0192 | 6.3663 | 6.5197 | 4.4187 | 4.343e-05
5660 | 2.6658e-05 | 8.4886e-05 | 0 | 3.6389 | 3.8081 | 3.0192 | 6.0111 | 6.5197 | 4.4187 | 0.00015979
5661 | 1.9109e-05 | 7.8418e-05 | 0 | 3.5729 | 3.8046 | 3.0192 | 5.8224 | 6.509 | 4.4187 | 0.00015619
5662 | 8.2183e-06 | 7.8178e-05 | 0 | 3.5107 | 3.8046 | 3.0192 | 5.6491 | 6.509 | 4.4187 | 0.00013439
5663 | 2.6783e-06 | 7.9943e-05 | 0 | 3.4776 | 3.8012 | 3.0192 | 5.5585 | 6.4984 | 4.4187 | 3.4908e-05
5664 | 3.0048e-06 | 8.1863e-05 | 0 | 3.4325 | 3.8012 | 3.0192 | 5.4372 | 6.4984 | 4.4187 | 1.7536e-05
5665 | 6.7564e-07 | 8.2781e-05 | 0 | 3.3899 | 3.8012 | 3.0192 | 5.3246 | 6.4984 | 4.4187 | 1.9175e-05
5666 | 1.6595e-07 | 8.3269e-05 | 0 | 3.3697 | 3.8012 | 3.0192 | 5.2718 | 6.4984 | 4.4187 | 2.5075e-05
5667 | 1.3829e-07 | 8.3235e-05 | 0 | 3.3604 | 3.8012 | 3.0192 | 5.2475 | 6.4984 | 4.4187 | 2.3108e-05
5668 | 1.6874e-06 | 8.3514e-05 | 0 | 3.3196 | 3.7995 | 3.0192 | 5.1426 | 6.4931 | 4.4187 | 1.3767e-05
5669 | 3.9136e-06 | 8.4157e-05 | 0.0020214 | 3.3379 | 3.7995 | 3.0192 | 5.1894 | 6.4931 | 4.4187 | 1.2947e-05
5670 | 3.4151e-05 | 9.3174e-05 | 0.010035 | 3.4833 | 3.7961 | 3.0192 | 5.574 | 6.4825 | 4.4187 | 2.6222e-05
5671 | 3.8667e-05 | 9.4398e-05 | 0.025484 | 3.6171 | 3.7961 | 3.0192 | 5.9483 | 6.4825 | 4.4187 | 0.00050625
5672 | 2.0963e-05 | 8.8951e-05 | 0.038551 | 3.7835 | 3.7978 | 3.0192 | 6.4435 | 6.4878 | 4.4187 | 0.00048855
5673 | 1.2942e-05 | 8.5154e-05 | 0.045915 | 3.9038 | 3.7978 | 3.0192 | 6.8241 | 6.4878 | 4.4187 | 7.3586e-05
5674 | 1.0537e-05 | 8.3278e-05 | 0.054506 | 4.0185 | 3.7978 | 3.0192 | 7.2065 | 6.4878 | 4.4187 | 6.0967e-05
5675 | 3.7929e-05 | 9.2189e-05 | 0.057322 | 4.1242 | 3.7978 | 3.0192 | 7.5764 | 6.4878 | 4.4187 | 7.7028e-05
5676 | 2.3297e-05 | 8.4733e-05 | 0.06021 | 4.177 | 3.7944 | 3.0192 | 7.7683 | 6.4772 | 4.4187 | 7.1292e-05
5677 | 3.7168e-05 | 8.493e-05 | 0.054651 | 4.2978 | 3.7944 | 3.0192 | 8.2251 | 6.4772 | 4.4187 | 6.3589e-05
5678 | 2.4504e-05 | 8.0682e-05 | 0.038624 | 4.3463 | 3.7944 | 3.0192 | 8.4162 | 6.4772 | 4.4187 | 6.9325e-05
5679 | 2.4532e-05 | 7.8714e-05 | 0.031043 | 4.3619 | 3.7944 | 3.0192 | 8.4788 | 6.4772 | 4.4187 | 0.00025304
5680 | 1.3643e-05 | 7.5408e-05 | 0.022885 | 4.353 | 3.7944 | 3.0192 | 8.4429 | 6.4772 | 4.4187 | 0.00027091
5681 | 1.0226e-05 | 7.7672e-05 | 0.011334 | 4.2461 | 3.7927 | 3.0192 | 8.0264 | 6.472 | 4.4187 | 3.835e-05
5682 | 1.0306e-05 | 7.9072e-05 | 0.0015883 | 4.0923 | 3.7927 | 3.0192 | 7.4629 | 6.472 | 4.4187 | 4.7692e-05
5683 | 2.8612e-05 | 8.429e-05 | 0 | 3.8966 | 3.7893 | 3.0192 | 6.8008 | 6.4615 | 4.4187 | 3.9989e-05
5684 | 2.0653e-05 | 8.2824e-05 | 0 | 3.7818 | 3.7893 | 3.0192 | 6.4383 | 6.4615 | 4.4187 | 0.00014848
5685 | 2.7045e-05 | 8.0636e-05 | 0 | 3.6768 | 3.7893 | 3.0192 | 6.1219 | 6.4615 | 4.4187 | 0.00015897
5686 | 8.2381e-06 | 7.7308e-05 | 0 | 3.6249 | 3.7893 | 3.0192 | 5.9706 | 6.4615 | 4.4187 | 0.00016176
5687 | 2.6803e-06 | 7.5153e-05 | 0 | 3.5956 | 3.7893 | 3.0192 | 5.8868 | 6.4615 | 4.4187 | 1.3931e-05
5688 | 3.0127e-06 | 7.3535e-05 | 0 | 3.585 | 3.7893 | 3.0192 | 5.8566 | 6.4615 | 4.4187 | 1.2292e-05
5689 | 6.7762e-07 | 7.2306e-05 | 0 | 3.5549 | 3.7876 | 3.0192 | 5.7718 | 6.4562 | 4.4187 | 1.6717e-05
5690 | 1.6595e-07 | 7.2023e-05 | 0 | 3.5006 | 3.7859 | 3.0192 | 5.6212 | 6.451 | 4.4187 | 8.0305e-06
5691 | 1.3829e-07 | 7.1591e-05 | 0 | 3.4465 | 3.7859 | 3.0192 | 5.4745 | 6.451 | 4.4187 | 7.2111e-06
5692 | 8.6924e-07 | 7.2143e-05 | 0 | 3.4437 | 3.7876 | 3.0192 | 5.467 | 6.4562 | 4.4187 | 1.3767e-05
5693 | 1.711e-05 | 7.7209e-05 | 0.0018048 | 3.4591 | 3.7876 | 3.0192 | 5.5086 | 6.4562 | 4.4187 | 1.3275e-05
5694 | 1.3733e-05 | 7.4838e-05 | 0.011046 | 3.5549 | 3.7876 | 3.0192 | 5.7718 | 6.4562 | 4.4187 | 1.1636e-05
5695 | 3.1075e-05 | 8.0434e-05 | 0.025051 | 3.6656 | 3.7876 | 3.0192 | 6.0892 | 6.4562 | 4.4187 | 0.00050592
5696 | 1.4698e-05 | 7.4975e-05 | 0.038768 | 3.7434 | 3.7859 | 3.0192 | 6.3209 | 6.451 | 4.4187 | 7.67e-05
5697 | 1.3493e-05 | 7.1009e-05 | 0.055012 | 3.8383 | 3.7859 | 3.0192 | 6.6146 | 6.451 | 4.4187 | 6.2769e-05
5698 | 8.9564e-06 | 7.3495e-05 | 0.065263 | 3.911 | 3.7842 | 3.0192 | 6.8475 | 6.4458 | 4.4187 | 7.8339e-05
5699 | 1.2501e-05 | 7.9515e-05 | 0.059127 | 4.0185 | 3.7859 | 3.0192 | 7.2065 | 6.451 | 4.4187 | 6.8505e-05
5700 | 1.1531e-05 | 7.8193e-05 | 0.049669 | 4.0785 | 3.7859 | 3.0192 | 7.4143 | 6.451 | 4.4187 | 0.00017995
5701 | 1.291e-05 | 7.6388e-05 | 0.054145 | 4.1062 | 3.7859 | 3.0192 | 7.5121 | 6.451 | 4.4187 | 8.4403e-05
5702 | 1.3567e-05 | 7.6517e-05 | 0.045121 | 4.1262 | 3.7859 | 3.0192 | 7.5836 | 6.451 | 4.4187 | 7.1947e-05
5703 | 1.0576e-05 | 7.4176e-05 | 0.033931 | 4.1322 | 3.7842 | 3.0192 | 7.6053 | 6.4458 | 4.4187 | 6.0803e-05
5704 | 5.3755e-06 | 7.2836e-05 | 0.024835 | 4.1202 | 3.7842 | 3.0192 | 7.562 | 6.4458 | 4.4187 | 5.8344e-05
5705 | 4.015e-06 | 7.5765e-05 | 0.012562 | 4.0707 | 3.7842 | 3.0192 | 7.3868 | 6.4458 | 4.4187 | 5.31e-05
5706 | 2.2311e-05 | 8.2665e-05 | 0.002599 | 3.8593 | 3.7842 | 3.0192 | 6.6811 | 6.4458 | 4.4187 | 0.00024682
5707 | 2.3714e-05 | 8.2499e-05 | 0 | 3.7253 | 3.7842 | 3.0192 | 6.2663 | 6.4458 | 4.4187 | 0.00019863
5708 | 1.811e-05 | 8.221e-05 | 0 | 3.7122 | 3.7825 | 3.0192 | 6.2271 | 6.4406 | 4.4187 | 0.00022387
5709 | 1.182e-05 | 7.5155e-05 | 0 | 3.6625 | 3.7825 | 3.0192 | 6.0799 | 6.4406 | 4.4187 | 0.00020207
5710 | 6.046e-06 | 7.3896e-05 | 0 | 3.6451 | 3.7808 | 3.0192 | 6.0293 | 6.4354 | 4.4187 | 9.5055e-06
5711 | 2.5079e-06 | 7.3834e-05 | 0 | 3.5549 | 3.7808 | 3.0192 | 5.7718 | 6.4354 | 4.4187 | 1.0489e-05
5712 | 3.0226e-06 | 7.3806e-05 | 0 | 3.5283 | 3.7808 | 3.0192 | 5.6975 | 6.4354 | 4.4187 | 1.4586e-05
5713 | 6.7881e-07 | 7.2583e-05 | 0 | 3.5371 | 3.7825 | 3.0192 | 5.7221 | 6.4406 | 4.4187 | 8.6861e-06
5714 | 1.6951e-07 | 7.2648e-05 | 0 | 3.5579 | 3.7825 | 3.0192 | 5.7801 | 6.4406 | 4.4187 | 1.9503e-05
5715 | 1.4324e-07 | 7.1623e-05 | 0 | 3.5122 | 3.7825 | 3.0192 | 5.6531 | 6.4406 | 4.4187 | 6.7194e-06
5716 | 3.585e-07 | 7.1866e-05 | 0 | 3.4676 | 3.7825 | 3.0192 | 5.5315 | 6.4406 | 4.4187 | 1.1636e-05
5717 | 6.6289e-06 | 7.3924e-05 | 0.0015883 | 3.4676 | 3.7808 | 3.0192 | 5.5315 | 6.4354 | 4.4187 | 1.5897e-05
5718 | 2.1963e-05 | 7.8455e-05 | 0.0088076 | 3.5714 | 3.7808 | 3.0192 | 5.8181 | 6.4354 | 4.4187 | 1.2128e-05
5719 | 2.8451e-05 | 7.9354e-05 | 0.024041 | 3.6514 | 3.7791 | 3.0192 | 6.0476 | 6.4302 | 4.4187 | 0.00051035
5720 | 1.2708e-05 | 7.485e-05 | 0.038768 | 3.7302 | 3.7791 | 3.0192 | 6.2811 | 6.4302 | 4.4187 | 6.0311e-05
5721 | 8.8742e-06 | 7.4535e-05 | 0.045987 | 3.8488 | 3.7808 | 3.0192 | 6.6477 | 6.4354 | 4.4187 | 6.4244e-05
5722 | 1.2507e-05 | 7.4877e-05 | 0.058333 | 3.9529 | 3.7808 | 3.0192 | 6.9855 | 6.4354 | 4.4187 | 9.2269e-05
5723 | 1.618e-05 | 7.7913e-05 | 0.054001 | 4.0109 | 3.7808 | 3.0192 | 7.1806 | 6.4354 | 4.4187 | 8.2436e-05
5724 | 2.1926e-05 | 7.9133e-05 | 0.072122 | 4.0338 | 3.7808 | 3.0192 | 7.259 | 6.4354 | 4.4187 | 0.00020437
5725 | 3.0409e-05 | 8.1108e-05 | 0.064252 | 3.9056 | 3.7808 | 3.0192 | 6.8299 | 6.4354 | 4.4187 | 6.9489e-05
5726 | 2.4642e-05 | 7.8798e-05 | 0.058549 | 3.8523 | 3.7808 | 3.0192 | 6.6588 | 6.4354 | 4.4187 | 6.9817e-05
5727 | 1.9084e-05 | 7.6716e-05 | 0.042378 | 3.8227 | 3.7808 | 3.0192 | 6.5656 | 6.4354 | 4.4187 | 7.4733e-05
5728 | 1.7867e-05 | 7.5775e-05 | 0.024329 | 3.8245 | 3.7808 | 3.0192 | 6.571 | 6.4354 | 4.4187 | 5.9655e-05
5729 | 1.4256e-05 | 7.5641e-05 | 0.014944 | 3.7784 | 3.7808 | 3.0192 | 6.4279 | 6.4354 | 4.4187 | 7.0964e-05
5730 | 3.7069e-05 | 8.307e-05 | 0.002599 | 3.688 | 3.7808 | 3.0192 | 6.155 | 6.4354 | 4.4187 | 0.00020634
5731 | 3.1058e-05 | 8.2631e-05 | 0 | 3.5744 | 3.7808 | 3.0192 | 5.8266 | 6.4354 | 4.4187 | 0.00025206
5732 | 2.0469e-05 | 7.789e-05 | 0 | 3.5386 | 3.7808 | 3.0192 | 5.7262 | 6.4354 | 4.4187 | 0.00021338
5733 | 2.1951e-05 | 7.8181e-05 | 0 | 3.4905 | 3.7808 | 3.0192 | 5.5936 | 6.4354 | 4.4187 | 0.00021896
5734 | 8.4433e-06 | 7.4414e-05 | 0 | 3.4776 | 3.7791 | 3.0192 | 5.5585 | 6.4302 | 4.4187 | 3.1139e-06
5735 | 3.096e-06 | 7.2801e-05 | 0 | 3.4493 | 3.7775 | 3.0192 | 5.4821 | 6.425 | 4.4187 | 1.77e-05
5736 | 3.823e-06 | 7.3081e-05 | 0 | 3.4187 | 3.7775 | 3.0192 | 5.4004 | 6.425 | 4.4187 | 6.7194e-06
5737 | 2.2482e-06 | 7.2498e-05 | 0 | 3.4132 | 3.7758 | 3.0192 | 5.3858 | 6.4198 | 4.4187 | 1.6225e-05
5738 | 2.7398e-06 | 7.2726e-05 | 0 | 3.3927 | 3.7758 | 3.0192 | 5.3317 | 6.4198 | 4.4187 | 1.5569e-05
5739 | 3.9685e-06 | 7.2565e-05 | 0 | 3.3617 | 3.7758 | 3.0192 | 5.251 | 6.4198 | 4.4187 | 1.0325e-05
5740 | 6.6562e-06 | 7.3773e-05 | 0 | 3.3392 | 3.7758 | 3.0192 | 5.1928 | 6.4198 | 4.4187 | 1.1308e-05
5741 | 3.4732e-05 | 8.2396e-05 | 0.0020936 | 3.3339 | 3.7758 | 3.0192 | 5.1793 | 6.4198 | 4.4187 | 1.2456e-05
5742 | 1.1449e-05 | 7.4915e-05 | 0.012562 | 3.4187 | 3.7758 | 3.0192 | 5.4004 | 6.4198 | 4.4187 | 8.3583e-06
5743 | 3.1343e-05 | 8.0633e-05 | 0.024474 | 3.479 | 3.7758 | 3.0192 | 5.5624 | 6.4198 | 4.4187 | 0.00051707
5744 | 2.346e-05 | 7.8032e-05 | 0.041295 | 3.5445 | 3.7758 | 3.0192 | 5.7427 | 6.4198 | 4.4187 | 5.4411e-05
5745 | 2.6914e-05 | 7.9594e-05 | 0.042378 | 3.6295 | 3.7758 | 3.0192 | 5.9841 | 6.4198 | 4.4187 | 6.0475e-05
5746 | 8.049e-06 | 7.3585e-05 | 0.051835 | 3.6562 | 3.7758 | 3.0192 | 6.0614 | 6.4198 | 4.4187 | 7.7355e-05
5747 | 1.5599e-05 | 7.5757e-05 | 0.054939 | 3.6928 | 3.7758 | 3.0192 | 6.1693 | 6.4198 | 4.4187 | 6.4244e-05
5748 | 3.1781e-05 | 8.0599e-05 | 0.052268 | 3.765 | 3.7724 | 3.0192 | 6.3867 | 6.4094 | 4.4187 | 0.00017995
5749 | 2.5569e-05 | 7.9136e-05 | 0.049741 | 3.76 | 3.7724 | 3.0192 | 6.3714 | 6.4094 | 4.4187 | 7.3422e-05
5750 | 2.3968e-05 | 7.81e-05 | 0.040717 | 3.7903 | 3.7741 | 3.0192 | 6.4644 | 6.4146 | 4.4187 | 6.3917e-05
5751 | 1.8847e-05 | 7.5097e-05 | 0.029238 | 3.7784 | 3.7741 | 3.0192 | 6.4279 | 6.4146 | 4.4187 | 6.9817e-05
5752 | 1.9737e-05 | 7.3778e-05 | 0.020647 | 3.7734 | 3.7724 | 3.0192 | 6.4124 | 6.4094 | 4.4187 | 5.9655e-05
5753 | 1.5314e-05 | 7.5983e-05 | 0.012778 | 3.6928 | 3.7724 | 3.0192 | 6.1693 | 6.4094 | 4.4187 | 5.5722e-05
5754 | 2.4144e-05 | 8.0722e-05 | 0.0020936 | 3.6094 | 3.7724 | 3.0192 | 5.9262 | 6.4094 | 4.4187 | 0.00018077
5755 | 2.7849e-05 | 8.5094e-05 | 0 | 3.4919 | 3.7724 | 3.0192 | 5.5975 | 6.4094 | 4.4187 | 0.00021371
5756 | 2.825e-05 | 8.2599e-05 | 0 | 3.4381 | 3.7724 | 3.0192 | 5.4521 | 6.4094 | 4.4187 | 0.00021322
5757 | 2.637e-05 | 8.0824e-05 | 0 | 3.4077 | 3.7707 | 3.0192 | 5.3712 | 6.4043 | 4.4187 | 0.00022174
5758 | 1.3581e-05 | 7.5903e-05 | 0 | 3.4077 | 3.7707 | 3.0192 | 5.3712 | 6.4043 | 4.4187 | 1.5733e-05
5759 | 1.257e-05 | 7.5934e-05 | 0 | 3.3981 | 3.769 | 3.0192 | 5.346 | 6.3991 | 4.4187 | 7.0472e-06
5760 | 1.3172e-05 | 7.5805e-05 | 0 | 3.3711 | 3.769 | 3.0192 | 5.2753 | 6.3991 | 4.4187 | 1.18e-05
5761 | 1.2176e-05 | 7.5729e-05 | 0 | 3.3431 | 3.7674 | 3.0192 | 5.203 | 6.394 | 4.4187 | 6.2278e-06
5762 | 1.2441e-05 | 7.5297e-05 | 0 | 3.3105 | 3.7657 | 3.0192 | 5.1195 | 6.3889 | 4.4187 | 6.8833e-06
5763 | 1.3482e-05 | 7.5865e-05 | 0 | 3.2938 | 3.7657 | 3.0192 | 5.0771 | 6.3889 | 4.4187 | 1.1636e-05
5764 | 1.9434e-05 | 7.7687e-05 | 0 | 3.2709 | 3.7657 | 3.0192 | 5.0195 | 6.3889 | 4.4187 | 7.5389e-06
5765 | 4.0669e-05 | 8.4196e-05 | 0.0012706 | 3.252 | 3.764 | 3.0192 | 4.9726 | 6.3838 | 4.4187 | 8.85e-06
5766 | 3.685e-05 | 8.3138e-05 | 0.0092408 | 3.3209 | 3.764 | 3.0192 | 5.1459 | 6.3838 | 4.4187 | 1.4914e-05
5767 | 5.7038e-05 | 8.7865e-05 | 0.023102 | 3.3832 | 3.764 | 3.0192 | 5.3069 | 6.3838 | 4.4187 | 0.00054608
5768 | 1.5463e-05 | 7.5647e-05 | 0.037685 | 3.4733 | 3.764 | 3.0192 | 5.5469 | 6.3838 | 4.4187 | 6.0803e-05
5769 | 1.403e-05 | 7.5611e-05 | 0.048947 | 3.6202 | 3.759 | 3.0192 | 5.9572 | 6.3684 | 4.4187 | 5.818e-05
5770 | 1.2663e-05 | 7.4556e-05 | 0.041367 | 3.7204 | 3.759 | 3.0192 | 6.2515 | 6.3684 | 4.4187 | 7.8667e-05
5771 | 1.6415e-05 | 7.6305e-05 | 0.052413 | 3.7954 | 3.759 | 3.0192 | 6.4802 | 6.3684 | 4.4187 | 8.2436e-05
5772 | 2.2685e-05 | 7.8038e-05 | 0.056239 | 3.8717 | 3.759 | 3.0192 | 6.7205 | 6.3684 | 4.4187 | 0.00018323
5773 | 2.6959e-05 | 7.9012e-05 | 0.044544 | 3.9401 | 3.7573 | 3.0192 | 6.943 | 6.3633 | 4.4187 | 7.6044e-05
5774 | 2.8845e-05 | 8.0154e-05 | 0.040356 | 3.9771 | 3.7573 | 3.0192 | 7.066 | 6.3633 | 4.4187 | 8.4075e-05
5775 | 1.8353e-05 | 7.5045e-05 | 0.037613 | 3.9603 | 3.7557 | 3.0192 | 7.0101 | 6.3583 | 4.4187 | 8.3419e-05
5776 | 3.6981e-05 | 8.0277e-05 | 0.02072 | 3.9164 | 3.7557 | 3.0192 | 6.8652 | 6.3583 | 4.4187 | 7.4242e-05
5777 | 3.1223e-05 | 8.1919e-05 | 0.0098905 | 3.8734 | 3.7557 | 3.0192 | 6.7262 | 6.3583 | 4.4187 | 8.5714e-05
5778 | 1.2897e-05 | 7.7839e-05 | 0.0017904 | 3.7617 | 3.7557 | 3.0192 | 6.3765 | 6.3583 | 4.4187 | 0.00022551
5779 | 1.5733e-05 | 8.1052e-05 | 0 | 3.6141 | 3.7557 | 3.0192 | 5.9395 | 6.3583 | 4.4187 | 0.00021142
5780 | 2.1777e-05 | 8.1461e-05 | 0 | 3.5445 | 3.7523 | 3.0192 | 5.7427 | 6.3481 | 4.4187 | 0.00018978
5781 | 2.1411e-05 | 7.855e-05 | 0 | 3.5312 | 3.7507 | 3.0192 | 5.7057 | 6.3431 | 4.4187 | 0.00022354
5782 | 1.1379e-05 | 7.4662e-05 | 0 | 3.4991 | 3.7507 | 3.0192 | 5.6172 | 6.3431 | 4.4187 | 5.9e-06
5783 | 6.832e-06 | 7.3667e-05 | 0 | 3.5035 | 3.7507 | 3.0192 | 5.6291 | 6.3431 | 4.4187 | 8.3583e-06
5784 | 8.3748e-06 | 7.4503e-05 | 0 | 3.4606 | 3.7507 | 3.0192 | 5.5124 | 6.3431 | 4.4187 | 1.1636e-05
5785 | 6.9151e-06 | 7.4152e-05 | 0 | 3.4339 | 3.7473 | 3.0192 | 5.4409 | 6.333 | 4.4187 | 1.9994e-05
5786 | 7.4977e-06 | 7.4275e-05 | 0 | 3.4063 | 3.7473 | 3.0192 | 5.3676 | 6.333 | 4.4187 | 1.6717e-05
5787 | 9.6262e-06 | 7.4075e-05 | 0 | 3.3791 | 3.7473 | 3.0192 | 5.2963 | 6.333 | 4.4187 | 1.0653e-05
5788 | 1.2603e-05 | 7.5509e-05 | 0 | 3.3577 | 3.7473 | 3.0192 | 5.2406 | 6.333 | 4.4187 | 2.7861e-06
5789 | 3.3076e-05 | 8.1844e-05 | 0.0019637 | 3.3431 | 3.7457 | 3.0192 | 5.203 | 6.3279 | 4.4187 | 6.3917e-06
5790 | 5.0901e-05 | 8.6256e-05 | 0.01054 | 3.4242 | 3.7424 | 3.0192 | 5.415 | 6.3179 | 4.4187 | 9.5055e-06
5791 | 3.0195e-05 | 7.9773e-05 | 0.028444 | 3.5107 | 3.7424 | 3.0192 | 5.6491 | 6.3179 | 4.4187 | 0.00051576
5792 | 2.8031e-05 | 7.9173e-05 | 0.040284 | 3.6048 | 3.7424 | 3.0192 | 5.913 | 6.3179 | 4.4187 | 5.6705e-05
5793 | 1.0401e-05 | 7.4398e-05 | 0.053279 | 3.696 | 3.7424 | 3.0192 | 6.1788 | 6.3179 | 4.4187 | 5.9983e-05
5794 | 8.2683e-06 | 7.3579e-05 | 0.062592 | 3.77 | 3.7424 | 3.0192 | 6.4021 | 6.3179 | 4.4187 | 6.5719e-05
5795 | 1.6702e-05 | 7.6811e-05 | 0.062303 | 3.8436 | 3.7424 | 3.0192 | 6.6311 | 6.3179 | 4.4187 | 7.6536e-05
5796 | 2.6137e-05 | 7.9582e-05 | 0.062231 | 3.8966 | 3.7407 | 3.0192 | 6.8008 | 6.3129 | 4.4187 | 0.00017602
5797 | 2.6048e-05 | 7.9546e-05 | 0.055806 | 3.9038 | 3.7407 | 3.0192 | 6.8241 | 6.3129 | 4.4187 | 8.2272e-05
5798 | 2.5501e-05 | 7.8559e-05 | 0.048803 | 3.9733 | 3.7374 | 3.0192 | 7.0535 | 6.3029 | 4.4187 | 7.965e-05
5799 | 2.5655e-05 | 7.6127e-05 | 0.036732 | 3.9511 | 3.7374 | 3.0192 | 6.9794 | 6.3029 | 4.4187 | 0.00010112
5800 | 1.3827e-05 | 7.2791e-05 | 0.02238 | 3.9346 | 3.7374 | 3.0192 | 6.9249 | 6.3029 | 4.4187 | 5.1461e-05
5801 | 1.3815e-05 | 7.6178e-05 | 0.010324 | 3.8912 | 3.7358 | 3.0192 | 6.7834 | 6.2979 | 4.4187 | 8.8992e-05
5802 | 1.4297e-05 | 7.7768e-05 | 0.0017327 | 3.7138 | 3.7358 | 3.0192 | 6.232 | 6.2979 | 4.4187 | 0.00022125
5803 | 3.6559e-05 | 8.9587e-05 | 0 | 3.611 | 3.7341 | 3.0192 | 5.9306 | 6.2929 | 4.4187 | 0.00019536
5804 | 2.763e-05 | 8.2108e-05 | 0 | 3.5312 | 3.7341 | 3.0192 | 5.7057 | 6.2929 | 4.4187 | 0.00020748
5805 | 2.0821e-05 | 7.7414e-05 | 0 | 3.4662 | 3.7358 | 3.0192 | 5.5277 | 6.2979 | 4.4187 | 0.00022567
5806 | 9.1203e-06 | 7.4163e-05 | 0 | 3.427 | 3.7341 | 3.0192 | 5.4224 | 6.2929 | 4.4187 | 2.7861e-06
5807 | 4.3783e-06 | 7.3134e-05 | 0 | 3.4145 | 3.7325 | 3.0192 | 5.3894 | 6.288 | 4.4187 | 1.1636e-05
5808 | 5.9124e-06 | 7.3518e-05 | 0 | 3.3995 | 3.7325 | 3.0192 | 5.3496 | 6.288 | 4.4187 | 1.8847e-05
5809 | 5.2338e-06 | 7.2755e-05 | 0 | 3.3927 | 3.7308 | 3.0192 | 5.3317 | 6.283 | 4.4187 | 2.3108e-05
5810 | 6.8398e-06 | 7.3986e-05 | 0 | 3.4339 | 3.7308 | 3.0192 | 5.4409 | 6.283 | 4.4187 | 2.1961e-05
5811 | 9.1977e-06 | 7.4692e-05 | 0 | 3.3967 | 3.7292 | 3.0192 | 5.3425 | 6.278 | 4.4187 | 2.5894e-05
5812 | 1.0714e-05 | 7.4994e-05 | 0 | 3.355 | 3.7292 | 3.0192 | 5.2337 | 6.278 | 4.4187 | 2.2944e-05
5813 | 3.3232e-05 | 8.1857e-05 | 0.0013861 | 3.3577 | 3.7292 | 3.0192 | 5.2406 | 6.278 | 4.4187 | 2.1142e-05
5814 | 4.0987e-05 | 8.4217e-05 | 0.01054 | 3.4173 | 3.7292 | 3.0192 | 5.3967 | 6.278 | 4.4187 | 2.36e-05
5815 | 5.0685e-05 | 8.6216e-05 | 0.019925 | 3.5107 | 3.7292 | 3.0192 | 5.6491 | 6.278 | 4.4187 | 0.00051395
5816 | 1.496e-05 | 7.5514e-05 | 0.031476 | 3.5941 | 3.7275 | 3.0192 | 5.8825 | 6.2731 | 4.4187 | 0.00054772
5817 | 1.5954e-05 | 7.6144e-05 | 0.042306 | 3.7204 | 3.7259 | 3.0192 | 6.2515 | 6.2681 | 4.4187 | 6.7358e-05
5818 | 8.8175e-06 | 7.3158e-05 | 0.05198 | 3.8227 | 3.7259 | 3.0192 | 6.5656 | 6.2681 | 4.4187 | 7.2439e-05
5819 | 2.5486e-05 | 7.9218e-05 | 0.0566 | 3.8787 | 3.7243 | 3.0192 | 6.7433 | 6.2632 | 4.4187 | 8.6369e-05
5820 | 2.7049e-05 | 7.8053e-05 | 0.055373 | 3.8948 | 3.7259 | 3.0192 | 6.795 | 6.2681 | 4.4187 | 9.1778e-05
5821 | 3.4503e-05 | 8.2903e-05 | 0.05003 | 3.893 | 3.7243 | 3.0192 | 6.7892 | 6.2632 | 4.4187 | 7.9322e-05
5822 | 2.5622e-05 | 8.0548e-05 | 0.046276 | 3.8576 | 3.7243 | 3.0192 | 6.6755 | 6.2632 | 4.4187 | 6.4408e-05
5823 | 1.9207e-05 | 7.7148e-05 | 0.033642 | 3.8331 | 3.7226 | 3.0192 | 6.5982 | 6.2583 | 4.4187 | 0.00024747
5824 | 3.2544e-05 | 8.1177e-05 | 0.022452 | 3.7751 | 3.7226 | 3.0192 | 6.4176 | 6.2583 | 4.4187 | 0.00024862
5825 | 2.0254e-05 | 8.0778e-05 | 0.010179 | 3.7171 | 3.7226 | 3.0192 | 6.2417 | 6.2583 | 4.4187 | 3.8186e-05
5826 | 1.1381e-05 | 7.9514e-05 | 0.0014439 | 3.6295 | 3.7226 | 3.0192 | 5.9841 | 6.2583 | 4.4187 | 5.0478e-05
5827 | 4.0269e-05 | 8.7697e-05 | 0 | 3.5445 | 3.721 | 3.0192 | 5.7427 | 6.2534 | 4.4187 | 4.3594e-05
5828 | 3.4258e-05 | 8.7443e-05 | 0 | 3.4977 | 3.721 | 3.0192 | 5.6133 | 6.2534 | 4.4187 | 0.00016356
5829 | 3.299e-05 | 8.1849e-05 | 0 | 3.5093 | 3.7193 | 3.0192 | 5.6451 | 6.2485 | 4.4187 | 0.00013849
5830 | 1.7277e-05 | 7.9573e-05 | 0 | 3.4776 | 3.7193 | 3.0192 | 5.5585 | 6.2485 | 4.4187 | 0.00013636
5831 | 4.3569e-06 | 7.7165e-05 | 0 | 3.4159 | 3.721 | 3.0192 | 5.393 | 6.2534 | 4.4187 | 2.3108e-05
5832 | 6.277e-06 | 7.7424e-05 | 0 | 3.3981 | 3.721 | 3.0192 | 5.346 | 6.2534 | 4.4187 | 1.0817e-05
5833 | 5.6623e-06 | 7.656e-05 | 0 | 3.3697 | 3.7193 | 3.0192 | 5.2718 | 6.2485 | 4.4187 | 1.9831e-05
5834 | 6.9067e-06 | 7.4853e-05 | 0 | 3.367 | 3.7193 | 3.0192 | 5.2648 | 6.2485 | 4.4187 | 2.6222e-05
5835 | 1.3425e-05 | 7.6512e-05 | 0 | 3.3445 | 3.7193 | 3.0192 | 5.2064 | 6.2485 | 4.4187 | 3.1467e-05
5836 | 2.5258e-05 | 7.9038e-05 | 0 | 3.3313 | 3.7193 | 3.0192 | 5.1726 | 6.2485 | 4.4187 | 2.1142e-05
5837 | 4.9465e-05 | 8.6817e-05 | 0.0019059 | 3.3261 | 3.7177 | 3.0192 | 5.1592 | 6.2436 | 4.4187 | 1.6389e-05
5838 | 5.6981e-05 | 8.856e-05 | 0.011551 | 3.3524 | 3.7177 | 3.0192 | 5.2269 | 6.2436 | 4.4187 | 2.065e-05
5839 | 4.1969e-05 | 8.2774e-05 | 0.027506 | 3.3927 | 3.7177 | 3.0192 | 5.3317 | 6.2436 | 4.4187 | 0.00050314
5840 | 3.3188e-05 | 7.8197e-05 | 0.043966 | 3.4691 | 3.7177 | 3.0192 | 5.5353 | 6.2436 | 4.4187 | 0.00052051
5841 | 1.325e-05 | 7.4128e-05 | 0.044183 | 3.5297 | 3.7161 | 3.0192 | 5.7016 | 6.2387 | 4.4187 | 8.0797e-05
5842 | 2.0379e-05 | 8.1578e-05 | 0.052124 | 3.5865 | 3.7161 | 3.0192 | 5.8609 | 6.2387 | 4.4187 | 6.3261e-05
5843 | 1.5927e-05 | 8.266e-05 | 0.066635 | 3.6389 | 3.7144 | 3.0192 | 6.0111 | 6.2338 | 4.4187 | 8.5222e-05
5844 | 2.855e-05 | 8.6578e-05 | 0.062953 | 3.7318 | 3.7144 | 3.0192 | 6.286 | 6.2338 | 4.4187 | 9.0303e-05
5845 | 4.5792e-05 | 8.7872e-05 | 0.050536 | 3.7751 | 3.7144 | 3.0192 | 6.4176 | 6.2338 | 4.4187 | 8.3911e-05
5846 | 3.7402e-05 | 8.4748e-05 | 0.045699 | 3.7988 | 3.7161 | 3.0192 | 6.4907 | 6.2387 | 4.4187 | 7.4242e-05
5847 | 1.8417e-05 | 7.7016e-05 | 0.031621 | 3.7734 | 3.7161 | 3.0192 | 6.4124 | 6.2387 | 4.4187 | 0.00028091
5848 | 1.4659e-05 | 7.5804e-05 | 0.019853 | 3.7567 | 3.7144 | 3.0192 | 6.3613 | 6.2338 | 4.4187 | 0.00023682
5849 | 1.314e-05 | 7.8663e-05 | 0.0096018 | 3.6928 | 3.7128 | 3.0192 | 6.1693 | 6.2289 | 4.4187 | 3.2286e-05
5850 | 1.0492e-05 | 7.9274e-05 | 0.0017327 | 3.5534 | 3.7128 | 3.0192 | 5.7676 | 6.2289 | 4.4187 | 4.2775e-05
5851 | 2.4572e-05 | 8.325e-05 | 0 | 3.4535 | 3.7128 | 3.0192 | 5.4934 | 6.2289 | 4.4187 | 3.7694e-05
5852 | 2.4879e-05 | 8.4519e-05 | 0 | 3.3886 | 3.7128 | 3.0192 | 5.3211 | 6.2289 | 4.4187 | 0.00014832
5853 | 2.969e-05 | 8.1688e-05 | 0 | 3.3352 | 3.7112 | 3.0192 | 5.1827 | 6.224 | 4.4187 | 0.00016536
5854 | 1.1962e-05 | 7.9399e-05 | 0 | 3.3092 | 3.7096 | 3.0192 | 5.1162 | 6.2192 | 4.4187 | 0.00014947
5855 | 7.8406e-06 | 8.1503e-05 | 0 | 3.2925 | 3.7096 | 3.0192 | 5.0738 | 6.2192 | 4.4187 | 6.2278e-06
5856 | 1.0967e-05 | 8.4033e-05 | 0 | 3.2797 | 3.7079 | 3.0192 | 5.0418 | 6.2143 | 4.4187 | 5.0805e-06
5857 | 1.1081e-05 | 8.6219e-05 | 0 | 3.2633 | 3.7079 | 3.0192 | 5.0006 | 6.2143 | 4.4187 | 9.8333e-06
5858 | 1.4789e-05 | 8.6619e-05 | 0 | 3.2102 | 3.7079 | 3.0192 | 4.8693 | 6.2143 | 4.4187 | 1.3439e-05
5859 | 1.8925e-05 | 8.5204e-05 | 0 | 3.1992 | 3.7079 | 3.0192 | 4.8427 | 6.2143 | 4.4187 | 8.1944e-06
5860 | 2.2346e-05 | 8.393e-05 | 0 | 3.1884 | 3.7079 | 3.0192 | 4.8164 | 6.2143 | 4.4187 | 1.2128e-05
5861 | 4.4569e-05 | 8.8548e-05 | 0.0015883 | 3.2102 | 3.7079 | 3.0192 | 4.8693 | 6.2143 | 4.4187 | 1.4094e-05
5862 | 5.1506e-05 | 8.912e-05 | 0.010324 | 3.2886 | 3.7079 | 3.0192 | 5.0642 | 6.2143 | 4.4187 | 9.6694e-06
5863 | 5.8248e-05 | 9.1847e-05 | 0.02303 | 3.3967 | 3.7063 | 3.0192 | 5.3425 | 6.2095 | 4.4187 | 0.00054214
5864 | 1.7453e-05 | 8.3883e-05 | 0.035736 | 3.4862 | 3.7031 | 3.0192 | 5.5818 | 6.1998 | 4.4187 | 6.5064e-05
5865 | 7.7334e-06 | 8.1154e-05 | 0.040934 | 3.582 | 3.7031 | 3.0192 | 5.848 | 6.1998 | 4.4187 | 6.4408e-05
5866 | 1.1204e-05 | 8.3132e-05 | 0.046782 | 3.6848 | 3.7031 | 3.0192 | 6.1455 | 6.1998 | 4.4187 | 7.6372e-05
5867 | 1.0389e-05 | 8.4583e-05 | 0.039995 | 3.792 | 3.7031 | 3.0192 | 6.4697 | 6.1998 | 4.4187 | 7.4897e-05
5868 | 1.1455e-05 | 8.1887e-05 | 0.043461 | 3.8436 | 3.7031 | 3.0192 | 6.6311 | 6.1998 | 4.4187 | 0.00018913
5869 | 1.6831e-05 | 7.9223e-05 | 0.030682 | 3.8628 | 3.7031 | 3.0192 | 6.6923 | 6.1998 | 4.4187 | 7.0636e-05
5870 | 9.1584e-06 | 7.6302e-05 | 0.024546 | 3.8823 | 3.7031 | 3.0192 | 6.7547 | 6.1998 | 4.4187 | 9.5219e-05
5871 | 9.4588e-06 | 7.4419e-05 | 0.018698 | 3.8859 | 3.7031 | 3.0192 | 6.7662 | 6.1998 | 4.4187 | 7.6208e-05
5872 | 6.6915e-06 | 7.3451e-05 | 0.013067 | 3.8593 | 3.7015 | 3.0192 | 6.6811 | 6.195 | 4.4187 | 5.2936e-05
5873 | 1.2145e-05 | 7.8394e-05 | 0.0046782 | 3.7567 | 3.7015 | 3.0192 | 6.3613 | 6.195 | 4.4187 | 7.1455e-05
5874 | 1.3066e-05 | 8.0077e-05 | 0.00092408 | 3.6483 | 3.6998 | 3.0192 | 6.0384 | 6.1902 | 4.4187 | 0.00025009
5875 | 1.5517e-05 | 8.0563e-05 | 0 | 3.5006 | 3.6998 | 3.0192 | 5.6212 | 6.1902 | 4.4187 | 0.00019273
5876 | 1.9549e-05 | 8.2952e-05 | 0 | 3.394 | 3.6998 | 3.0192 | 5.3353 | 6.1902 | 4.4187 | 0.00023846
5877 | 1.6204e-05 | 7.7724e-05 | 0 | 3.3366 | 3.6998 | 3.0192 | 5.1861 | 6.1902 | 4.4187 | 0.00018946
5878 | 7.5143e-06 | 7.8008e-05 | 0 | 3.3079 | 3.6998 | 3.0192 | 5.1129 | 6.1902 | 4.4187 | 9.1778e-06
5879 | 3.8234e-06 | 8.028e-05 | 0 | 3.2633 | 3.6966 | 3.0192 | 5.0006 | 6.1806 | 4.4187 | 8.6861e-06
5880 | 6.2274e-06 | 8.2838e-05 | 0 | 3.231 | 3.6966 | 3.0192 | 4.9204 | 6.1806 | 4.4187 | 8.0305e-06
5881 | 7.0308e-06 | 8.4645e-05 | 0 | 3.2175 | 3.6966 | 3.0192 | 4.8872 | 6.1806 | 4.4187 | 6.2278e-06
5882 | 8.5051e-06 | 8.5821e-05 | 0 | 3.1824 | 3.695 | 3.0192 | 4.8019 | 6.1758 | 4.4187 | 1.2292e-05
5883 | 1.0878e-05 | 8.6662e-05 | 0 | 3.1765 | 3.6934 | 3.0192 | 4.7874 | 6.171 | 4.4187 | 6.8833e-06
5884 | 1.3831e-05 | 8.7431e-05 | 0 | 3.1776 | 3.6934 | 3.0192 | 4.7903 | 6.171 | 4.4187 | 1.0653e-05
5885 | 2.8483e-05 | 9.1621e-05 | 0.0012995 | 3.1812 | 3.6934 | 3.0192 | 4.799 | 6.171 | 4.4187 | 1.475e-05
5886 | 5.1528e-05 | 9.9025e-05 | 0.0075803 | 3.2608 | 3.6934 | 3.0192 | 4.9944 | 6.171 | 4.4187 | 8.3583e-06
5887 | 3.9639e-05 | 9.3652e-05 | 0.01942 | 3.3751 | 3.6934 | 3.0192 | 5.2858 | 6.171 | 4.4187 | 0.00056492
5888 | 3.044e-05 | 9.1501e-05 | 0.030827 | 3.5136 | 3.6934 | 3.0192 | 5.6571 | 6.171 | 4.4187 | 7.1455e-05
5889 | 1.7096e-05 | 8.6491e-05 | 0.040717 | 3.642 | 3.6934 | 3.0192 | 6.0202 | 6.171 | 4.4187 | 6.1622e-05
5890 | 8.4915e-06 | 8.3131e-05 | 0.042522 | 3.755 | 3.6918 | 3.0192 | 6.3562 | 6.1662 | 4.4187 | 8.7517e-05
5891 | 1.5722e-05 | 8.6346e-05 | 0.040717 | 3.8646 | 3.6918 | 3.0192 | 6.698 | 6.1662 | 4.4187 | 7.8175e-05
5892 | 2.2974e-05 | 8.5395e-05 | 0.04014 | 3.8966 | 3.6918 | 3.0192 | 6.8008 | 6.1662 | 4.4187 | 0.00017339
5893 | 2.9484e-05 | 8.3024e-05 | 0.036313 | 3.9273 | 3.6902 | 3.0192 | 6.9009 | 6.1614 | 4.4187 | 7.7028e-05
5894 | 2.6889e-05 | 8.1655e-05 | 0.033642 | 3.964 | 3.6902 | 3.0192 | 7.0225 | 6.1614 | 4.4187 | 8.4567e-05
5895 | 2.1455e-05 | 7.8053e-05 | 0.027578 | 3.9845 | 3.6885 | 3.0192 | 7.0912 | 6.1567 | 4.4187 | 7.67e-05
5896 | 1.6804e-05 | 7.6508e-05 | 0.020864 | 3.9236 | 3.6885 | 3.0192 | 6.889 | 6.1567 | 4.4187 | 5.31e-05
5897 | 2.6787e-05 | 8.2812e-05 | 0.0093852 | 3.8349 | 3.6869 | 3.0192 | 6.6036 | 6.1519 | 4.4187 | 5.4247e-05
5898 | 9.4325e-06 | 7.9015e-05 | 0.0012706 | 3.6358 | 3.6853 | 3.0192 | 6.0021 | 6.1472 | 4.4187 | 0.0002106
5899 | 3.2442e-05 | 8.521e-05 | 0 | 3.5107 | 3.6853 | 3.0192 | 5.6491 | 6.1472 | 4.4187 | 0.00022191
5900 | 3.0249e-05 | 8.7035e-05 | 0 | 3.462 | 3.6853 | 3.0192 | 5.5162 | 6.1472 | 4.4187 | 0.00021863
5901 | 3.4016e-05 | 8.4368e-05 | 0 | 3.4256 | 3.6853 | 3.0192 | 5.4187 | 6.1472 | 4.4187 | 0.00019355
5902 | 1.5539e-05 | 7.6258e-05 | 0 | 3.3954 | 3.6853 | 3.0192 | 5.3389 | 6.1472 | 4.4187 | 1.0981e-05
5903 | 8.948e-06 | 7.4541e-05 | 0 | 3.3604 | 3.6853 | 3.0192 | 5.2475 | 6.1472 | 4.4187 | 8.85e-06
5904 | 1.2429e-05 | 7.6399e-05 | 0 | 3.3248 | 3.6837 | 3.0192 | 5.1559 | 6.1424 | 4.4187 | 9.5055e-06
5905 | 1.4724e-05 | 7.6705e-05 | 0 | 3.3015 | 3.6837 | 3.0192 | 5.0966 | 6.1424 | 4.4187 | 1.6061e-05
5906 | 2.1141e-05 | 7.8872e-05 | 0 | 3.2874 | 3.6837 | 3.0192 | 5.061 | 6.1424 | 4.4187 | 6.8833e-06
5907 | 2.5783e-05 | 7.9301e-05 | 0 | 3.2446 | 3.6837 | 3.0192 | 4.954 | 6.1424 | 4.4187 | 7.5389e-06
5908 | 2.9034e-05 | 8.0787e-05 | 0 | 3.2248 | 3.6837 | 3.0192 | 4.9053 | 6.1424 | 4.4187 | 5.4083e-06
5909 | 3.2819e-05 | 8.197e-05 | 0.00080857 | 3.2371 | 3.6837 | 3.0192 | 4.9356 | 6.1424 | 4.4187 | 1.2292e-05
5910 | 7.002e-05 | 9.3163e-05 | 0.0059199 | 3.3209 | 3.6837 | 3.0192 | 5.1459 | 6.1424 | 4.4187 | 1.1472e-05
5911 | 6.4496e-05 | 8.9954e-05 | 0.013067 | 3.4606 | 3.6805 | 3.0192 | 5.5124 | 6.1329 | 4.4187 | 0.00060016
5912 | 4.1972e-05 | 8.2997e-05 | 0.020864 | 3.6079 | 3.6805 | 3.0192 | 5.9218 | 6.1329 | 4.4187 | 8.3255e-05
5913 | 2.2895e-05 | 7.7855e-05 | 0.029527 | 3.75 | 3.6805 | 3.0192 | 6.341 | 6.1329 | 4.4187 | 5.8508e-05
5914 | 1.2031e-05 | 7.1816e-05 | 0.041945 | 3.8859 | 3.6805 | 3.0192 | 6.7662 | 6.1329 | 4.4187 | 7.6044e-05
5915 | 1.8485e-05 | 7.9047e-05 | 0.05068 | 3.9548 | 3.6805 | 3.0192 | 6.9917 | 6.1329 | 4.4187 | 6.0967e-05
5916 | 2.2046e-05 | 8.0133e-05 | 0.043605 | 4.0415 | 3.6805 | 3.0192 | 7.2856 | 6.1329 | 4.4187 | 0.00019847
5917 | 3.2675e-05 | 8.2284e-05 | 0.030321 | 4.0707 | 3.6805 | 3.0192 | 7.3868 | 6.1329 | 4.4187 | 9.1286e-05
5918 | 2.5168e-05 | 8.0569e-05 | 0.030033 | 4.1464 | 3.6789 | 3.0192 | 7.6564 | 6.1282 | 4.4187 | 5.8508e-05
5919 | 2.2706e-05 | 7.8362e-05 | 0.025051 | 4.1545 | 3.6789 | 3.0192 | 7.6859 | 6.1282 | 4.4187 | 5.9328e-05
5920 | 1.8605e-05 | 7.7086e-05 | 0.016027 | 4.1122 | 3.6789 | 3.0192 | 7.5334 | 6.1282 | 4.4187 | 6.0475e-05
5921 | 3.0436e-05 | 8.3938e-05 | 0.0080135 | 4.0071 | 3.6789 | 3.0192 | 7.1677 | 6.1282 | 4.4187 | 7.0308e-05
5922 | 1.4645e-05 | 8.0615e-05 | 0.00080857 | 3.8039 | 3.6773 | 3.0192 | 6.5066 | 6.1235 | 4.4187 | 0.00021027
5923 | 1.7763e-05 | 8.0805e-05 | 0 | 3.6562 | 3.6773 | 3.0192 | 6.0614 | 6.1235 | 4.4187 | 0.00023797
5924 | 2.5173e-05 | 8.4544e-05 | 0 | 3.5624 | 3.6773 | 3.0192 | 5.7927 | 6.1235 | 4.4187 | 0.00022961
5925 | 2.0392e-05 | 8.0277e-05 | 0 | 3.4521 | 3.6773 | 3.0192 | 5.4896 | 6.1235 | 4.4187 | 0.00019306
5926 | 1.0199e-05 | 7.4927e-05 | 0 | 3.4132 | 3.6757 | 3.0192 | 5.3858 | 6.1188 | 4.4187 | 2.2944e-06
5927 | 5.2274e-06 | 7.4008e-05 | 0 | 3.3845 | 3.6757 | 3.0192 | 5.3104 | 6.1188 | 4.4187 | 1.18e-05
5928 | 6.4757e-06 | 7.3599e-05 | 0 | 3.3738 | 3.6757 | 3.0192 | 5.2823 | 6.1188 | 4.4187 | 1.0653e-05
5929 | 6.0856e-06 | 7.4466e-05 | 0 | 3.3927 | 3.6757 | 3.0192 | 5.3317 | 6.1188 | 4.4187 | 9.6694e-06
5930 | 7.4541e-06 | 7.4905e-05 | 0 | 3.3724 | 3.6757 | 3.0192 | 5.2788 | 6.1188 | 4.4187 | 4.2611e-06
5931 | 1.0113e-05 | 7.5397e-05 | 0 | 3.3366 | 3.6773 | 3.0192 | 5.1861 | 6.1235 | 4.4187 | 1.0161e-05
5932 | 1.2065e-05 | 7.5525e-05 | 0 | 3.3458 | 3.6773 | 3.0192 | 5.2098 | 6.1235 | 4.4187 | 1.5406e-05
5933 | 2.1493e-05 | 7.7778e-05 | 0.0011551 | 3.3287 | 3.6773 | 3.0192 | 5.1659 | 6.1235 | 4.4187 | 1.5242e-05
5934 | 3.6382e-05 | 8.2553e-05 | 0.0094574 | 3.3967 | 3.6773 | 3.0192 | 5.3425 | 6.1235 | 4.4187 | 1.4094e-05
5935 | 3.1521e-05 | 7.7109e-05 | 0.023607 | 3.549 | 3.6773 | 3.0192 | 5.7551 | 6.1235 | 4.4187 | 0.00050084
5936 | 4.5765e-05 | 8.6849e-05 | 0.030682 | 3.6768 | 3.6757 | 3.0192 | 6.1219 | 6.1188 | 4.4187 | 7.7355e-05
5937 | 1.7893e-05 | 8.0041e-05 | 0.045987 | 3.8022 | 3.6757 | 3.0192 | 6.5013 | 6.1188 | 4.4187 | 6.9817e-05
5938 | 1.0503e-05 | 7.8828e-05 | 0.052052 | 3.8734 | 3.6757 | 3.0192 | 6.7262 | 6.1188 | 4.4187 | 8.6369e-05
5939 | 1.6463e-05 | 8.287e-05 | 0.044832 | 3.9437 | 3.6757 | 3.0192 | 6.9551 | 6.1188 | 4.4187 | 7.4897e-05
5940 | 2.5953e-05 | 8.3785e-05 | 0.045265 | 4.0338 | 3.6757 | 3.0192 | 7.259 | 6.1188 | 4.4187 | 0.00015766
5941 | 2.6009e-05 | 8.0828e-05 | 0.034797 | 4.1102 | 3.6757 | 3.0192 | 7.5263 | 6.1188 | 4.4187 | 8.5714e-05
5942 | 4.0524e-05 | 8.4781e-05 | 0.041872 | 4.2165 | 3.6757 | 3.0192 | 7.9148 | 6.1188 | 4.4187 | 6.2605e-05
5943 | 1.8882e-05 | 7.6372e-05 | 0.031765 | 4.1873 | 3.6757 | 3.0192 | 7.8063 | 6.1188 | 4.4187 | 8.2436e-05
5944 | 1.9311e-05 | 7.4939e-05 | 0.0148 | 4.175 | 3.6741 | 3.0192 | 7.7607 | 6.1141 | 4.4187 | 5.5722e-05
5945 | 2.6407e-05 | 7.9515e-05 | 0.0061365 | 4.0864 | 3.6741 | 3.0192 | 7.442 | 6.1141 | 4.4187 | 6.4244e-05
5946 | 1.295e-05 | 7.69e-05 | 0.0012129 | 3.8227 | 3.6757 | 3.0192 | 6.5656 | 6.1188 | 4.4187 | 0.00025239
5947 | 1.4925e-05 | 8.1845e-05 | 0 | 3.6656 | 3.6757 | 3.0192 | 6.0892 | 6.1188 | 4.4187 | 0.00024223
5948 | 2.0363e-05 | 7.748e-05 | 0 | 3.6141 | 3.6757 | 3.0192 | 5.9395 | 6.1188 | 4.4187 | 0.00021896
5949 | 1.9744e-05 | 7.7885e-05 | 0 | 3.5549 | 3.6757 | 3.0192 | 5.7718 | 6.1188 | 4.4187 | 0.00020797
5950 | 8.4625e-06 | 7.4538e-05 | 0 | 3.5253 | 3.6757 | 3.0192 | 5.6894 | 6.1188 | 4.4187 | 1.3603e-05
5951 | 2.8096e-06 | 7.3e-05 | 0 | 3.4819 | 3.6773 | 3.0192 | 5.5701 | 6.1235 | 4.4187 | 1.5242e-05
5952 | 3.3726e-06 | 7.2762e-05 | 0 | 3.4423 | 3.6773 | 3.0192 | 5.4633 | 6.1235 | 4.4187 | 4.9167e-06
5953 | 1.2297e-06 | 7.2674e-05 | 0 | 3.3764 | 3.6773 | 3.0192 | 5.2893 | 6.1235 | 4.4187 | 6.8833e-06
5954 | 1.2267e-06 | 7.2436e-05 | 0 | 3.3222 | 3.6773 | 3.0192 | 5.1492 | 6.1235 | 4.4187 | 2.1469e-05
5955 | 3.205e-06 | 7.3133e-05 | 0 | 3.3131 | 3.6773 | 3.0192 | 5.126 | 6.1235 | 4.4187 | 1.6389e-05
5956 | 3.0752e-06 | 7.1358e-05 | 0 | 3.3157 | 3.6773 | 3.0192 | 5.1326 | 6.1235 | 4.4187 | 8.6861e-06
5957 | 2.1485e-05 | 7.8429e-05 | 0.00098184 | 3.3131 | 3.6773 | 3.0192 | 5.126 | 6.1235 | 4.4187 | 1.0325e-05
5958 | 2.457e-05 | 7.8767e-05 | 0.008259 | 3.3899 | 3.6773 | 3.0192 | 5.3246 | 6.1235 | 4.4187 | 1.3931e-05
5959 | 4.5047e-05 | 8.46e-05 | 0.02007 | 3.5475 | 3.6773 | 3.0192 | 5.751 | 6.1235 | 4.4187 | 0.00052674
5960 | 2.2529e-05 | 7.8094e-05 | 0.035808 | 3.653 | 3.6773 | 3.0192 | 6.0522 | 6.1235 | 4.4187 | 6.6867e-05
5961 | 8.8795e-06 | 7.4189e-05 | 0.043027 | 3.7886 | 3.6773 | 3.0192 | 6.4592 | 6.1235 | 4.4187 | 7.1619e-05
5962 | 1.4091e-05 | 7.5292e-05 | 0.049381 | 3.8805 | 3.6773 | 3.0192 | 6.749 | 6.1235 | 4.4187 | 8.5222e-05
5963 | 2.9863e-05 | 8.0336e-05 | 0.052557 | 3.9733 | 3.6773 | 3.0192 | 7.0535 | 6.1235 | 4.4187 | 7.588e-05
5964 | 2.8788e-05 | 8.0774e-05 | 0.049236 | 4.0551 | 3.6757 | 3.0192 | 7.3325 | 6.1188 | 4.4187 | 0.00017684
5965 | 2.8133e-05 | 8.01e-05 | 0.038118 | 4.1202 | 3.6757 | 3.0192 | 7.562 | 6.1188 | 4.4187 | 6.8342e-05
5966 | 2.9931e-05 | 7.8789e-05 | 0.036212 | 4.1484 | 3.6757 | 3.0192 | 7.6638 | 6.1188 | 4.4187 | 7.1128e-05
5967 | 2.2168e-05 | 7.6579e-05 | 0.021514 | 4.1565 | 3.6773 | 3.0192 | 7.6933 | 6.1235 | 4.4187 | 9.948e-05
5968 | 1.9084e-05 | 7.5632e-05 | 0.013139 | 4.1362 | 3.6773 | 3.0192 | 7.6198 | 6.1235 | 4.4187 | 6.0803e-05
5969 | 1.4579e-05 | 7.7802e-05 | 0.00566 | 4.0531 | 3.6773 | 3.0192 | 7.3257 | 6.1235 | 4.4187 | 7.6536e-05
5970 | 1.3828e-05 | 7.9109e-05 | 0.0005198 | 3.8314 | 3.6773 | 3.0192 | 6.5927 | 6.1235 | 4.4187 | 0.00021896
5971 | 1.3951e-05 | 8.3552e-05 | 0 | 3.696 | 3.6773 | 3.0192 | 6.1788 | 6.1235 | 4.4187 | 0.00021076
5972 | 2.1941e-05 | 8.113e-05 | 0 | 3.6094 | 3.6773 | 3.0192 | 5.9262 | 6.1235 | 4.4187 | 0.00022781
5973 | 1.9803e-05 | 7.7002e-05 | 0 | 3.5624 | 3.6773 | 3.0192 | 5.7927 | 6.1235 | 4.4187 | 0.00023649
5974 | 9.2909e-06 | 7.5178e-05 | 0 | 3.5151 | 3.6773 | 3.0192 | 5.6611 | 6.1235 | 4.4187 | 1.2947e-05
5975 | 4.4502e-06 | 7.3161e-05 | 0 | 3.4662 | 3.6773 | 3.0192 | 5.5277 | 6.1235 | 4.4187 | 5.5722e-06
5976 | 6.2247e-06 | 7.4057e-05 | 0 | 3.3954 | 3.6757 | 3.0192 | 5.3389 | 6.1188 | 4.4187 | 1.4094e-05
5977 | 4.984e-06 | 7.2627e-05 | 0 | 3.3471 | 3.6757 | 3.0192 | 5.2132 | 6.1188 | 4.4187 | 1.4914e-05
5978 | 5.0303e-06 | 7.3518e-05 | 0 | 3.3066 | 3.6757 | 3.0192 | 5.1096 | 6.1188 | 4.4187 | 1.6881e-05
5979 | 6.2612e-06 | 7.3961e-05 | 0 | 3.2835 | 3.6757 | 3.0192 | 5.0513 | 6.1188 | 4.4187 | 1.8519e-05
5980 | 1.013e-05 | 7.5136e-05 | 0 | 3.2772 | 3.6757 | 3.0192 | 5.0354 | 6.1188 | 4.4187 | 3.5564e-05
5981 | 9.8085e-06 | 7.5145e-05 | 0.00067381 | 3.2471 | 3.6773 | 3.0192 | 4.9602 | 6.1235 | 4.4187 | 2.7697e-05
5982 | 3.3799e-05 | 8.2136e-05 | 0.0043894 | 3.3352 | 3.6773 | 3.0192 | 5.1827 | 6.1235 | 4.4187 | 1.9503e-05
5983 | 5.9519e-05 | 8.9109e-05 | 0.01249 | 3.4762 | 3.6757 | 3.0192 | 5.5546 | 6.1188 | 4.4187 | 0.00051805
5984 | 2.7267e-05 | 7.9502e-05 | 0.018482 | 3.6373 | 3.6757 | 3.0192 | 6.0066 | 6.1188 | 4.4187 | 0.00051215
5985 | 3.5396e-05 | 8.1658e-05 | 0.026639 | 3.7767 | 3.6757 | 3.0192 | 6.4228 | 6.1188 | 4.4187 | 6.3917e-05
5986 | 1.1777e-05 | 7.4207e-05 | 0.034942 | 3.9548 | 3.6757 | 3.0192 | 6.9917 | 6.1188 | 4.4187 | 6.6047e-05
5987 | 1.5208e-05 | 7.6511e-05 | 0.040934 | 4.0668 | 3.6757 | 3.0192 | 7.3732 | 6.1188 | 4.4187 | 7.1455e-05
5988 | 2.171e-05 | 7.8596e-05 | 0.0431 | 4.0963 | 3.6757 | 3.0192 | 7.4769 | 6.1188 | 4.4187 | 9.0794e-05
5989 | 2.9296e-05 | 8.0911e-05 | 0.042667 | 4.1729 | 3.6773 | 3.0192 | 7.7532 | 6.1235 | 4.4187 | 6.2114e-05
5990 | 3.3266e-05 | 8.1944e-05 | 0.031549 | 4.2123 | 3.6773 | 3.0192 | 7.8992 | 6.1235 | 4.4187 | 8.9647e-05
5991 | 1.9456e-05 | 7.6713e-05 | 0.024979 | 4.2123 | 3.6773 | 3.0192 | 7.8992 | 6.1235 | 4.4187 | 0.00031204
5992 | 1.658e-05 | 7.5036e-05 | 0.016605 | 4.1242 | 3.6773 | 3.0192 | 7.5764 | 6.1235 | 4.4187 | 0.00025091
5993 | 1.4523e-05 | 7.5039e-05 | 0.007075 | 4.0147 | 3.6773 | 3.0192 | 7.1935 | 6.1235 | 4.4187 | 3.8186e-05
5994 | 1.3585e-05 | 7.6693e-05 | 0.00080857 | 3.77 | 3.6773 | 3.0192 | 6.4021 | 6.1235 | 4.4187 | 3.5072e-05
5995 | 1.7953e-05 | 7.9803e-05 | 0 | 3.6171 | 3.6757 | 3.0192 | 5.9483 | 6.1188 | 4.4187 | 3.3597e-05
5996 | 3.5095e-05 | 8.2962e-05 | 0 | 3.518 | 3.6757 | 3.0192 | 5.6692 | 6.1188 | 4.4187 | 0.00014799
5997 | 2.3769e-05 | 7.9383e-05 | 0 | 3.4256 | 3.6741 | 3.0192 | 5.4187 | 6.1141 | 4.4187 | 0.00015996
5998 | 1.6297e-05 | 7.6989e-05 | 0 | 3.3791 | 3.6741 | 3.0192 | 5.2963 | 6.1141 | 4.4187 | 0.00014144
5999 | 1.1819e-05 | 7.5716e-05 | 0 | 3.355 | 3.6741 | 3.0192 | 5.2337 | 6.1141 | 4.4187 | 1.9339e-05
6000 | 1.2985e-05 | 7.6211e-05 | 0 | 3.3222 | 3.6741 | 3.0192 | 5.1492 | 6.1141 | 4.4187 | 2.3272e-05
6001 | 1.564e-05 | 7.7064e-05 | 0 | 3.317 | 3.6741 | 3.0192 | 5.136 | 6.1141 | 4.4187 | 1.2619e-05
6002 | 2.0122e-05 | 7.8199e-05 | 0 | 3.2709 | 3.6741 | 3.0192 | 5.0195 | 6.1141 | 4.4187 | 2.6222e-05
6003 | 2.4389e-05 | 7.9481e-05 | 0 | 3.2224 | 3.6741 | 3.0192 | 4.8992 | 6.1141 | 4.4187 | 1.3931e-05
6004 | 2.6793e-05 | 7.9812e-05 | 0 | 3.2347 | 3.6741 | 3.0192 | 4.9295 | 6.1141 | 4.4187 | 2.6222e-05
6005 | 4.2426e-05 | 8.4731e-05 | 0.00067381 | 3.2273 | 3.6773 | 3.0192 | 4.9113 | 6.1235 | 4.4187 | 2.8189e-05
6006 | 4.3179e-05 | 8.482e-05 | 0.0053135 | 3.3313 | 3.6773 | 3.0192 | 5.1726 | 6.1235 | 4.4187 | 2.7533e-05
6007 | 3.9138e-05 | 8.2677e-05 | 0.011262 | 3.5253 | 3.6789 | 3.0192 | 5.6894 | 6.1282 | 4.4187 | 0.00050461
6008 | 4.4715e-05 | 8.4869e-05 | 0.021369 | 3.7583 | 3.6773 | 3.0192 | 6.3663 | 6.1235 | 4.4187 | 0.00053297
6009 | 3.322e-05 | 8.1689e-05 | 0.035375 | 3.893 | 3.6773 | 3.0192 | 6.7892 | 6.1235 | 4.4187 | 8.6369e-05
6010 | 1.6158e-05 | 7.5144e-05 | 0.036905 | 4.0415 | 3.6773 | 3.0192 | 7.2856 | 6.1235 | 4.4187 | 6.4736e-05
6011 | 2.7576e-05 | 7.9305e-05 | 0.05198 | 4.1504 | 3.6773 | 3.0192 | 7.6711 | 6.1235 | 4.4187 | 6.5883e-05
6012 | 2.8803e-05 | 8.046e-05 | 0.055878 | 4.2504 | 3.6773 | 3.0192 | 8.0426 | 6.1235 | 4.4187 | 6.8014e-05
6013 | 2.8304e-05 | 8.0639e-05 | 0.05003 | 4.3021 | 3.6773 | 3.0192 | 8.2422 | 6.1235 | 4.4187 | 8.5222e-05
6014 | 2.9706e-05 | 8.1109e-05 | 0.038985 | 4.3507 | 3.6773 | 3.0192 | 8.434 | 6.1235 | 4.4187 | 7.375e-05
6015 | 2.826e-05 | 7.9206e-05 | 0.035057 | 4.3619 | 3.6773 | 3.0192 | 8.4788 | 6.1235 | 4.4187 | 0.00022715
6016 | 1.6418e-05 | 7.5744e-05 | 0.017904 | 4.2525 | 3.6789 | 3.0192 | 8.0507 | 6.1282 | 4.4187 | 0.00024862
6017 | 1.1045e-05 | 7.7815e-05 | 0.0076525 | 4.1667 | 3.6789 | 3.0192 | 7.7306 | 6.1282 | 4.4187 | 4.2775e-05
6018 | 1.0482e-05 | 7.9254e-05 | 0.00080857 | 3.8805 | 3.6789 | 3.0192 | 6.749 | 6.1282 | 4.4187 | 5.0642e-05
6019 | 2.2875e-05 | 8.3409e-05 | 0 | 3.6342 | 3.6789 | 3.0192 | 5.9976 | 6.1282 | 4.4187 | 4.1792e-05
6020 | 3.0257e-05 | 8.7109e-05 | 0 | 3.5549 | 3.6789 | 3.0192 | 5.7718 | 6.1282 | 4.4187 | 0.00015602
6021 | 3.0381e-05 | 8.2333e-05 | 0 | 3.4591 | 3.6773 | 3.0192 | 5.5086 | 6.1235 | 4.4187 | 0.00013586
6022 | 2.4278e-05 | 8.002e-05 | 0 | 3.409 | 3.6773 | 3.0192 | 5.3749 | 6.1235 | 4.4187 | 0.00015176
6023 | 2.7541e-05 | 8.0937e-05 | 0 | 3.367 | 3.6773 | 3.0192 | 5.2648 | 6.1235 | 4.4187 | 2.7369e-05
6024 | 3.5535e-05 | 8.3561e-05 | 0 | 3.3339 | 3.6773 | 3.0192 | 5.1793 | 6.1235 | 4.4187 | 1.0325e-05
6025 | 3.6193e-05 | 8.3645e-05 | 0 | 3.3144 | 3.6789 | 3.0192 | 5.1293 | 6.1282 | 4.4187 | 1.3111e-05
6026 | 3.7919e-05 | 8.4229e-05 | 0 | 3.2583 | 3.6789 | 3.0192 | 4.9881 | 6.1282 | 4.4187 | 1.2292e-05
6027 | 4.1475e-05 | 8.4427e-05 | 0 | 3.2371 | 3.6789 | 3.0192 | 4.9356 | 6.1282 | 4.4187 | 1.0489e-05
6028 | 4.3081e-05 | 8.4357e-05 | 0 | 3.2334 | 3.6789 | 3.0192 | 4.9265 | 6.1282 | 4.4187 | 1.9831e-05
6029 | 4.0865e-05 | 8.4409e-05 | 0.00075082 | 3.231 | 3.6805 | 3.0192 | 4.9204 | 6.1329 | 4.4187 | 1.3931e-05
6030 | 5.544e-05 | 8.8293e-05 | 0.0082301 | 3.3235 | 3.6805 | 3.0192 | 5.1525 | 6.1329 | 4.4187 | 1.7208e-05
6031 | 6.5904e-05 | 9.0762e-05 | 0.022813 | 3.5579 | 3.6805 | 3.0192 | 5.7801 | 6.1329 | 4.4187 | 0.00051346
6032 | 4.0866e-05 | 8.3611e-05 | 0.036313 | 3.7073 | 3.6805 | 3.0192 | 6.2126 | 6.1329 | 4.4187 | 5.8836e-05
6033 | 1.9472e-05 | 7.7428e-05 | 0.046348 | 3.8876 | 3.6805 | 3.0192 | 6.7719 | 6.1329 | 4.4187 | 6.5883e-05
6034 | 8.6392e-06 | 7.3871e-05 | 0.054651 | 4.0609 | 3.6805 | 3.0192 | 7.3528 | 6.1329 | 4.4187 | 8.555e-05
6035 | 1.1286e-05 | 7.5143e-05 | 0.052846 | 4.1525 | 3.6805 | 3.0192 | 7.6785 | 6.1329 | 4.4187 | 8.0797e-05
6036 | 1.9914e-05 | 7.7159e-05 | 0.05429 | 4.2313 | 3.6805 | 3.0192 | 7.9702 | 6.1329 | 4.4187 | 0.00014897
6037 | 1.1982e-05 | 7.6115e-05 | 0.042161 | 4.3 | 3.6821 | 3.0192 | 8.2336 | 6.1377 | 4.4187 | 8.1453e-05
6038 | 1.282e-05 | 7.6116e-05 | 0.034292 | 4.3131 | 3.6821 | 3.0192 | 8.285 | 6.1377 | 4.4187 | 9.6203e-05
6039 | 1.1798e-05 | 7.4587e-05 | 0.030105 | 4.344 | 3.6821 | 3.0192 | 8.4073 | 6.1377 | 4.4187 | 7.0308e-05
6040 | 1.1919e-05 | 7.45e-05 | 0.020575 | 4.2847 | 3.6805 | 3.0192 | 8.1745 | 6.1329 | 4.4187 | 8.9319e-05
6041 | 4.6681e-06 | 7.5955e-05 | 0.0057755 | 4.1525 | 3.6821 | 3.0192 | 7.6785 | 6.1377 | 4.4187 | 6.0639e-05
6042 | 1.2075e-05 | 7.9835e-05 | 0.00038503 | 3.8611 | 3.6821 | 3.0192 | 6.6867 | 6.1377 | 4.4187 | 0.00022272
6043 | 1.9538e-05 | 8.2278e-05 | 0 | 3.7417 | 3.6821 | 3.0192 | 6.3159 | 6.1377 | 4.4187 | 0.00019978
6044 | 1.7688e-05 | 8.3721e-05 | 0 | 3.6483 | 3.6821 | 3.0192 | 6.0384 | 6.1377 | 4.4187 | 0.00024354
6045 | 2.3993e-05 | 8.0926e-05 | 0 | 3.5624 | 3.6821 | 3.0192 | 5.7927 | 6.1377 | 4.4187 | 0.00024714
6046 | 2.0051e-05 | 7.8513e-05 | 0 | 3.5151 | 3.6805 | 3.0192 | 5.6611 | 6.1329 | 4.4187 | 1.5078e-05
6047 | 1.5668e-05 | 7.7083e-05 | 0 | 3.4507 | 3.6805 | 3.0192 | 5.4858 | 6.1329 | 4.4187 | 1.5078e-05
6048 | 1.9579e-05 | 7.8381e-05 | 0 | 3.3711 | 3.6805 | 3.0192 | 5.2753 | 6.1329 | 4.4187 | 4.0972e-06
6049 | 2.1241e-05 | 7.8867e-05 | 0 | 3.3497 | 3.6805 | 3.0192 | 5.22 | 6.1329 | 4.4187 | 1.4094e-05
6050 | 2.3128e-05 | 7.9177e-05 | 0 | 3.2938 | 3.6805 | 3.0192 | 5.0771 | 6.1329 | 4.4187 | 9.0139e-06
6051 | 2.2883e-05 | 7.9054e-05 | 0 | 3.2658 | 3.6805 | 3.0192 | 5.0069 | 6.1329 | 4.4187 | 1.0325e-05
6052 | 2.4917e-05 | 7.8531e-05 | 0 | 3.2433 | 3.6805 | 3.0192 | 4.951 | 6.1329 | 4.4187 | 1.3439e-05
6053 | 4.3221e-05 | 8.4948e-05 | 0.00063531 | 3.2458 | 3.6821 | 3.0192 | 4.9571 | 6.1377 | 4.4187 | 1.18e-05
6054 | 4.1954e-05 | 8.3742e-05 | 0.0064493 | 3.3577 | 3.6821 | 3.0192 | 5.2406 | 6.1377 | 4.4187 | 1.3603e-05
6055 | 4.2218e-05 | 8.2944e-05 | 0.014944 | 3.5122 | 3.6837 | 3.0192 | 5.6531 | 6.1424 | 4.4187 | 0.0005646
6056 | 1.5174e-05 | 7.5021e-05 | 0.019781 | 3.6625 | 3.6837 | 3.0192 | 6.0799 | 6.1424 | 4.4187 | 6.5883e-05
6057 | 1.9491e-05 | 7.7369e-05 | 0.033844 | 3.8193 | 3.6837 | 3.0192 | 6.5548 | 6.1424 | 4.4187 | 6.3097e-05
6058 | 1.3058e-05 | 7.5086e-05 | 0.041872 | 3.9715 | 3.6837 | 3.0192 | 7.0473 | 6.1424 | 4.4187 | 8.2928e-05
6059 | 1.5709e-05 | 7.6673e-05 | 0.050536 | 4.0746 | 3.6837 | 3.0192 | 7.4005 | 6.1424 | 4.4187 | 7.7028e-05
6060 | 2.7787e-05 | 7.9038e-05 | 0.049741 | 4.175 | 3.6821 | 3.0192 | 7.7607 | 6.1377 | 4.4187 | 0.00018667
6061 | 2.8623e-05 | 8.1093e-05 | 0.042739 | 4.2718 | 3.6821 | 3.0192 | 8.1246 | 6.1377 | 4.4187 | 6.9325e-05
6062 | 2.4207e-05 | 7.9638e-05 | 0.0418 | 4.3043 | 3.6821 | 3.0192 | 8.2507 | 6.1377 | 4.4187 | 7.4078e-05
6063 | 1.8965e-05 | 7.6507e-05 | 0.024979 | 4.2019 | 3.6821 | 3.0192 | 7.8602 | 6.1377 | 4.4187 | 8.9483e-05
6064 | 3.0802e-05 | 7.9954e-05 | 0.015305 | 4.1873 | 3.6821 | 3.0192 | 7.8063 | 6.1377 | 4.4187 | 7.293e-05
6065 | 3.1432e-05 | 8.3512e-05 | 0.005429 | 4.0531 | 3.6821 | 3.0192 | 7.3257 | 6.1377 | 4.4187 | 7.1947e-05
6066 | 2.0171e-05 | 8.1552e-05 | 0.00043316 | 3.7767 | 3.6837 | 3.0192 | 6.4228 | 6.1424 | 4.4187 | 0.00025632
6067 | 1.4068e-05 | 8.0893e-05 | 0 | 3.7122 | 3.6837 | 3.0192 | 6.2271 | 6.1424 | 4.4187 | 0.00022109
6068 | 2.3966e-05 | 8.3604e-05 | 0 | 3.6156 | 3.6837 | 3.0192 | 5.9439 | 6.1424 | 4.4187 | 0.00022535
6069 | 2.498e-05 | 8.056e-05 | 0 | 3.5639 | 3.6853 | 3.0192 | 5.797 | 6.1472 | 4.4187 | 0.00021568
6070 | 1.6968e-05 | 7.7451e-05 | 0 | 3.5475 | 3.6853 | 3.0192 | 5.751 | 6.1472 | 4.4187 | 8.3583e-06
6071 | 1.5387e-05 | 7.5871e-05 | 0 | 3.5327 | 3.6837 | 3.0192 | 5.7098 | 6.1424 | 4.4187 | 7.8667e-06
6072 | 2.2085e-05 | 7.8007e-05 | 0 | 3.479 | 3.6837 | 3.0192 | 5.5624 | 6.1424 | 4.4187 | 6.5555e-06
6073 | 2.4207e-05 | 7.8206e-05 | 0 | 3.4132 | 3.6837 | 3.0192 | 5.3858 | 6.1424 | 4.4187 | 9.0139e-06
6074 | 2.8507e-05 | 7.999e-05 | 0 | 3.409 | 3.6853 | 3.0192 | 5.3749 | 6.1472 | 4.4187 | 1.18e-05
6075 | 3.0084e-05 | 8.0089e-05 | 0 | 3.3913 | 3.6853 | 3.0192 | 5.3282 | 6.1472 | 4.4187 | 1.3931e-05
6076 | 3.4516e-05 | 8.0771e-05 | 0 | 3.3872 | 3.6853 | 3.0192 | 5.3175 | 6.1472 | 4.4187 | 1.3439e-05
6077 | 4.5496e-05 | 8.4841e-05 | 0.00063531 | 3.3497 | 3.6853 | 3.0192 | 5.22 | 6.1472 | 4.4187 | 1.3603e-05
6078 | 6.0236e-05 | 8.9159e-05 | 0.0047648 | 3.3913 | 3.6853 | 3.0192 | 5.3282 | 6.1472 | 4.4187 | 9.6694e-06
6079 | 5.2072e-05 | 8.5814e-05 | 0.017904 | 3.5166 | 3.6853 | 3.0192 | 5.6651 | 6.1472 | 4.4187 | 0.00054624
6080 | 2.4152e-05 | 7.7135e-05 | 0.030177 | 3.6202 | 3.6853 | 3.0192 | 5.9572 | 6.1472 | 4.4187 | 7.293e-05
6081 | 1.4943e-05 | 7.5194e-05 | 0.040573 | 3.7269 | 3.6837 | 3.0192 | 6.2712 | 6.1424 | 4.4187 | 7.4897e-05
6082 | 1.2685e-05 | 7.4121e-05 | 0.047359 | 3.8297 | 3.6837 | 3.0192 | 6.5873 | 6.1424 | 4.4187 | 8.0142e-05
6083 | 1.9868e-05 | 7.637e-05 | 0.05133 | 3.9218 | 3.6837 | 3.0192 | 6.883 | 6.1424 | 4.4187 | 7.7683e-05
6084 | 3.1623e-05 | 7.9501e-05 | 0.05299 | 3.9401 | 3.6853 | 3.0192 | 6.943 | 6.1472 | 4.4187 | 0.00018405
6085 | 3.4586e-05 | 7.8321e-05 | 0.050969 | 3.9808 | 3.6853 | 3.0192 | 7.0786 | 6.1472 | 4.4187 | 6.408e-05
6086 | 2.5285e-05 | 7.7819e-05 | 0.038046 | 3.9902 | 3.6853 | 3.0192 | 7.1101 | 6.1472 | 4.4187 | 7.7355e-05
6087 | 2.212e-05 | 7.6584e-05 | 0.031476 | 4.0377 | 3.6869 | 3.0192 | 7.2723 | 6.1519 | 4.4187 | 7.3422e-05
6088 | 1.9755e-05 | 7.4708e-05 | 0.014944 | 3.9771 | 3.6853 | 3.0192 | 7.066 | 6.1472 | 4.4187 | 5.5067e-05
6089 | 3.41e-05 | 8.1343e-05 | 0.0050247 | 3.8948 | 3.6853 | 3.0192 | 6.795 | 6.1472 | 4.4187 | 8.3419e-05
6090 | 1.6487e-05 | 7.5867e-05 | 0.00040429 | 3.6249 | 3.6853 | 3.0192 | 5.9706 | 6.1472 | 4.4187 | 0.0002378
6091 | 2.3935e-05 | 8.2095e-05 | 0 | 3.4776 | 3.6853 | 3.0192 | 5.5585 | 6.1472 | 4.4187 | 0.0002047
6092 | 3.2638e-05 | 8.1696e-05 | 0 | 3.4662 | 3.6853 | 3.0192 | 5.5277 | 6.1472 | 4.4187 | 0.00020781
6093 | 4.5134e-05 | 8.5681e-05 | 0 | 3.4104 | 3.6853 | 3.0192 | 5.3785 | 6.1472 | 4.4187 | 0.00020388
6094 | 2.9039e-05 | 7.9994e-05 | 0 | 3.3791 | 3.6853 | 3.0192 | 5.2963 | 6.1472 | 4.4187 | 6.7194e-06
6095 | 3.4754e-05 | 8.2156e-05 | 0 | 3.367 | 3.6837 | 3.0192 | 5.2648 | 6.1424 | 4.4187 | 2.0486e-05
6096 | 3.8798e-05 | 8.3101e-05 | 0 | 3.3524 | 3.6837 | 3.0192 | 5.2269 | 6.1424 | 4.4187 | 1.2619e-05
6097 | 4.5517e-05 | 8.4969e-05 | 0 | 3.3235 | 3.6837 | 3.0192 | 5.1525 | 6.1424 | 4.4187 | 1.0325e-05
6098 | 5.1435e-05 | 8.6401e-05 | 0 | 3.2963 | 3.6837 | 3.0192 | 5.0836 | 6.1424 | 4.4187 | 7.7028e-06
6099 | 5.8225e-05 | 8.7753e-05 | 0 | 3.2734 | 3.6853 | 3.0192 | 5.0259 | 6.1472 | 4.4187 | 9.5055e-06
6100 | 6.3488e-05 | 9.007e-05 | 0 | 3.2747 | 3.6853 | 3.0192 | 5.029 | 6.1472 | 4.4187 | 1.6717e-05
6101 | 7.6074e-05 | 9.4223e-05 | 0.00057755 | 3.2989 | 3.6853 | 3.0192 | 5.09 | 6.1472 | 4.4187 | 5.0805e-06
6102 | 8.0848e-05 | 9.5379e-05 | 0.0073638 | 3.3445 | 3.6853 | 3.0192 | 5.2064 | 6.1472 | 4.4187 | 1.0981e-05
6103 | 7.3254e-05 | 9.205e-05 | 0.019059 | 3.4762 | 3.6853 | 3.0192 | 5.5546 | 6.1472 | 4.4187 | 0.00052002
6104 | 5.1654e-05 | 8.5792e-05 | 0.031043 | 3.5594 | 3.6853 | 3.0192 | 5.7843 | 6.1472 | 4.4187 | 6.1458e-05
6105 | 2.5807e-05 | 7.8206e-05 | 0.043749 | 3.6848 | 3.6853 | 3.0192 | 6.1455 | 6.1472 | 4.4187 | 5.9492e-05
6106 | 1.8614e-05 | 7.6007e-05 | 0.055445 | 3.7335 | 3.6853 | 3.0192 | 6.291 | 6.1472 | 4.4187 | 8.6042e-05
6107 | 2.0163e-05 | 7.6832e-05 | 0.048514 | 3.8039 | 3.6853 | 3.0192 | 6.5066 | 6.1472 | 4.4187 | 8.1125e-05
6108 | 2.4253e-05 | 7.7892e-05 | 0.046565 | 3.8331 | 3.6853 | 3.0192 | 6.5982 | 6.1472 | 4.4187 | 0.00017405
6109 | 3.2343e-05 | 7.9811e-05 | 0.043027 | 3.8823 | 3.6853 | 3.0192 | 6.7547 | 6.1472 | 4.4187 | 7.7683e-05
6110 | 2.8224e-05 | 7.8043e-05 | 0.036602 | 3.9146 | 3.6853 | 3.0192 | 6.8593 | 6.1472 | 4.4187 | 9.0303e-05
6111 | 2.2178e-05 | 7.7494e-05 | 0.031549 | 3.9456 | 3.6821 | 3.0192 | 6.9611 | 6.1377 | 4.4187 | 9.6203e-05
6112 | 1.9557e-05 | 7.5883e-05 | 0.020214 | 3.9074 | 3.6821 | 3.0192 | 6.8358 | 6.1377 | 4.4187 | 6.9817e-05
6113 | 1.4234e-05 | 7.3384e-05 | 0.0070269 | 3.821 | 3.6837 | 3.0192 | 6.5602 | 6.1424 | 4.4187 | 8.7189e-05
6114 | 3.592e-05 | 8.1336e-05 | 0.00028878 | 3.5805 | 3.6853 | 3.0192 | 5.8437 | 6.1472 | 4.4187 | 0.00020896
6115 | 2.418e-05 | 7.7522e-05 | 0 | 3.4747 | 3.6837 | 3.0192 | 5.5508 | 6.1424 | 4.4187 | 0.00022895
6116 | 3.9589e-05 | 8.27e-05 | 0 | 3.394 | 3.6837 | 3.0192 | 5.3353 | 6.1424 | 4.4187 | 0.00023829
6117 | 3.2614e-05 | 8.0798e-05 | 0 | 3.3644 | 3.6837 | 3.0192 | 5.2579 | 6.1424 | 4.4187 | 0.00020716
6118 | 2.629e-05 | 7.9147e-05 | 0 | 3.3445 | 3.6837 | 3.0192 | 5.2064 | 6.1424 | 4.4187 | 8.1944e-06
6119 | 2.6742e-05 | 7.9116e-05 | 0 | 3.3144 | 3.6837 | 3.0192 | 5.1293 | 6.1424 | 4.4187 | 1.4258e-05
6120 | 3.353e-05 | 8.1054e-05 | 0 | 3.2759 | 3.6821 | 3.0192 | 5.0322 | 6.1377 | 4.4187 | 7.375e-06
6121 | 3.1413e-05 | 8.028e-05 | 0 | 3.257 | 3.6805 | 3.0192 | 4.985 | 6.1329 | 4.4187 | 1.7208e-05
6122 | 2.8218e-05 | 7.9872e-05 | 0 | 3.2211 | 3.6821 | 3.0192 | 4.8962 | 6.1377 | 4.4187 | 1.0653e-05
6123 | 2.8704e-05 | 7.9184e-05 | 0 | 3.2187 | 3.6821 | 3.0192 | 4.8902 | 6.1377 | 4.4187 | 8.3583e-06
6124 | 2.9983e-05 | 7.8884e-05 | 0 | 3.2041 | 3.6805 | 3.0192 | 4.8545 | 6.1329 | 4.4187 | 9.3417e-06
6125 | 4.6647e-05 | 8.4897e-05 | 0.0005198 | 3.1812 | 3.6805 | 3.0192 | 4.799 | 6.1329 | 4.4187 | 5.4083e-06
6126 | 3.2349e-05 | 8.1215e-05 | 0.0084467 | 3.2471 | 3.6805 | 3.0192 | 4.9602 | 6.1329 | 4.4187 | 9.8333e-06
6127 | 3.6551e-05 | 8.1406e-05 | 0.020503 | 3.3995 | 3.6805 | 3.0192 | 5.3496 | 6.1329 | 4.4187 | 0.00055706
6128 | 2.9813e-05 | 7.9374e-05 | 0.037396 | 3.5445 | 3.6789 | 3.0192 | 5.7427 | 6.1282 | 4.4187 | 7.5225e-05
6129 | 1.4965e-05 | 7.4922e-05 | 0.048947 | 3.6816 | 3.6773 | 3.0192 | 6.136 | 6.1235 | 4.4187 | 7.2439e-05
6130 | 1.3262e-05 | 7.436e-05 | 0.055228 | 3.8159 | 3.6773 | 3.0192 | 6.544 | 6.1235 | 4.4187 | 8.8336e-05
6131 | 1.913e-05 | 7.6295e-05 | 0.058188 | 3.8593 | 3.6789 | 3.0192 | 6.6811 | 6.1282 | 4.4187 | 8.1125e-05
6132 | 2.5125e-05 | 7.7071e-05 | 0.053784 | 3.9002 | 3.6789 | 3.0192 | 6.8124 | 6.1282 | 4.4187 | 0.00020765
6133 | 2.7988e-05 | 7.9205e-05 | 0.051185 | 3.9437 | 3.6789 | 3.0192 | 6.9551 | 6.1282 | 4.4187 | 8.7189e-05
6134 | 2.5563e-05 | 7.8387e-05 | 0.044832 | 3.9939 | 3.6789 | 3.0192 | 7.1228 | 6.1282 | 4.4187 | 7.375e-05
6135 | 2.6391e-05 | 7.677e-05 | 0.034249 | 3.992 | 3.6789 | 3.0192 | 7.1165 | 6.1282 | 4.4187 | 7.1783e-05
6136 | 1.8049e-05 | 7.3676e-05 | 0.019204 | 3.9401 | 3.6773 | 3.0192 | 6.943 | 6.1235 | 4.4187 | 6.5555e-05
6137 | 2.9646e-05 | 7.7363e-05 | 0.0069306 | 3.8436 | 3.6773 | 3.0192 | 6.6311 | 6.1235 | 4.4187 | 8.1453e-05
6138 | 1.4284e-05 | 7.4807e-05 | 0.00046204 | 3.6002 | 3.6757 | 3.0192 | 5.8999 | 6.1188 | 4.4187 | 0.00023846
6139 | 3.5327e-05 | 8.2502e-05 | 0 | 3.4507 | 3.6741 | 3.0192 | 5.4858 | 6.1141 | 4.4187 | 0.0002224
6140 | 4.3181e-05 | 8.2649e-05 | 0 | 3.4634 | 3.6741 | 3.0192 | 5.52 | 6.1141 | 4.4187 | 0.00022781
6141 | 4.3373e-05 | 8.4308e-05 | 0 | 3.42 | 3.6741 | 3.0192 | 5.404 | 6.1141 | 4.4187 | 0.00022141
6142 | 4.2047e-05 | 8.4207e-05 | 0 | 3.359 | 3.6741 | 3.0192 | 5.2441 | 6.1141 | 4.4187 | 1.9994e-05
6143 | 4.8922e-05 | 8.6196e-05 | 0 | 3.2963 | 3.6725 | 3.0192 | 5.0836 | 6.1094 | 4.4187 | 1.2947e-05
6144 | 5.5533e-05 | 8.8103e-05 | 0 | 3.2823 | 3.6725 | 3.0192 | 5.0481 | 6.1094 | 4.4187 | 1.6061e-05
6145 | 5.8331e-05 | 8.9113e-05 | 0 | 3.2747 | 3.6741 | 3.0192 | 5.029 | 6.1141 | 4.4187 | 2.36e-05
6146 | 6.1602e-05 | 8.9153e-05 | 0 | 3.2925 | 3.6741 | 3.0192 | 5.0738 | 6.1141 | 4.4187 | 1.4258e-05
6147 | 6.6107e-05 | 9.1346e-05 | 0 | 3.2671 | 3.6709 | 3.0192 | 5.0101 | 6.1047 | 4.4187 | 2.7042e-05
6148 | 7.16e-05 | 9.2995e-05 | 0 | 3.2458 | 3.6709 | 3.0192 | 4.9571 | 6.1047 | 4.4187 | 1.6061e-05
6149 | 7.1626e-05 | 9.1929e-05 | 0.00038503 | 3.2187 | 3.6709 | 3.0192 | 4.8902 | 6.1047 | 4.4187 | 1.6061e-05
6150 | 9.4561e-05 | 9.9821e-05 | 0.0036097 | 3.2721 | 3.6709 | 3.0192 | 5.0227 | 6.1047 | 4.4187 | 1.5897e-05
6151 | 8.9172e-05 | 9.7119e-05 | 0.0098184 | 3.3872 | 3.6693 | 3.0192 | 5.3175 | 6.1 | 4.4187 | 0.000541
6152 | 4.8101e-05 | 8.5036e-05 | 0.022163 | 3.4549 | 3.6709 | 3.0192 | 5.4972 | 6.1047 | 4.4187 | 0.00053837
6153 | 2.1427e-05 | 7.6997e-05 | 0.028011 | 3.5297 | 3.6709 | 3.0192 | 5.7016 | 6.1047 | 4.4187 | 8.1289e-05
6154 | 2.9511e-05 | 7.877e-05 | 0.042739 | 3.6436 | 3.6693 | 3.0192 | 6.0248 | 6.1 | 4.4187 | 7.7028e-05
6155 | 1.9079e-05 | 7.5756e-05 | 0.037252 | 3.7155 | 3.6693 | 3.0192 | 6.2369 | 6.1 | 4.4187 | 7.1619e-05
6156 | 2.3742e-05 | 7.695e-05 | 0.045121 | 3.7852 | 3.6693 | 3.0192 | 6.4487 | 6.1 | 4.4187 | 6.4408e-05
6157 | 2.971e-05 | 7.7542e-05 | 0.037469 | 3.7683 | 3.6693 | 3.0192 | 6.397 | 6.1 | 4.4187 | 7.5225e-05
6158 | 2.6963e-05 | 7.6954e-05 | 0.026928 | 3.8383 | 3.6678 | 3.0192 | 6.6146 | 6.0954 | 4.4187 | 8.6042e-05
6159 | 3.9115e-05 | 8.0333e-05 | 0.021081 | 3.8752 | 3.6678 | 3.0192 | 6.7319 | 6.0954 | 4.4187 | 0.000285
6160 | 2.2128e-05 | 7.5434e-05 | 0.012129 | 3.8297 | 3.6678 | 3.0192 | 6.5873 | 6.0954 | 4.4187 | 0.00022502
6161 | 1.4801e-05 | 7.2194e-05 | 0.004476 | 3.6993 | 3.6662 | 3.0192 | 6.1884 | 6.0907 | 4.4187 | 4.048e-05
6162 | 3.0252e-05 | 7.7513e-05 | 0.00023102 | 3.5006 | 3.6646 | 3.0192 | 5.6212 | 6.0861 | 4.4187 | 2.7533e-05
6163 | 3.6536e-05 | 8.4349e-05 | 0 | 3.4008 | 3.6646 | 3.0192 | 5.3532 | 6.0861 | 4.4187 | 3.4581e-05
6164 | 3.5776e-05 | 8.1943e-05 | 0 | 3.3458 | 3.6646 | 3.0192 | 5.2098 | 6.0861 | 4.4187 | 0.0001634
6165 | 3.4476e-05 | 8.1364e-05 | 0 | 3.3222 | 3.6646 | 3.0192 | 5.1492 | 6.0861 | 4.4187 | 0.0001457
6166 | 2.3032e-05 | 7.808e-05 | 0 | 3.363 | 3.663 | 3.0192 | 5.2544 | 6.0814 | 4.4187 | 0.00016848
6167 | 2.3506e-05 | 7.8223e-05 | 0 | 3.3157 | 3.663 | 3.0192 | 5.1326 | 6.0814 | 4.4187 | 1.2783e-05
6168 | 3.1123e-05 | 7.9478e-05 | 0 | 3.2696 | 3.663 | 3.0192 | 5.0164 | 6.0814 | 4.4187 | 1.9503e-05
6169 | 3.6333e-05 | 8.2158e-05 | 0 | 3.2835 | 3.6646 | 3.0192 | 5.0513 | 6.0861 | 4.4187 | 2.5894e-05
6170 | 3.7658e-05 | 8.1769e-05 | 0 | 3.2925 | 3.663 | 3.0192 | 5.0738 | 6.0814 | 4.4187 | 1.8683e-05
6171 | 3.6806e-05 | 8.2237e-05 | 0 | 3.2709 | 3.663 | 3.0192 | 5.0195 | 6.0814 | 4.4187 | 1.7536e-05
6172 | 3.5844e-05 | 8.119e-05 | 0 | 3.2433 | 3.663 | 3.0192 | 4.951 | 6.0814 | 4.4187 | 1.6717e-05
6173 | 4.8218e-05 | 8.5837e-05 | 0.00028878 | 3.2285 | 3.6598 | 3.0192 | 4.9143 | 6.0721 | 4.4187 | 2.2125e-05
6174 | 3.7562e-05 | 8.2614e-05 | 0.0038985 | 3.2533 | 3.6598 | 3.0192 | 4.9757 | 6.0721 | 4.4187 | 2.4583e-05
6175 | 4.1992e-05 | 8.281e-05 | 0.0098905 | 3.3431 | 3.6598 | 3.0192 | 5.203 | 6.0721 | 4.4187 | 0.00049363
6176 | 3.5626e-05 | 8.081e-05 | 0.017399 | 3.4465 | 3.6598 | 3.0192 | 5.4745 | 6.0721 | 4.4187 | 0.00049117
6177 | 3.0293e-05 | 7.9171e-05 | 0.023896 | 3.5356 | 3.6582 | 3.0192 | 5.718 | 6.0675 | 4.4187 | 7.6536e-05
6178 | 1.521e-05 | 7.4166e-05 | 0.024113 | 3.6562 | 3.6582 | 3.0192 | 6.0614 | 6.0675 | 4.4187 | 7.5225e-05
6179 | 2.8555e-05 | 7.8842e-05 | 0.02368 | 3.7171 | 3.6598 | 3.0192 | 6.2417 | 6.0721 | 4.4187 | 6.8505e-05
6180 | 3.0949e-05 | 7.8968e-05 | 0.025773 | 3.7533 | 3.6598 | 3.0192 | 6.3511 | 6.0721 | 4.4187 | 7.1455e-05
6181 | 5.0677e-05 | 8.4594e-05 | 0.025051 | 3.7937 | 3.6582 | 3.0192 | 6.4749 | 6.0675 | 4.4187 | 6.2278e-05
6182 | 3.9659e-05 | 8.1664e-05 | 0.028083 | 3.8227 | 3.6582 | 3.0192 | 6.5656 | 6.0675 | 4.4187 | 7.3094e-05
6183 | 3.0392e-05 | 7.786e-05 | 0.027145 | 3.8401 | 3.6582 | 3.0192 | 6.6201 | 6.0675 | 4.4187 | 0.00023731
6184 | 2.0713e-05 | 7.4904e-05 | 0.015594 | 3.7886 | 3.6582 | 3.0192 | 6.4592 | 6.0675 | 4.4187 | 0.00025108
6185 | 2.0087e-05 | 7.9597e-05 | 0.0046782 | 3.696 | 3.6567 | 3.0192 | 6.1788 | 6.0629 | 4.4187 | 5.0805e-05
6186 | 2.743e-05 | 8.4376e-05 | 0.00028878 | 3.5386 | 3.6567 | 3.0192 | 5.7262 | 6.0629 | 4.4187 | 3.0483e-05
6187 | 4.7759e-05 | 9.1137e-05 | 0 | 3.4297 | 3.6551 | 3.0192 | 5.4298 | 6.0583 | 4.4187 | 5.4739e-05
6188 | 6.1559e-05 | 9.705e-05 | 0 | 3.3981 | 3.6551 | 3.0192 | 5.346 | 6.0583 | 4.4187 | 0.00015225
6189 | 6.9894e-05 | 9.4469e-05 | 0 | 3.363 | 3.6519 | 3.0192 | 5.2544 | 6.0491 | 4.4187 | 0.00014684
6190 | 5.8591e-05 | 8.9303e-05 | 0 | 3.3027 | 3.6519 | 3.0192 | 5.0998 | 6.0491 | 4.4187 | 0.00017274
6191 | 5.6354e-05 | 8.8446e-05 | 0 | 3.2458 | 3.6504 | 3.0192 | 4.9571 | 6.0445 | 4.4187 | 1.9339e-05
6192 | 6.1376e-05 | 9.036e-05 | 0 | 3.2396 | 3.6504 | 3.0192 | 4.9418 | 6.0445 | 4.4187 | 7.0472e-06
6193 | 6.0835e-05 | 8.87e-05 | 0 | 3.2772 | 3.6488 | 3.0192 | 5.0354 | 6.0399 | 4.4187 | 6.8833e-06
6194 | 6.3167e-05 | 9.0253e-05 | 0 | 3.2285 | 3.6488 | 3.0192 | 4.9143 | 6.0399 | 4.4187 | 8.85e-06
6195 | 6.5062e-05 | 9.0195e-05 | 0 | 3.2471 | 3.6488 | 3.0192 | 4.9602 | 6.0399 | 4.4187 | 1.7044e-05
6196 | 6.7267e-05 | 9.1884e-05 | 0 | 3.2005 | 3.6488 | 3.0192 | 4.8456 | 6.0399 | 4.4187 | 8.1944e-06
6197 | 8.8051e-05 | 9.7978e-05 | 0.00036097 | 3.1753 | 3.6456 | 3.0192 | 4.7846 | 6.0307 | 4.4187 | 1.1144e-05
6198 | 7.6802e-05 | 9.4785e-05 | 0.00566 | 3.2138 | 3.6472 | 3.0192 | 4.8783 | 6.0353 | 4.4187 | 1.4094e-05
6199 | 6.5086e-05 | 8.9735e-05 | 0.014944 | 3.3954 | 3.6472 | 3.0192 | 5.3389 | 6.0353 | 4.4187 | 0.0005546
6200 | 4.3766e-05 | 8.3572e-05 | 0.029022 | 3.5386 | 3.6472 | 3.0192 | 5.7262 | 6.0353 | 4.4187 | 7.3258e-05
6201 | 3.8966e-05 | 8.2322e-05 | 0.044038 | 3.6499 | 3.6456 | 3.0192 | 6.043 | 6.0307 | 4.4187 | 7.3094e-05
6202 | 3.1172e-05 | 7.8844e-05 | 0.050608 | 3.7106 | 3.6456 | 3.0192 | 6.2223 | 6.0307 | 4.4187 | 6.8342e-05
6203 | 2.7187e-05 | 7.8191e-05 | 0.047143 | 3.7971 | 3.6441 | 3.0192 | 6.4855 | 6.0262 | 4.4187 | 7.375e-05
6204 | 2.657e-05 | 7.7828e-05 | 0.048659 | 3.8436 | 3.6441 | 3.0192 | 6.6311 | 6.0262 | 4.4187 | 0.00021469
6205 | 2.942e-05 | 7.9474e-05 | 0.034436 | 3.8841 | 3.6425 | 3.0192 | 6.7604 | 6.0216 | 4.4187 | 7.2111e-05
6206 | 3.1865e-05 | 8.0524e-05 | 0.02996 | 3.8664 | 3.6425 | 3.0192 | 6.7036 | 6.0216 | 4.4187 | 7.7519e-05
6207 | 2.8056e-05 | 7.5754e-05 | 0.025557 | 3.8841 | 3.6425 | 3.0192 | 6.7604 | 6.0216 | 4.4187 | 8.178e-05
6208 | 3.345e-05 | 7.6049e-05 | 0.015449 | 3.8646 | 3.6425 | 3.0192 | 6.698 | 6.0216 | 4.4187 | 5.6378e-05
6209 | 3.3687e-05 | 7.9557e-05 | 0.0049669 | 3.7467 | 3.6409 | 3.0192 | 6.331 | 6.0171 | 4.4187 | 5.9819e-05
6210 | 2.9984e-05 | 8.0989e-05 | 0.00028878 | 3.5805 | 3.6394 | 3.0192 | 5.8437 | 6.0125 | 4.4187 | 0.00020437
6211 | 4.7115e-05 | 9.2528e-05 | 0 | 3.5136 | 3.6394 | 3.0192 | 5.6571 | 6.0125 | 4.4187 | 0.00022649
6212 | 6.6261e-05 | 9.3169e-05 | 0 | 3.4805 | 3.6394 | 3.0192 | 5.5663 | 6.0125 | 4.4187 | 0.00022289
6213 | 7.0095e-05 | 9.2517e-05 | 0 | 3.4159 | 3.6394 | 3.0192 | 5.393 | 6.0125 | 4.4187 | 0.00021863
6214 | 6.9301e-05 | 9.1715e-05 | 0 | 3.367 | 3.6378 | 3.0192 | 5.2648 | 6.008 | 4.4187 | 1.0817e-05
6215 | 6.8155e-05 | 9.163e-05 | 0 | 3.3379 | 3.6362 | 3.0192 | 5.1894 | 6.0034 | 4.4187 | 1.1308e-05
6216 | 6.995e-05 | 9.1361e-05 | 0 | 3.3261 | 3.6362 | 3.0192 | 5.1592 | 6.0034 | 4.4187 | 1.4094e-05
6217 | 6.9295e-05 | 9.2193e-05 | 0 | 3.3118 | 3.6347 | 3.0192 | 5.1227 | 5.9989 | 4.4187 | 1.6881e-05
6218 | 7.144e-05 | 9.214e-05 | 0 | 3.3144 | 3.6347 | 3.0192 | 5.1293 | 5.9989 | 4.4187 | 1.3111e-05
6219 | 7.3968e-05 | 9.354e-05 | 0 | 3.2848 | 3.6347 | 3.0192 | 5.0545 | 5.9989 | 4.4187 | 1.1636e-05
6220 | 7.7951e-05 | 9.4083e-05 | 0 | 3.2759 | 3.6347 | 3.0192 | 5.0322 | 5.9989 | 4.4187 | 1.1308e-05
6221 | 8.0648e-05 | 9.5857e-05 | 0.00038503 | 3.2533 | 3.6331 | 3.0192 | 4.9757 | 5.9944 | 4.4187 | 1.0161e-05
6222 | 9.0117e-05 | 9.785e-05 | 0.0060643 | 3.2633 | 3.6331 | 3.0192 | 5.0006 | 5.9944 | 4.4187 | 1.2456e-05
6223 | 0.00011587 | 0.00010531 | 0.016388 | 3.3764 | 3.6331 | 3.0192 | 5.2893 | 5.9944 | 4.4187 | 0.00052362
6224 | 4.7416e-05 | 8.5012e-05 | 0.026134 | 3.4691 | 3.6316 | 3.0192 | 5.5353 | 5.9899 | 4.4187 | 6.4244e-05
6225 | 3.6264e-05 | 8.1908e-05 | 0.037902 | 3.5594 | 3.6316 | 3.0192 | 5.7843 | 5.9899 | 4.4187 | 5.31e-05
6226 | 3.4474e-05 | 8.1244e-05 | 0.041511 | 3.5744 | 3.6316 | 3.0192 | 5.8266 | 5.9899 | 4.4187 | 7.9814e-05
6227 | 3.1927e-05 | 8.0025e-05 | 0.047359 | 3.6832 | 3.6316 | 3.0192 | 6.1408 | 5.9899 | 4.4187 | 8.0961e-05
6228 | 3.9704e-05 | 8.3089e-05 | 0.04541 | 3.7318 | 3.6284 | 3.0192 | 6.286 | 5.9809 | 4.4187 | 0.00016635
6229 | 4.4492e-05 | 8.4461e-05 | 0.042522 | 3.7567 | 3.6269 | 3.0192 | 6.3613 | 5.9764 | 4.4187 | 7.883e-05
6230 | 3.8723e-05 | 8.2031e-05 | 0.025918 | 3.8366 | 3.6269 | 3.0192 | 6.6091 | 5.9764 | 4.4187 | 5.9983e-05
6231 | 3.3738e-05 | 7.9033e-05 | 0.014294 | 3.8227 | 3.6269 | 3.0192 | 6.5656 | 5.9764 | 4.4187 | 6.6211e-05
6232 | 3.412e-05 | 7.9943e-05 | 0.010468 | 3.7954 | 3.6284 | 3.0192 | 6.4802 | 5.9809 | 4.4187 | 8.6697e-05
6233 | 4.2853e-05 | 7.9325e-05 | 0.0043316 | 3.6944 | 3.6269 | 3.0192 | 6.1741 | 5.9764 | 4.4187 | 6.4244e-05
6234 | 3.0575e-05 | 7.9142e-05 | 0 | 3.6002 | 3.6269 | 3.0192 | 5.8999 | 5.9764 | 4.4187 | 0.00020502
6235 | 5.4302e-05 | 8.9483e-05 | 0 | 3.4977 | 3.6253 | 3.0192 | 5.6133 | 5.9719 | 4.4187 | 0.00020765
6236 | 6.7178e-05 | 9.0635e-05 | 0 | 3.4705 | 3.6238 | 3.0192 | 5.5392 | 5.9674 | 4.4187 | 0.00022387
6237 | 8.8882e-05 | 9.3245e-05 | 0 | 3.4451 | 3.6238 | 3.0192 | 5.4708 | 5.9674 | 4.4187 | 0.00024436
6238 | 6.9284e-05 | 9.2211e-05 | 0 | 3.4228 | 3.6222 | 3.0192 | 5.4114 | 5.963 | 4.4187 | 9.8333e-06
6239 | 6.7736e-05 | 9.1176e-05 | 0 | 3.3872 | 3.6222 | 3.0192 | 5.3175 | 5.963 | 4.4187 | 1.2619e-05
6240 | 7.1389e-05 | 9.2982e-05 | 0 | 3.3657 | 3.6222 | 3.0192 | 5.2614 | 5.963 | 4.4187 | 1.2783e-05
6241 | 7.1066e-05 | 9.1667e-05 | 0 | 3.3497 | 3.6207 | 3.0192 | 5.22 | 5.9585 | 4.4187 | 1.0653e-05
6242 | 7.1778e-05 | 9.3308e-05 | 0 | 3.3326 | 3.6207 | 3.0192 | 5.176 | 5.9585 | 4.4187 | 1.4422e-05
6243 | 7.3924e-05 | 9.2157e-05 | 0 | 3.3157 | 3.6207 | 3.0192 | 5.1326 | 5.9585 | 4.4187 | 4.9167e-06
6244 | 7.747e-05 | 9.5004e-05 | 0 | 3.2734 | 3.6207 | 3.0192 | 5.0259 | 5.9585 | 4.4187 | 1.2128e-05
6245 | 7.6892e-05 | 9.4811e-05 | 0.00021658 | 3.2458 | 3.6222 | 3.0192 | 4.9571 | 5.963 | 4.4187 | 7.8667e-06
6246 | 8.6224e-05 | 9.678e-05 | 0.0046204 | 3.2963 | 3.6207 | 3.0192 | 5.0836 | 5.9585 | 4.4187 | 9.9972e-06
6247 | 7.3479e-05 | 9.2945e-05 | 0.012995 | 3.3497 | 3.6176 | 3.0192 | 5.22 | 5.9496 | 4.4187 | 0.00056263
6248 | 4.5509e-05 | 8.4627e-05 | 0.025557 | 3.4228 | 3.6176 | 3.0192 | 5.4114 | 5.9496 | 4.4187 | 8.85e-05
6249 | 3.5455e-05 | 8.1568e-05 | 0.039562 | 3.4919 | 3.6176 | 3.0192 | 5.5975 | 5.9496 | 4.4187 | 7.1292e-05
6250 | 2.9486e-05 | 7.9819e-05 | 0.043749 | 3.5401 | 3.6176 | 3.0192 | 5.7303 | 5.9496 | 4.4187 | 7.1783e-05
6251 | 4.239e-05 | 8.39e-05 | 0.048586 | 3.6672 | 3.6176 | 3.0192 | 6.0938 | 5.9496 | 4.4187 | 8.0633e-05
6252 | 5.1684e-05 | 8.6427e-05 | 0.044086 | 3.6656 | 3.6176 | 3.0192 | 6.0892 | 5.9496 | 4.4187 | 0.00018618
6253 | 5.6649e-05 | 8.7813e-05 | 0.033426 | 3.7818 | 3.616 | 3.0192 | 6.4383 | 5.9452 | 4.4187 | 8.5386e-05
6254 | 4.513e-05 | 8.3927e-05 | 0.020431 | 3.8331 | 3.6129 | 3.0192 | 6.5982 | 5.9363 | 4.4187 | 8.26e-05
6255 | 3.1523e-05 | 8.0243e-05 | 0.014006 | 3.8418 | 3.6129 | 3.0192 | 6.6256 | 5.9363 | 4.4187 | 6.8997e-05
6256 | 3.0613e-05 | 7.9485e-05 | 0.0054867 | 3.7483 | 3.6129 | 3.0192 | 6.336 | 5.9363 | 4.4187 | 9.5875e-05
6257 | 3.5454e-05 | 8.1578e-05 | 0.0023102 | 3.6499 | 3.6145 | 3.0192 | 6.043 | 5.9407 | 4.4187 | 6.0967e-05
6258 | 3.557e-05 | 8.0772e-05 | 0 | 3.518 | 3.6145 | 3.0192 | 5.6692 | 5.9407 | 4.4187 | 0.00023518
6259 | 4.9017e-05 | 8.5926e-05 | 0 | 3.4145 | 3.6145 | 3.0192 | 5.3894 | 5.9407 | 4.4187 | 0.00021011
6260 | 6.2689e-05 | 9.0044e-05 | 0 | 3.3524 | 3.6145 | 3.0192 | 5.2269 | 5.9407 | 4.4187 | 0.00024583
6261 | 6.8375e-05 | 9.1735e-05 | 0 | 3.3524 | 3.6114 | 3.0192 | 5.2269 | 5.9319 | 4.4187 | 0.00023485
6262 | 5.9592e-05 | 8.9538e-05 | 0 | 3.3458 | 3.6114 | 3.0192 | 5.2098 | 5.9319 | 4.4187 | 8.85e-06
6263 | 5.6773e-05 | 8.8582e-05 | 0 | 3.2938 | 3.6114 | 3.0192 | 5.0771 | 5.9319 | 4.4187 | 8.1944e-06
6264 | 6.0146e-05 | 8.9768e-05 | 0 | 3.2633 | 3.6114 | 3.0192 | 5.0006 | 5.9319 | 4.4187 | 1.0161e-05
6265 | 6.0043e-05 | 8.9592e-05 | 0 | 3.2175 | 3.6099 | 3.0192 | 4.8872 | 5.9275 | 4.4187 | 1.0817e-05
6266 | 6.0378e-05 | 8.9854e-05 | 0 | 3.2077 | 3.6099 | 3.0192 | 4.8634 | 5.9275 | 4.4187 | 1.3111e-05
6267 | 6.0975e-05 | 8.9922e-05 | 0 | 3.1992 | 3.6099 | 3.0192 | 4.8427 | 5.9275 | 4.4187 | 8.85e-06
6268 | 6.3484e-05 | 9.047e-05 | 0 | 3.1788 | 3.6083 | 3.0192 | 4.7932 | 5.9231 | 4.4187 | 1.9339e-05
6269 | 6.7367e-05 | 9.1956e-05 | 0.00028878 | 3.192 | 3.6083 | 3.0192 | 4.8251 | 5.9231 | 4.4187 | 8.3583e-06
6270 | 7.2204e-05 | 9.3482e-05 | 0.0059488 | 3.2017 | 3.6083 | 3.0192 | 4.8486 | 5.9231 | 4.4187 | 2.0486e-05
6271 | 7.8231e-05 | 9.3667e-05 | 0.016171 | 3.295 | 3.6083 | 3.0192 | 5.0803 | 5.9231 | 4.4187 | 0.00059016
6272 | 3.676e-05 | 8.1895e-05 | 0.030827 | 3.3886 | 3.6083 | 3.0192 | 5.3211 | 5.9231 | 4.4187 | 7.1292e-05
6273 | 2.6314e-05 | 7.8871e-05 | 0.047864 | 3.4535 | 3.6083 | 3.0192 | 5.4934 | 5.9231 | 4.4187 | 6.703e-05
6274 | 1.7848e-05 | 7.5629e-05 | 0.055517 | 3.543 | 3.6083 | 3.0192 | 5.7385 | 5.9231 | 4.4187 | 9.358e-05
6275 | 2.2207e-05 | 7.746e-05 | 0.049453 | 3.6233 | 3.6052 | 3.0192 | 5.9661 | 5.9143 | 4.4187 | 7.6044e-05
6276 | 4.0642e-05 | 8.2967e-05 | 0.048514 | 3.6672 | 3.6052 | 3.0192 | 6.0938 | 5.9143 | 4.4187 | 0.00018978
6277 | 3.0935e-05 | 7.8079e-05 | 0.035808 | 3.672 | 3.6052 | 3.0192 | 6.1078 | 5.9143 | 4.4187 | 9.1122e-05
6278 | 3.0034e-05 | 7.8993e-05 | 0.023968 | 3.653 | 3.6052 | 3.0192 | 6.0522 | 5.9143 | 4.4187 | 8.768e-05
6279 | 2.7682e-05 | 7.62e-05 | 0.021008 | 3.6249 | 3.6052 | 3.0192 | 5.9706 | 5.9143 | 4.4187 | 7.1619e-05
6280 | 2.2661e-05 | 7.4438e-05 | 0.013284 | 3.585 | 3.6052 | 3.0192 | 5.8566 | 5.9143 | 4.4187 | 7.1128e-05
6281 | 1.9932e-05 | 7.8165e-05 | 0.0036097 | 3.5224 | 3.6052 | 3.0192 | 5.6813 | 5.9143 | 4.4187 | 6.6703e-05
6282 | 3.8851e-05 | 8.6662e-05 | 0 | 3.4311 | 3.6037 | 3.0192 | 5.4335 | 5.9099 | 4.4187 | 0.00020535
6283 | 4.0221e-05 | 9.2583e-05 | 0 | 3.3657 | 3.6022 | 3.0192 | 5.2614 | 5.9055 | 4.4187 | 0.00019159
6284 | 5.371e-05 | 9.1219e-05 | 0 | 3.2938 | 3.6022 | 3.0192 | 5.0771 | 5.9055 | 4.4187 | 0.00022354
6285 | 5.7218e-05 | 8.8936e-05 | 0 | 3.2721 | 3.6022 | 3.0192 | 5.0227 | 5.9055 | 4.4187 | 0.00021404
6286 | 4.845e-05 | 8.6753e-05 | 0 | 3.215 | 3.6022 | 3.0192 | 4.8812 | 5.9055 | 4.4187 | 1.4422e-05
6287 | 4.5713e-05 | 8.6053e-05 | 0 | 3.2396 | 3.6022 | 3.0192 | 4.9418 | 5.9055 | 4.4187 | 4.2611e-06
6288 | 4.9741e-05 | 8.6917e-05 | 0 | 3.2065 | 3.6006 | 3.0192 | 4.8604 | 5.9011 | 4.4187 | 9.5055e-06
6289 | 5.046e-05 | 8.7004e-05 | 0 | 3.2102 | 3.5991 | 3.0192 | 4.8693 | 5.8967 | 4.4187 | 1.7536e-05
6290 | 5.2793e-05 | 8.7675e-05 | 0 | 3.1896 | 3.5991 | 3.0192 | 4.8193 | 5.8967 | 4.4187 | 6.0639e-06
6291 | 5.532e-05 | 8.737e-05 | 0 | 3.1599 | 3.5976 | 3.0192 | 4.7475 | 5.8924 | 4.4187 | 1.0653e-05
6292 | 5.9116e-05 | 8.9414e-05 | 0 | 3.167 | 3.5976 | 3.0192 | 4.7646 | 5.8924 | 4.4187 | 9.3417e-06
6293 | 6.0074e-05 | 8.9181e-05 | 0.00021658 | 3.1693 | 3.5976 | 3.0192 | 4.7703 | 5.8924 | 4.4187 | 1.0981e-05
6294 | 8.1424e-05 | 9.6385e-05 | 0.0043316 | 3.18 | 3.5976 | 3.0192 | 4.7961 | 5.8924 | 4.4187 | 1.3767e-05
6295 | 6.0553e-05 | 8.9139e-05 | 0.015522 | 3.2533 | 3.5961 | 3.0192 | 4.9757 | 5.888 | 4.4187 | 0.0005228
6296 | 3.9456e-05 | 8.3063e-05 | 0.021947 | 3.3144 | 3.5961 | 3.0192 | 5.1293 | 5.888 | 4.4187 | 7.4897e-05
6297 | 2.3116e-05 | 7.7776e-05 | 0.040789 | 3.394 | 3.5961 | 3.0192 | 5.3353 | 5.888 | 4.4187 | 6.8669e-05
6298 | 1.8497e-05 | 7.5339e-05 | 0.047431 | 3.4676 | 3.5961 | 3.0192 | 5.5315 | 5.888 | 4.4187 | 0.00011046
6299 | 2.5429e-05 | 7.7837e-05 | 0.045338 | 3.5534 | 3.593 | 3.0192 | 5.7676 | 5.8793 | 4.4187 | 7.6208e-05
6300 | 3.4398e-05 | 7.9953e-05 | 0.045771 | 3.6202 | 3.593 | 3.0192 | 5.9572 | 5.8793 | 4.4187 | 0.00020994
6301 | 2.8622e-05 | 7.8305e-05 | 0.034711 | 3.653 | 3.5915 | 3.0192 | 6.0522 | 5.875 | 4.4187 | 7.7355e-05
6302 | 2.9891e-05 | 7.9384e-05 | 0.024618 | 3.7057 | 3.5915 | 3.0192 | 6.2077 | 5.875 | 4.4187 | 7.67e-05
6303 | 4.4291e-05 | 8.302e-05 | 0.020936 | 3.6752 | 3.5915 | 3.0192 | 6.1172 | 5.875 | 4.4187 | 6.6539e-05
6304 | 2.747e-05 | 7.8887e-05 | 0.016027 | 3.5956 | 3.5915 | 3.0192 | 5.8868 | 5.875 | 4.4187 | 5.015e-05
6305 | 2.1845e-05 | 8.1203e-05 | 0.0041006 | 3.4862 | 3.5915 | 3.0192 | 5.5818 | 5.875 | 4.4187 | 6.0803e-05
6306 | 2.1084e-05 | 8.2639e-05 | 0 | 3.4008 | 3.59 | 3.0192 | 5.3532 | 5.8706 | 4.4187 | 0.0002047
6307 | 2.6843e-05 | 8.7946e-05 | 0 | 3.3392 | 3.5884 | 3.0192 | 5.1928 | 5.8663 | 4.4187 | 0.00022174
6308 | 4.2476e-05 | 8.7659e-05 | 0 | 3.2874 | 3.5884 | 3.0192 | 5.061 | 5.8663 | 4.4187 | 0.00019503
6309 | 5.446e-05 | 8.9361e-05 | 0 | 3.2683 | 3.5869 | 3.0192 | 5.0132 | 5.862 | 4.4187 | 0.00019814
6310 | 4.5937e-05 | 8.6743e-05 | 0 | 3.2558 | 3.5869 | 3.0192 | 4.9819 | 5.862 | 4.4187 | 1.2947e-05
6311 | 4.5249e-05 | 8.6198e-05 | 0 | 3.2433 | 3.5869 | 3.0192 | 4.951 | 5.862 | 4.4187 | 1.2292e-05
6312 | 4.9619e-05 | 8.5814e-05 | 0 | 3.1848 | 3.5869 | 3.0192 | 4.8076 | 5.862 | 4.4187 | 1.1964e-05
6313 | 5.0794e-05 | 8.6935e-05 | 0 | 3.186 | 3.5839 | 3.0192 | 4.8106 | 5.8534 | 4.4187 | 2.6714e-05
6314 | 5.3915e-05 | 8.6752e-05 | 0 | 3.186 | 3.5839 | 3.0192 | 4.8106 | 5.8534 | 4.4187 | 1.475e-05
6315 | 5.7916e-05 | 8.9351e-05 | 0 | 3.147 | 3.5839 | 3.0192 | 4.7166 | 5.8534 | 4.4187 | 1.8683e-05
6316 | 6.3756e-05 | 9.1051e-05 | 0 | 3.1134 | 3.5839 | 3.0192 | 4.6371 | 5.8534 | 4.4187 | 1.9831e-05
6317 | 8.4655e-05 | 9.6606e-05 | 0.00014439 | 3.0975 | 3.5824 | 3.0192 | 4.5996 | 5.8491 | 4.4187 | 2.0322e-05
6318 | 8.8249e-05 | 9.8412e-05 | 0.0041006 | 3.1157 | 3.5824 | 3.0192 | 4.6425 | 5.8491 | 4.4187 | 1.4094e-05
6319 | 6.4742e-05 | 9.0262e-05 | 0.0086633 | 3.2273 | 3.5824 | 3.0192 | 4.9113 | 5.8491 | 4.4187 | 0.00047462
6320 | 3.9751e-05 | 8.2895e-05 | 0.016532 | 3.3326 | 3.5793 | 3.0192 | 5.176 | 5.8405 | 4.4187 | 0.0004938
6321 | 4.1781e-05 | 8.3512e-05 | 0.033209 | 3.4819 | 3.5778 | 3.0192 | 5.5701 | 5.8362 | 4.4187 | 8.3747e-05
6322 | 2.3065e-05 | 7.7594e-05 | 0.043533 | 3.5714 | 3.5778 | 3.0192 | 5.8181 | 5.8362 | 4.4187 | 8.4239e-05
6323 | 2.6842e-05 | 7.8974e-05 | 0.045843 | 3.6404 | 3.5778 | 3.0192 | 6.0157 | 5.8362 | 4.4187 | 9.948e-05
6324 | 2.934e-05 | 7.9672e-05 | 0.050752 | 3.709 | 3.5778 | 3.0192 | 6.2174 | 5.8362 | 4.4187 | 6.7358e-05
6325 | 3.4662e-05 | 8.0438e-05 | 0.035014 | 3.6816 | 3.5763 | 3.0192 | 6.136 | 5.8319 | 4.4187 | 7.6372e-05
6326 | 3.1107e-05 | 7.8372e-05 | 0.02599 | 3.7269 | 3.5763 | 3.0192 | 6.2712 | 5.8319 | 4.4187 | 9.0303e-05
6327 | 3.6479e-05 | 7.9497e-05 | 0.01877 | 3.7401 | 3.5733 | 3.0192 | 6.3109 | 5.8234 | 4.4187 | 0.00027107
6328 | 1.9553e-05 | 7.4678e-05 | 0.013428 | 3.7057 | 3.5733 | 3.0192 | 6.2077 | 5.8234 | 4.4187 | 0.00028009
6329 | 1.3388e-05 | 7.7022e-05 | 0.0036963 | 3.585 | 3.5733 | 3.0192 | 5.8566 | 5.8234 | 4.4187 | 5.3592e-05
6330 | 1.4321e-05 | 7.9302e-05 | 9.6258e-05 | 3.3954 | 3.5733 | 3.0192 | 5.3389 | 5.8234 | 4.4187 | 3.54e-05
6331 | 2.4741e-05 | 8.7953e-05 | 0 | 3.3105 | 3.5733 | 3.0192 | 5.1195 | 5.8234 | 4.4187 | 5.0969e-05
6332 | 3.4967e-05 | 8.5284e-05 | 0 | 3.3053 | 3.5733 | 3.0192 | 5.1063 | 5.8234 | 4.4187 | 0.00014783
6333 | 3.9875e-05 | 8.4722e-05 | 0 | 3.2696 | 3.5733 | 3.0192 | 5.0164 | 5.8234 | 4.4187 | 0.00013668
6334 | 3.5529e-05 | 8.3051e-05 | 0 | 3.252 | 3.5718 | 3.0192 | 4.9726 | 5.8191 | 4.4187 | 0.00016471
6335 | 3.5708e-05 | 8.3235e-05 | 0 | 3.2446 | 3.5688 | 3.0192 | 4.954 | 5.8107 | 4.4187 | 2.1633e-05
6336 | 4.1264e-05 | 8.469e-05 | 0 | 3.147 | 3.5688 | 3.0192 | 4.7166 | 5.8107 | 4.4187 | 3.4089e-05
6337 | 4.2361e-05 | 8.4659e-05 | 0 | 3.0873 | 3.5673 | 3.0192 | 4.5759 | 5.8064 | 4.4187 | 1.9667e-05
6338 | 4.6593e-05 | 8.5523e-05 | 0 | 3.0941 | 3.5673 | 3.0192 | 4.5917 | 5.8064 | 4.4187 | 2.5567e-05
6339 | 4.9653e-05 | 8.6622e-05 | 0 | 3.0343 | 3.5673 | 3.0192 | 4.4532 | 5.8064 | 4.4187 | 2.7533e-05
6340 | 5.3919e-05 | 8.7874e-05 | 0 | 3.0191 | 3.5673 | 3.0192 | 4.4186 | 5.8064 | 4.4187 | 2.5239e-05
6341 | 7.3016e-05 | 9.3162e-05 | 7.2194e-05 | 3.0052 | 3.5657 | 3.0192 | 4.387 | 5.8022 | 4.4187 | 2.0158e-05
6342 | 6.4211e-05 | 9.0339e-05 | 0.0031765 | 3.0584 | 3.5657 | 3.0192 | 4.5086 | 5.8022 | 4.4187 | 2.6714e-05
6343 | 5.711e-05 | 8.7674e-05 | 0.0093852 | 3.252 | 3.5657 | 3.0192 | 4.9726 | 5.8022 | 4.4187 | 0.00052477
6344 | 6.1312e-05 | 8.9239e-05 | 0.017327 | 3.3954 | 3.5642 | 3.0192 | 5.3389 | 5.798 | 4.4187 | 0.0005151
6345 | 3.4651e-05 | 8.1765e-05 | 0.0283 | 3.5534 | 3.5627 | 3.0192 | 5.7676 | 5.7937 | 4.4187 | 9.1614e-05
6346 | 1.5877e-05 | 7.5878e-05 | 0.03718 | 3.6656 | 3.5627 | 3.0192 | 6.0892 | 5.7937 | 4.4187 | 5.6378e-05
6347 | 3.1034e-05 | 8.0343e-05 | 0.040862 | 3.7835 | 3.5627 | 3.0192 | 6.4435 | 5.7937 | 4.4187 | 7.5389e-05
6348 | 3.1344e-05 | 7.9964e-05 | 0.028517 | 3.8176 | 3.5627 | 3.0192 | 6.5494 | 5.7937 | 4.4187 | 8.9811e-05
6349 | 4.3414e-05 | 8.4087e-05 | 0.026639 | 3.8823 | 3.5612 | 3.0192 | 6.7547 | 5.7895 | 4.4187 | 7.8503e-05
6350 | 2.5078e-05 | 7.925e-05 | 0.029166 | 3.8805 | 3.5612 | 3.0192 | 6.749 | 5.7895 | 4.4187 | 8.1453e-05
6351 | 2.4297e-05 | 7.4322e-05 | 0.018987 | 3.9164 | 3.5612 | 3.0192 | 6.8652 | 5.7895 | 4.4187 | 0.00025944
6352 | 1.6294e-05 | 7.2301e-05 | 0.0066418 | 3.847 | 3.5612 | 3.0192 | 6.6422 | 5.7895 | 4.4187 | 0.00025386
6353 | 1.5647e-05 | 7.7e-05 | 0.0021658 | 3.6896 | 3.5612 | 3.0192 | 6.1598 | 5.7895 | 4.4187 | 5.1461e-05
6354 | 2.899e-05 | 8.3432e-05 | 0 | 3.4719 | 3.5612 | 3.0192 | 5.543 | 5.7895 | 4.4187 | 3.9005e-05
6355 | 2.4526e-05 | 8.8519e-05 | 0 | 3.3684 | 3.5597 | 3.0192 | 5.2683 | 5.7853 | 4.4187 | 4.6708e-05
6356 | 3.702e-05 | 8.5791e-05 | 0 | 3.2963 | 3.5583 | 3.0192 | 5.0836 | 5.7811 | 4.4187 | 0.00016602
6357 | 4.0983e-05 | 8.4435e-05 | 0 | 3.2433 | 3.5568 | 3.0192 | 4.951 | 5.7769 | 4.4187 | 0.00012062
6358 | 3.6018e-05 | 8.2941e-05 | 0 | 3.2236 | 3.5568 | 3.0192 | 4.9022 | 5.7769 | 4.4187 | 0.00017208
6359 | 3.3482e-05 | 8.2106e-05 | 0 | 3.186 | 3.5568 | 3.0192 | 4.8106 | 5.7769 | 4.4187 | 1.8847e-05
6360 | 3.882e-05 | 8.3893e-05 | 0 | 3.1646 | 3.5568 | 3.0192 | 4.7589 | 5.7769 | 4.4187 | 1.0653e-05
6361 | 4.1231e-05 | 8.4301e-05 | 0 | 3.1458 | 3.5568 | 3.0192 | 4.7138 | 5.7769 | 4.4187 | 5.7361e-06
6362 | 4.431e-05 | 8.5029e-05 | 0 | 3.1134 | 3.5568 | 3.0192 | 4.6371 | 5.7769 | 4.4187 | 7.5389e-06
6363 | 4.7923e-05 | 8.6549e-05 | 0 | 3.0986 | 3.5568 | 3.0192 | 4.6023 | 5.7769 | 4.4187 | 8.1944e-06
6364 | 4.966e-05 | 8.6956e-05 | 0 | 3.0772 | 3.5538 | 3.0192 | 4.5523 | 5.7685 | 4.4187 | 2.0322e-05
6365 | 5.1588e-05 | 8.7637e-05 | 7.2194e-05 | 3.0573 | 3.5538 | 3.0192 | 4.506 | 5.7685 | 4.4187 | 9.0139e-06
6366 | 6.2381e-05 | 9.0845e-05 | 0.0034653 | 3.102 | 3.5538 | 3.0192 | 4.6103 | 5.7685 | 4.4187 | 1.0653e-05
6367 | 5.0576e-05 | 8.6415e-05 | 0.012201 | 3.2533 | 3.5538 | 3.0192 | 4.9757 | 5.7685 | 4.4187 | 0.00051969
6368 | 4.5891e-05 | 8.547e-05 | 0.022091 | 3.3617 | 3.5538 | 3.0192 | 5.251 | 5.7685 | 4.4187 | 7.5553e-05
6369 | 2.7912e-05 | 7.9489e-05 | 0.037396 | 3.4733 | 3.5538 | 3.0192 | 5.5469 | 5.7685 | 4.4187 | 5.5886e-05
6370 | 2.417e-05 | 7.6813e-05 | 0.045121 | 3.5911 | 3.5523 | 3.0192 | 5.8738 | 5.7644 | 4.4187 | 7.4405e-05
6371 | 2.7801e-05 | 7.7594e-05 | 0.044688 | 3.6467 | 3.5523 | 3.0192 | 6.0339 | 5.7644 | 4.4187 | 6.4408e-05
6372 | 2.661e-05 | 7.8233e-05 | 0.042667 | 3.722 | 3.5538 | 3.0192 | 6.2564 | 5.7685 | 4.4187 | 0.0001398
6373 | 2.5452e-05 | 7.7889e-05 | 0.031476 | 3.77 | 3.5523 | 3.0192 | 6.4021 | 5.7644 | 4.4187 | 6.5719e-05
6374 | 2.1313e-05 | 7.6493e-05 | 0.021008 | 3.7869 | 3.5523 | 3.0192 | 6.454 | 5.7644 | 4.4187 | 9.0467e-05
6375 | 2.0789e-05 | 7.501e-05 | 0.020286 | 3.8159 | 3.5508 | 3.0192 | 6.544 | 5.7602 | 4.4187 | 7.6372e-05
6376 | 2.4883e-05 | 7.6834e-05 | 0.01054 | 3.7467 | 3.5508 | 3.0192 | 6.331 | 5.7602 | 4.4187 | 4.933e-05
6377 | 4.1226e-05 | 8.6195e-05 | 0.0021658 | 3.5654 | 3.5508 | 3.0192 | 5.8012 | 5.7602 | 4.4187 | 6.8014e-05
6378 | 2.6935e-05 | 8.3749e-05 | 0 | 3.4063 | 3.5508 | 3.0192 | 5.3676 | 5.7602 | 4.4187 | 0.00022994
6379 | 3.1155e-05 | 8.9843e-05 | 0 | 3.3144 | 3.5508 | 3.0192 | 5.1293 | 5.7602 | 4.4187 | 0.00023108
6380 | 6.9108e-05 | 9.6101e-05 | 0 | 3.2421 | 3.5508 | 3.0192 | 4.9479 | 5.7602 | 4.4187 | 0.00021879
6381 | 5.3726e-05 | 9.0339e-05 | 0 | 3.2175 | 3.5508 | 3.0192 | 4.8872 | 5.7602 | 4.4187 | 0.00021207
6382 | 5.0265e-05 | 8.7989e-05 | 0 | 3.1908 | 3.5508 | 3.0192 | 4.8222 | 5.7602 | 4.4187 | 1.4422e-05
6383 | 5.1295e-05 | 8.821e-05 | 0 | 3.18 | 3.5493 | 3.0192 | 4.7961 | 5.756 | 4.4187 | 1.0489e-05
6384 | 5.4901e-05 | 8.9287e-05 | 0 | 3.1587 | 3.5493 | 3.0192 | 4.7447 | 5.756 | 4.4187 | 7.0472e-06
6385 | 5.4723e-05 | 8.9202e-05 | 0 | 3.1318 | 3.5493 | 3.0192 | 4.6806 | 5.756 | 4.4187 | 8.3583e-06
6386 | 5.6213e-05 | 8.9311e-05 | 0 | 3.1123 | 3.5478 | 3.0192 | 4.6344 | 5.7519 | 4.4187 | 8.1944e-06
6387 | 5.8366e-05 | 8.9705e-05 | 0 | 3.0975 | 3.5478 | 3.0192 | 4.5996 | 5.7519 | 4.4187 | 7.5389e-06
6388 | 6.0178e-05 | 9.0199e-05 | 0 | 3.0683 | 3.5478 | 3.0192 | 4.5316 | 5.7519 | 4.4187 | 6.3917e-06
6389 | 6.4788e-05 | 9.1453e-05 | 0 | 3.0706 | 3.5478 | 3.0192 | 4.5368 | 5.7519 | 4.4187 | 1.3111e-05
6390 | 8.4527e-05 | 9.7347e-05 | 0.002599 | 3.1307 | 3.5463 | 3.0192 | 4.6779 | 5.7477 | 4.4187 | 1.0981e-05
6391 | 6.5707e-05 | 9.0872e-05 | 0.0072194 | 3.2734 | 3.5463 | 3.0192 | 5.0259 | 5.7477 | 4.4187 | 0.00057148
6392 | 3.6094e-05 | 8.1793e-05 | 0.01711 | 3.4159 | 3.5463 | 3.0192 | 5.393 | 5.7477 | 4.4187 | 8.0961e-05
6393 | 3.1742e-05 | 7.9809e-05 | 0.027939 | 3.5297 | 3.5463 | 3.0192 | 5.7016 | 5.7477 | 4.4187 | 7.7519e-05
6394 | 2.1027e-05 | 7.1614e-05 | 0.03422 | 3.6625 | 3.5463 | 3.0192 | 6.0799 | 5.7477 | 4.4187 | 7.7192e-05
6395 | 2.618e-05 | 7.6573e-05 | 0.037757 | 3.765 | 3.5463 | 3.0192 | 6.3867 | 5.7477 | 4.4187 | 8.2272e-05
6396 | 3.2195e-05 | 8.3731e-05 | 0.03679 | 3.8699 | 3.5448 | 3.0192 | 6.7149 | 5.7436 | 4.4187 | 0.00018929
6397 | 3.8146e-05 | 8.5211e-05 | 0.028083 | 3.8646 | 3.5434 | 3.0192 | 6.698 | 5.7394 | 4.4187 | 8.768e-05
6398 | 3.9028e-05 | 8.6254e-05 | 0.025845 | 3.8628 | 3.5434 | 3.0192 | 6.6923 | 5.7394 | 4.4187 | 7.5061e-05
6399 | 3.2299e-05 | 8.2569e-05 | 0.016099 | 3.8558 | 3.5434 | 3.0192 | 6.6699 | 5.7394 | 4.4187 | 8.555e-05
6400 | 4.6723e-05 | 8.6559e-05 | 0.0079702 | 3.7818 | 3.5434 | 3.0192 | 6.4383 | 5.7394 | 4.4187 | 7.1783e-05
6401 | 4.7188e-05 | 9.0026e-05 | 0.0026952 | 3.6033 | 3.5419 | 3.0192 | 5.9087 | 5.7353 | 4.4187 | 7.2767e-05
6402 | 2.8917e-05 | 8.604e-05 | 0 | 3.5122 | 3.5419 | 3.0192 | 5.6531 | 5.7353 | 4.4187 | 0.0001988
6403 | 3.7398e-05 | 8.8048e-05 | 0 | 3.4437 | 3.5419 | 3.0192 | 5.467 | 5.7353 | 4.4187 | 0.00020568
6404 | 5.3185e-05 | 9.4668e-05 | 0 | 3.3832 | 3.5419 | 3.0192 | 5.3069 | 5.7353 | 4.4187 | 0.00024878
6405 | 5.888e-05 | 9.1888e-05 | 0 | 3.3564 | 3.5419 | 3.0192 | 5.2372 | 5.7353 | 4.4187 | 0.00022649
6406 | 4.9483e-05 | 8.8554e-05 | 0 | 3.317 | 3.5419 | 3.0192 | 5.136 | 5.7353 | 4.4187 | 1.4586e-05
6407 | 4.5893e-05 | 8.9848e-05 | 0 | 3.2608 | 3.5404 | 3.0192 | 4.9944 | 5.7312 | 4.4187 | 1.2947e-05
6408 | 5.0008e-05 | 8.9598e-05 | 0 | 3.2297 | 3.5404 | 3.0192 | 4.9174 | 5.7312 | 4.4187 | 8.3583e-06
6409 | 4.9835e-05 | 8.92e-05 | 0 | 3.2211 | 3.5389 | 3.0192 | 4.8962 | 5.7271 | 4.4187 | 1.3275e-05
6410 | 5.1166e-05 | 8.7534e-05 | 0 | 3.2471 | 3.5374 | 3.0192 | 4.9602 | 5.7229 | 4.4187 | 6.7194e-06
6411 | 5.4071e-05 | 8.8999e-05 | 0 | 3.2236 | 3.5374 | 3.0192 | 4.9022 | 5.7229 | 4.4187 | 1.0489e-05
6412 | 5.9773e-05 | 9.0645e-05 | 5.7755e-05 | 3.2199 | 3.5374 | 3.0192 | 4.8932 | 5.7229 | 4.4187 | 1.2292e-05
6413 | 6.9173e-05 | 9.1201e-05 | 0 | 3.198 | 3.5374 | 3.0192 | 4.8398 | 5.7229 | 4.4187 | 8.85e-06
6414 | 7.9808e-05 | 9.446e-05 | 0.002238 | 3.2126 | 3.5374 | 3.0192 | 4.8753 | 5.7229 | 4.4187 | 2.0486e-05
6415 | 7.777e-05 | 9.4828e-05 | 0.0079124 | 3.2848 | 3.5374 | 3.0192 | 5.0545 | 5.7229 | 4.4187 | 0.00056066
6416 | 6.0441e-05 | 8.9801e-05 | 0.019637 | 3.3738 | 3.5359 | 3.0192 | 5.2823 | 5.7188 | 4.4187 | 7.3914e-05
6417 | 5.2625e-05 | 8.6466e-05 | 0.029383 | 3.4521 | 3.5345 | 3.0192 | 5.4896 | 5.7147 | 4.4187 | 7.1455e-05
6418 | 3.584e-05 | 7.9344e-05 | 0.034581 | 3.5297 | 3.5345 | 3.0192 | 5.7016 | 5.7147 | 4.4187 | 7.6208e-05
6419 | 4.6656e-05 | 8.4068e-05 | 0.038551 | 3.5684 | 3.5345 | 3.0192 | 5.8096 | 5.7147 | 4.4187 | 7.1947e-05
6420 | 4.3986e-05 | 8.4769e-05 | 0.035952 | 3.6404 | 3.5345 | 3.0192 | 6.0157 | 5.7147 | 4.4187 | 0.00015766
6421 | 4.6156e-05 | 8.6179e-05 | 0.039418 | 3.6514 | 3.5345 | 3.0192 | 6.0476 | 5.7147 | 4.4187 | 9.1286e-05
6422 | 6.4416e-05 | 9.244e-05 | 0.029022 | 3.642 | 3.5345 | 3.0192 | 6.0202 | 5.7147 | 4.4187 | 8.2108e-05
6423 | 5.0807e-05 | 8.6571e-05 | 0.022669 | 3.6358 | 3.533 | 3.0192 | 6.0021 | 5.7106 | 4.4187 | 6.2278e-05
6424 | 3.331e-05 | 8.1154e-05 | 0.011551 | 3.6187 | 3.5345 | 3.0192 | 5.9528 | 5.7147 | 4.4187 | 6.8178e-05
6425 | 3.4441e-05 | 8.513e-05 | 0.0023824 | 3.4962 | 3.5345 | 3.0192 | 5.6093 | 5.7147 | 4.4187 | 7.08e-05
6426 | 3.9561e-05 | 8.8382e-05 | 0 | 3.3981 | 3.5345 | 3.0192 | 5.346 | 5.7147 | 4.4187 | 0.00022027
6427 | 5.2037e-05 | 9.479e-05 | 0 | 3.3511 | 3.5345 | 3.0192 | 5.2234 | 5.7147 | 4.4187 | 0.00021486
6428 | 7.4603e-05 | 9.777e-05 | 7.2194e-05 | 3.3053 | 3.5345 | 3.0192 | 5.1063 | 5.7147 | 4.4187 | 0.00022781
6429 | 9.0894e-05 | 0.00010181 | 0 | 3.2874 | 3.5345 | 3.0192 | 5.061 | 5.7147 | 4.4187 | 0.0002224
6430 | 9.048e-05 | 0.00010066 | 5.7755e-05 | 3.2446 | 3.533 | 3.0192 | 4.954 | 5.7106 | 4.4187 | 8.3583e-06
6431 | 9.5873e-05 | 0.00010192 | 0 | 3.2396 | 3.5315 | 3.0192 | 4.9418 | 5.7065 | 4.4187 | 2.7861e-06
6432 | 0.0002039 | 0.00013102 | 0 | 3.2384 | 3.5315 | 3.0192 | 4.9387 | 5.7065 | 4.4187 | 6.5555e-06
6433 | 0.0002039 | 0.00013413 | 0 | 3.198 | 3.5315 | 3.0192 | 4.8398 | 5.7065 | 4.4187 | 4.0972e-06
6434 | 0.0002039 | 0.00013358 | 0 | 3.1956 | 3.5315 | 3.0192 | 4.8339 | 5.7065 | 4.4187 | 1.2128e-05
6435 | 0.0002039 | 0.00013386 | 0 | 3.167 | 3.5315 | 3.0192 | 4.7646 | 5.7065 | 4.4187 | 1.3767e-05
6436 | 0.0002039 | 0.00013358 | 0 | 3.1575 | 3.5315 | 3.0192 | 4.7419 | 5.7065 | 4.4187 | 7.375e-06
6437 | 0.0002039 | 0.00013341 | 0 | 3.1481 | 3.53 | 3.0192 | 4.7194 | 5.7024 | 4.4187 | 8.5222e-06
6438 | 0.0002039 | 0.00013336 | 0.0031188 | 3.1658 | 3.53 | 3.0192 | 4.7617 | 5.7024 | 4.4187 | 1.3767e-05
6439 | 0.00020276 | 0.00013119 | 0.0082301 | 3.2608 | 3.53 | 3.0192 | 4.9944 | 5.7024 | 4.4187 | 0.0004933
6440 | 0.00012583 | 0.00010819 | 0.018337 | 3.359 | 3.53 | 3.0192 | 5.2441 | 5.7024 | 4.4187 | 7.4242e-05
6441 | 9.7504e-05 | 0.00010068 | 0.034292 | 3.4606 | 3.5286 | 3.0192 | 5.5124 | 5.6984 | 4.4187 | 8.8008e-05
6442 | 7.8707e-05 | 9.4828e-05 | 0.03422 | 3.5239 | 3.5286 | 3.0192 | 5.6853 | 5.6984 | 4.4187 | 6.5555e-05
6443 | 8.0655e-05 | 9.6079e-05 | 0.037035 | 3.5926 | 3.5286 | 3.0192 | 5.8782 | 5.6984 | 4.4187 | 7.9158e-05
6444 | 0.00012174 | 0.00010856 | 0.0431 | 3.6467 | 3.5271 | 3.0192 | 6.0339 | 5.6943 | 4.4187 | 0.00016405
6445 | 8.7932e-05 | 9.7948e-05 | 0.039346 | 3.6993 | 3.5271 | 3.0192 | 6.1884 | 5.6943 | 4.4187 | 8.5714e-05
6446 | 8.3466e-05 | 9.8315e-05 | 0.037396 | 3.696 | 3.5271 | 3.0192 | 6.1788 | 5.6943 | 4.4187 | 0.00010063
6447 | 7.3857e-05 | 9.4006e-05 | 0.029527 | 3.6848 | 3.5271 | 3.0192 | 6.1455 | 5.6943 | 4.4187 | 9.7514e-05
6448 | 6.9996e-05 | 9.2768e-05 | 0.011479 | 3.6342 | 3.5271 | 3.0192 | 5.9976 | 5.6943 | 4.4187 | 7.4569e-05
6449 | 6.6933e-05 | 9.5667e-05 | 0.0020214 | 3.5093 | 3.5271 | 3.0192 | 5.6451 | 5.6943 | 4.4187 | 7.6044e-05
6450 | 6.5732e-05 | 9.7093e-05 | 0 | 3.3995 | 3.5271 | 3.0192 | 5.3496 | 5.6943 | 4.4187 | 0.00024206
6451 | 9.201e-05 | 0.00010561 | 0 | 3.3405 | 3.5256 | 3.0192 | 5.1962 | 5.6902 | 4.4187 | 0.00023403
6452 | 0.00011638 | 0.00011465 | 0 | 3.3079 | 3.5256 | 3.0192 | 5.1129 | 5.6902 | 4.4187 | 0.00021797
6453 | 0.00012594 | 0.00011231 | 0 | 3.2696 | 3.5256 | 3.0192 | 5.0164 | 5.6902 | 4.4187 | 0.00022223
6454 | 0.00013811 | 0.00011468 | 0 | 3.226 | 3.5256 | 3.0192 | 4.9083 | 5.6902 | 4.4187 | 1.0325e-05
6455 | 0.00015223 | 0.000119 | 0 | 3.231 | 3.5256 | 3.0192 | 4.9204 | 5.6902 | 4.4187 | 8.0305e-06
6456 | 0.00017112 | 0.00012491 | 0 | 3.1944 | 3.5256 | 3.0192 | 4.831 | 5.6902 | 4.4187 | 1.1964e-05
6457 | 0.00018377 | 0.00012853 | 0 | 3.1717 | 3.5242 | 3.0192 | 4.776 | 5.6861 | 4.4187 | 2.2125e-05
6458 | 0.00019696 | 0.00013258 | 0 | 3.1376 | 3.5227 | 3.0192 | 4.6944 | 5.6821 | 4.4187 | 1.1964e-05
6459 | 0.00019474 | 0.00013152 | 0 | 3.1493 | 3.5227 | 3.0192 | 4.7222 | 5.6821 | 4.4187 | 7.7028e-06
6460 | 0.0002039 | 0.00013439 | 0 | 3.1388 | 3.5227 | 3.0192 | 4.6972 | 5.6821 | 4.4187 | 8.6861e-06
6461 | 0.0002039 | 0.00013203 | 0 | 3.118 | 3.5227 | 3.0192 | 4.6479 | 5.6821 | 4.4187 | 1.2128e-05
6462 | 0.0002039 | 0.00013355 | 0.002599 | 3.118 | 3.5227 | 3.0192 | 4.6479 | 5.6821 | 4.4187 | 1.5406e-05
6463 | 0.00019155 | 0.00012908 | 0.0080279 | 3.2224 | 3.5212 | 3.0192 | 4.8992 | 5.678 | 4.4187 | 0.00055099
6464 | 0.00012939 | 0.00010994 | 0.01581 | 3.3053 | 3.5212 | 3.0192 | 5.1063 | 5.678 | 4.4187 | 6.3261e-05
6465 | 0.00011789 | 0.00010732 | 0.030394 | 3.4214 | 3.5212 | 3.0192 | 5.4077 | 5.678 | 4.4187 | 5.9e-05
6466 | 7.8472e-05 | 9.0142e-05 | 0.036674 | 3.5107 | 3.5212 | 3.0192 | 5.6491 | 5.678 | 4.4187 | 5.6869e-05
6467 | 7.1838e-05 | 9.3113e-05 | 0.045193 | 3.582 | 3.5198 | 3.0192 | 5.848 | 5.674 | 4.4187 | 7.1947e-05
6468 | 7.7274e-05 | 9.9048e-05 | 0.040068 | 3.5972 | 3.5183 | 3.0192 | 5.8912 | 5.6699 | 4.4187 | 0.00022272
6469 | 8.2548e-05 | 9.9037e-05 | 0.033498 | 3.6816 | 3.5183 | 3.0192 | 6.136 | 5.6699 | 4.4187 | 6.9489e-05
6470 | 7.2455e-05 | 9.6454e-05 | 0.022452 | 3.68 | 3.5183 | 3.0192 | 6.1313 | 5.6699 | 4.4187 | 6.4244e-05
6471 | 6.2317e-05 | 9.1813e-05 | 0.020936 | 3.6358 | 3.5183 | 3.0192 | 6.0021 | 5.6699 | 4.4187 | 7.6208e-05
6472 | 7.991e-05 | 9.6727e-05 | 0.01119 | 3.6033 | 3.5183 | 3.0192 | 5.9087 | 5.6699 | 4.4187 | 7.5225e-05
6473 | 6.5496e-05 | 9.5747e-05 | 0.0028878 | 3.4705 | 3.5183 | 3.0192 | 5.5392 | 5.6699 | 4.4187 | 8.0961e-05
6474 | 7.124e-05 | 9.8977e-05 | 0 | 3.3392 | 3.5183 | 3.0192 | 5.1928 | 5.6699 | 4.4187 | 0.00019585
6475 | 8.321e-05 | 0.00010258 | 0 | 3.3118 | 3.5183 | 3.0192 | 5.1227 | 5.6699 | 4.4187 | 0.0002124
6476 | 0.00010915 | 0.00011149 | 0 | 3.2759 | 3.5168 | 3.0192 | 5.0322 | 5.6659 | 4.4187 | 0.00023043
6477 | 0.0001243 | 0.00011031 | 0 | 3.2696 | 3.5168 | 3.0192 | 5.0164 | 5.6659 | 4.4187 | 0.00020453
6478 | 0.00011348 | 0.00010833 | 0 | 3.2483 | 3.5168 | 3.0192 | 4.9633 | 5.6659 | 4.4187 | 8.5222e-06
6479 | 0.00012075 | 0.00011405 | 0 | 3.2408 | 3.5154 | 3.0192 | 4.9448 | 5.6619 | 4.4187 | 1.0489e-05
6480 | 0.00013605 | 0.00011557 | 0 | 3.2359 | 3.5139 | 3.0192 | 4.9326 | 5.6579 | 4.4187 | 2.2453e-05
6481 | 0.00013377 | 0.00011378 | 0 | 3.2065 | 3.5125 | 3.0192 | 4.8604 | 5.6538 | 4.4187 | 1.9994e-05
6482 | 0.00014091 | 0.00011626 | 0 | 3.2005 | 3.5139 | 3.0192 | 4.8456 | 5.6579 | 4.4187 | 1.9994e-05
6483 | 0.00016357 | 0.00012268 | 0 | 3.167 | 3.5139 | 3.0192 | 4.7646 | 5.6579 | 4.4187 | 1.8847e-05
6484 | 0.0001972 | 0.00013163 | 0 | 3.1717 | 3.5139 | 3.0192 | 4.776 | 5.6579 | 4.4187 | 2.0322e-05
6485 | 0.00019925 | 0.00013326 | 0 | 3.1505 | 3.5125 | 3.0192 | 4.725 | 5.6538 | 4.4187 | 1.5242e-05
6486 | 0.0002039 | 0.00013455 | 0.0020936 | 3.154 | 3.5125 | 3.0192 | 4.7334 | 5.6538 | 4.4187 | 1.9503e-05
6487 | 0.00015435 | 0.00011853 | 0.0098184 | 3.2384 | 3.5125 | 3.0192 | 4.9387 | 5.6538 | 4.4187 | 0.00051609
6488 | 0.00013757 | 0.00011364 | 0.019565 | 3.3274 | 3.5125 | 3.0192 | 5.1626 | 5.6538 | 4.4187 | 0.00051887
6489 | 0.00011111 | 0.00010662 | 0.033931 | 3.4187 | 3.511 | 3.0192 | 5.4004 | 5.6498 | 4.4187 | 7.588e-05
6490 | 8.9428e-05 | 0.00010006 | 0.037757 | 3.4733 | 3.511 | 3.0192 | 5.5469 | 5.6498 | 4.4187 | 8.0797e-05
6491 | 8.7941e-05 | 9.974e-05 | 0.045265 | 3.5209 | 3.511 | 3.0192 | 5.6772 | 5.6498 | 4.4187 | 8.3255e-05
6492 | 8.8505e-05 | 0.00010006 | 0.038335 | 3.5534 | 3.5095 | 3.0192 | 5.7676 | 5.6458 | 4.4187 | 8.8336e-05
6493 | 8.662e-05 | 9.9572e-05 | 0.040068 | 3.5926 | 3.5081 | 3.0192 | 5.8782 | 5.6418 | 4.4187 | 6.1622e-05
6494 | 9.2349e-05 | 0.00010095 | 0.033281 | 3.6187 | 3.5081 | 3.0192 | 5.9528 | 5.6418 | 4.4187 | 9.1286e-05
6495 | 7.2271e-05 | 9.3076e-05 | 0.02996 | 3.6018 | 3.5081 | 3.0192 | 5.9043 | 5.6418 | 4.4187 | 0.00025337
6496 | 6.5185e-05 | 8.7082e-05 | 0.013067 | 3.5519 | 3.5081 | 3.0192 | 5.7634 | 5.6418 | 4.4187 | 0.00027582
6497 | 6.4314e-05 | 9.1657e-05 | 0.0026712 | 3.4648 | 3.5066 | 3.0192 | 5.5238 | 5.6378 | 4.4187 | 2.2617e-05
6498 | 6.424e-05 | 9.4371e-05 | 0 | 3.3791 | 3.5066 | 3.0192 | 5.2963 | 5.6378 | 4.4187 | 4.7692e-05
6499 | 0.00010823 | 0.00011297 | 0 | 3.3196 | 3.5066 | 3.0192 | 5.1426 | 5.6378 | 4.4187 | 2.8025e-05
6500 | 0.00016554 | 0.0001249 | 0 | 3.2861 | 3.5052 | 3.0192 | 5.0578 | 5.6338 | 4.4187 | 0.00017798
6501 | 0.00017492 | 0.00012605 | 0 | 3.2785 | 3.5052 | 3.0192 | 5.0386 | 5.6338 | 4.4187 | 0.00014619
6502 | 0.00019584 | 0.00013199 | 0 | 3.2285 | 3.5066 | 3.0192 | 4.9143 | 5.6378 | 4.4187 | 0.00016766
6503 | 0.00020022 | 0.00013266 | 0 | 3.1968 | 3.5052 | 3.0192 | 4.8368 | 5.6338 | 4.4187 | 2.3272e-05
6504 | 0.0002039 | 0.00013427 | 0 | 3.1908 | 3.5052 | 3.0192 | 4.8222 | 5.6338 | 4.4187 | 2.36e-05
6505 | 0.0002039 | 0.00013369 | 0 | 3.1812 | 3.5052 | 3.0192 | 4.799 | 5.6338 | 4.4187 | 2.2453e-05
6506 | 0.0002039 | 0.00013235 | 0 | 3.1812 | 3.5037 | 3.0192 | 4.799 | 5.6299 | 4.4187 | 2.9992e-05
6507 | 0.0002039 | 0.00013374 | 0 | 3.1203 | 3.5023 | 3.0192 | 4.6533 | 5.6259 | 4.4187 | 1.7864e-05
6508 | 0.0002039 | 0.00012939 | 0 | 3.1077 | 3.5023 | 3.0192 | 4.6236 | 5.6259 | 4.4187 | 1.8519e-05
6509 | 0.0002039 | 0.00013334 | 0 | 3.1066 | 3.5023 | 3.0192 | 4.6209 | 5.6259 | 4.4187 | 1.9831e-05
6510 | 0.0002039 | 0.00013382 | 0.002599 | 3.1134 | 3.5023 | 3.0192 | 4.6371 | 5.6259 | 4.4187 | 2.8189e-05
6511 | 0.0002039 | 0.00013269 | 0.0077969 | 3.1944 | 3.5008 | 3.0192 | 4.831 | 5.6219 | 4.4187 | 0.00051379
6512 | 0.0002039 | 0.00013314 | 0.016316 | 3.2421 | 3.5008 | 3.0192 | 4.9479 | 5.6219 | 4.4187 | 0.00054116
6513 | 0.00015552 | 0.00011844 | 0.028878 | 3.3144 | 3.5008 | 3.0192 | 5.1293 | 5.6219 | 4.4187 | 6.3097e-05
6514 | 0.00013721 | 0.00011285 | 0.035231 | 3.3886 | 3.4994 | 3.0192 | 5.3211 | 5.6179 | 4.4187 | 8.0797e-05
6515 | 0.00011465 | 0.00010579 | 0.030755 | 3.4367 | 3.4979 | 3.0192 | 5.4483 | 5.614 | 4.4187 | 0.00010096
6516 | 0.00010608 | 0.00010329 | 0.03422 | 3.4733 | 3.4979 | 3.0192 | 5.5469 | 5.614 | 4.4187 | 6.8997e-05
6517 | 0.00011205 | 0.00010319 | 0.032848 | 3.5312 | 3.4979 | 3.0192 | 5.7057 | 5.614 | 4.4187 | 6.7522e-05
6518 | 8.4277e-05 | 9.5102e-05 | 0.02072 | 3.5327 | 3.4979 | 3.0192 | 5.7098 | 5.614 | 4.4187 | 9.9317e-05
6519 | 7.5286e-05 | 9.2858e-05 | 0.016171 | 3.5283 | 3.4965 | 3.0192 | 5.6975 | 5.61 | 4.4187 | 0.00026976
6520 | 6.9307e-05 | 9.2024e-05 | 0.010468 | 3.4891 | 3.4951 | 3.0192 | 5.5897 | 5.6061 | 4.4187 | 0.00027943
6521 | 6.5831e-05 | 9.511e-05 | 0.0017327 | 3.3053 | 3.4979 | 3.0192 | 5.1063 | 5.614 | 4.4187 | 3.753e-05
6522 | 6.5335e-05 | 9.6901e-05 | 0 | 3.2211 | 3.4979 | 3.0192 | 4.8962 | 5.614 | 4.4187 | 4.638e-05
6523 | 9.6207e-05 | 0.00010688 | 0 | 3.1658 | 3.4965 | 3.0192 | 4.7617 | 5.61 | 4.4187 | 4.1792e-05
6524 | 0.00012105 | 0.00011524 | 0 | 3.1226 | 3.4951 | 3.0192 | 4.6588 | 5.6061 | 4.4187 | 0.00015864
6525 | 0.00015065 | 0.00011919 | 0 | 3.1169 | 3.4951 | 3.0192 | 4.6452 | 5.6061 | 4.4187 | 0.00017405
6526 | 0.00016389 | 0.00012278 | 0 | 3.0975 | 3.4951 | 3.0192 | 4.5996 | 5.6061 | 4.4187 | 0.00013963
6527 | 0.00018322 | 0.0001284 | 0 | 3.0728 | 3.4951 | 3.0192 | 4.542 | 5.6061 | 4.4187 | 2.6222e-05
6528 | 0.00020201 | 0.00013397 | 0 | 3.0896 | 3.4936 | 3.0192 | 4.5811 | 5.6021 | 4.4187 | 1.1472e-05
6529 | 0.0002039 | 0.00013427 | 0 | 3.0496 | 3.4936 | 3.0192 | 4.4883 | 5.6021 | 4.4187 | 9.0139e-06
6530 | 0.0002039 | 0.00013388 | 0 | 3.0784 | 3.4922 | 3.0192 | 4.5549 | 5.5982 | 4.4187 | 1.6389e-05
6531 | 0.0002039 | 0.00013378 | 0 | 3.0728 | 3.4922 | 3.0192 | 4.542 | 5.5982 | 4.4187 | 1.8683e-05
6532 | 0.0002039 | 0.00013362 | 0 | 3.0772 | 3.4907 | 3.0192 | 4.5523 | 5.5942 | 4.4187 | 1.0489e-05
6533 | 0.0002039 | 0.00013123 | 0 | 3.0806 | 3.4907 | 3.0192 | 4.5602 | 5.5942 | 4.4187 | 1.0981e-05
6534 | 0.0002039 | 0.00013353 | 0.002238 | 3.0851 | 3.4893 | 3.0192 | 4.5706 | 5.5903 | 4.4187 | 2.2944e-06
6535 | 0.0002039 | 0.00013302 | 0.0085189 | 3.1681 | 3.4893 | 3.0192 | 4.7674 | 5.5903 | 4.4187 | 0.00053444
6536 | 0.00018143 | 0.00012648 | 0.022813 | 3.2508 | 3.4893 | 3.0192 | 4.9695 | 5.5903 | 4.4187 | 6.49e-05
6537 | 0.00013922 | 0.00011341 | 0.045121 | 3.3274 | 3.4893 | 3.0192 | 5.1626 | 5.5903 | 4.4187 | 8.4567e-05
6538 | 8.9475e-05 | 9.7962e-05 | 0.050175 | 3.4159 | 3.4879 | 3.0192 | 5.393 | 5.5864 | 4.4187 | 7.9486e-05
6539 | 7.2018e-05 | 9.3099e-05 | 0.044977 | 3.4891 | 3.4864 | 3.0192 | 5.5897 | 5.5825 | 4.4187 | 8.5222e-05
6540 | 6.0824e-05 | 8.9624e-05 | 0.050536 | 3.5684 | 3.4864 | 3.0192 | 5.8096 | 5.5825 | 4.4187 | 0.00018552
6541 | 5.9605e-05 | 8.8358e-05 | 0.048586 | 3.5972 | 3.485 | 3.0192 | 5.8912 | 5.5786 | 4.4187 | 9.1286e-05
6542 | 4.562e-05 | 8.5187e-05 | 0.038912 | 3.6218 | 3.485 | 3.0192 | 5.9617 | 5.5786 | 4.4187 | 7.4242e-05
6543 | 4.6617e-05 | 8.5181e-05 | 0.026928 | 3.5987 | 3.485 | 3.0192 | 5.8956 | 5.5786 | 4.4187 | 8.0797e-05
6544 | 4.4746e-05 | 8.4493e-05 | 0.01249 | 3.5371 | 3.485 | 3.0192 | 5.7221 | 5.5786 | 4.4187 | 9.358e-05
6545 | 5.1537e-05 | 8.9818e-05 | 0.0022524 | 3.3564 | 3.485 | 3.0192 | 5.2372 | 5.5786 | 4.4187 | 6.9817e-05
6546 | 5.1334e-05 | 9.1168e-05 | 0 | 3.2785 | 3.4821 | 3.0192 | 5.0386 | 5.5708 | 4.4187 | 0.00021551
6547 | 7.5931e-05 | 0.00010439 | 0 | 3.192 | 3.4821 | 3.0192 | 4.8251 | 5.5708 | 4.4187 | 0.00020879
6548 | 0.00013288 | 0.00011537 | 0 | 3.1599 | 3.4821 | 3.0192 | 4.7475 | 5.5708 | 4.4187 | 0.00022895
6549 | 0.00016077 | 0.00012209 | 0 | 3.1342 | 3.4821 | 3.0192 | 4.6861 | 5.5708 | 4.4187 | 0.0002124
6550 | 0.00018721 | 0.00012963 | 0 | 3.1157 | 3.4821 | 3.0192 | 4.6425 | 5.5708 | 4.4187 | 1.6881e-05
6551 | 0.0002039 | 0.00013464 | 0 | 3.0817 | 3.4821 | 3.0192 | 4.5628 | 5.5708 | 4.4187 | 9.0139e-06
6552 | 0.0002039 | 0.00013426 | 0 | 3.0463 | 3.4807 | 3.0192 | 4.4807 | 5.5669 | 4.4187 | 1.5897e-05
6553 | 0.0002039 | 0.00013433 | 0 | 3.0364 | 3.4778 | 3.0192 | 4.4582 | 5.5591 | 4.4187 | 1.4586e-05
6554 | 0.0002039 | 0.00013437 | 0 | 3.0159 | 3.4778 | 3.0192 | 4.4113 | 5.5591 | 4.4187 | 8.1944e-06
6555 | 0.0002039 | 0.00013417 | 0 | 3.0127 | 3.4778 | 3.0192 | 4.404 | 5.5591 | 4.4187 | 7.0472e-06
6556 | 0.0002039 | 0.00013402 | 0 | 2.9999 | 3.4778 | 3.0192 | 4.375 | 5.5591 | 4.4187 | 1.0817e-05
6557 | 0.0002039 | 0.00013351 | 0 | 2.9841 | 3.4778 | 3.0192 | 4.3393 | 5.5591 | 4.4187 | 8.85e-06
6558 | 0.0002039 | 0.00013322 | 0.0017327 | 2.9684 | 3.4778 | 3.0192 | 4.3041 | 5.5591 | 4.4187 | 1.9339e-05
6559 | 0.0002039 | 0.00013302 | 0.0052557 | 3.0728 | 3.4764 | 3.0192 | 4.542 | 5.5552 | 4.4187 | 0.00056935
6560 | 0.00017352 | 0.00012384 | 0.01776 | 3.1658 | 3.475 | 3.0192 | 4.7617 | 5.5513 | 4.4187 | 5.3264e-05
6561 | 0.00013506 | 0.00011267 | 0.03653 | 3.2683 | 3.475 | 3.0192 | 5.0132 | 5.5513 | 4.4187 | 5.7525e-05
6562 | 9.0189e-05 | 9.7941e-05 | 0.04411 | 3.3537 | 3.475 | 3.0192 | 5.2303 | 5.5513 | 4.4187 | 7.3914e-05
6563 | 8.0026e-05 | 9.4414e-05 | 0.045049 | 3.4104 | 3.4735 | 3.0192 | 5.3785 | 5.5475 | 4.4187 | 6.49e-05
6564 | 7.5366e-05 | 9.4196e-05 | 0.039779 | 3.4521 | 3.4735 | 3.0192 | 5.4896 | 5.5475 | 4.4187 | 0.00020109
6565 | 7.4598e-05 | 9.4102e-05 | 0.030682 | 3.5093 | 3.4721 | 3.0192 | 5.6451 | 5.5436 | 4.4187 | 0.0001062
6566 | 8.6918e-05 | 9.949e-05 | 0.025557 | 3.5064 | 3.4721 | 3.0192 | 5.6371 | 5.5436 | 4.4187 | 6.0311e-05
6567 | 7.7083e-05 | 9.4762e-05 | 0.019204 | 3.4905 | 3.4721 | 3.0192 | 5.5936 | 5.5436 | 4.4187 | 9.3417e-05
6568 | 6.8742e-05 | 9.1671e-05 | 0.0076237 | 3.4493 | 3.4721 | 3.0192 | 5.4821 | 5.5436 | 4.4187 | 8.3255e-05
6569 | 6.7077e-05 | 9.4095e-05 | 0.0011551 | 3.2545 | 3.4721 | 3.0192 | 4.9788 | 5.5436 | 4.4187 | 7.0308e-05
6570 | 8.8539e-05 | 0.00010212 | 0 | 3.1146 | 3.4707 | 3.0192 | 4.6398 | 5.5397 | 4.4187 | 0.00024534
6571 | 0.00010625 | 0.00011295 | 0 | 3.0739 | 3.4693 | 3.0192 | 4.5446 | 5.5359 | 4.4187 | 0.0002478
6572 | 0.00015047 | 0.00012044 | 0 | 3.0463 | 3.4678 | 3.0192 | 4.4807 | 5.5321 | 4.4187 | 0.00022092
6573 | 0.00015928 | 0.00012093 | 0 | 3.0364 | 3.4678 | 3.0192 | 4.4582 | 5.5321 | 4.4187 | 0.00018864
6574 | 0.00017997 | 0.00012783 | 0 | 3.0354 | 3.4678 | 3.0192 | 4.4557 | 5.5321 | 4.4187 | 1.2292e-05
6575 | 0.00019554 | 0.00013277 | 0 | 3.0386 | 3.4664 | 3.0192 | 4.4631 | 5.5282 | 4.4187 | 1.3275e-05
6576 | 0.0002039 | 0.00013517 | 0 | 3.0485 | 3.4664 | 3.0192 | 4.4857 | 5.5282 | 4.4187 | 7.5389e-06
6577 | 0.0002039 | 0.00013527 | 0 | 3.0289 | 3.4664 | 3.0192 | 4.4408 | 5.5282 | 4.4187 | 1.1636e-05
6578 | 0.0002039 | 0.00013503 | 0 | 3.0245 | 3.465 | 3.0192 | 4.4309 | 5.5244 | 4.4187 | 7.8667e-06
6579 | 0.0002039 | 0.00013485 | 0 | 3.031 | 3.4636 | 3.0192 | 4.4457 | 5.5205 | 4.4187 | 1.8192e-05
6580 | 0.0002039 | 0.00013169 | 0 | 3.0191 | 3.465 | 3.0192 | 4.4186 | 5.5244 | 4.4187 | 1.0325e-05
6581 | 0.0002039 | 0.00013486 | 0.00080857 | 3.0224 | 3.465 | 3.0192 | 4.426 | 5.5244 | 4.4187 | 1.2292e-05
6582 | 0.0002039 | 0.00013214 | 0.0044471 | 3.0518 | 3.465 | 3.0192 | 4.4933 | 5.5244 | 4.4187 | 6.8833e-06
6583 | 0.0002039 | 0.00013393 | 0.0075082 | 3.1261 | 3.4636 | 3.0192 | 4.6669 | 5.5205 | 4.4187 | 0.00050478
6584 | 0.00015288 | 0.00011898 | 0.015088 | 3.2347 | 3.4636 | 3.0192 | 4.9295 | 5.5205 | 4.4187 | 7.5225e-05
6585 | 0.00010019 | 0.00010298 | 0.023319 | 3.3458 | 3.4636 | 3.0192 | 5.2098 | 5.5205 | 4.4187 | 7.5553e-05
6586 | 6.9469e-05 | 9.3779e-05 | 0.027939 | 3.4104 | 3.4607 | 3.0192 | 5.3785 | 5.5129 | 4.4187 | 8.7353e-05
6587 | 6.9643e-05 | 9.4082e-05 | 0.037035 | 3.479 | 3.4593 | 3.0192 | 5.5624 | 5.5091 | 4.4187 | 8.1944e-05
6588 | 7.3228e-05 | 9.46e-05 | 0.030971 | 3.5253 | 3.4593 | 3.0192 | 5.6894 | 5.5091 | 4.4187 | 0.00018896
6589 | 7.167e-05 | 9.3253e-05 | 0.019781 | 3.5699 | 3.4593 | 3.0192 | 5.8139 | 5.5091 | 4.4187 | 8.1453e-05
6590 | 5.9502e-05 | 9.0217e-05 | 0.014006 | 3.5579 | 3.4593 | 3.0192 | 5.7801 | 5.5091 | 4.4187 | 8.5878e-05
6591 | 4.84e-05 | 8.6115e-05 | 0.0080857 | 3.5729 | 3.4579 | 3.0192 | 5.8224 | 5.5053 | 4.4187 | 7.883e-05
6592 | 5.5628e-05 | 8.7848e-05 | 0.0015401 | 3.5006 | 3.4579 | 3.0192 | 5.6212 | 5.5053 | 4.4187 | 6.3589e-05
6593 | 5.903e-05 | 9.2237e-05 | 0 | 3.3604 | 3.4565 | 3.0192 | 5.2475 | 5.5015 | 4.4187 | 5.3592e-05
6594 | 4.1137e-05 | 8.852e-05 | 0 | 3.2759 | 3.4565 | 3.0192 | 5.0322 | 5.5015 | 4.4187 | 0.00021289
6595 | 7.2485e-05 | 0.00010316 | 0 | 3.2595 | 3.4551 | 3.0192 | 4.9913 | 5.4977 | 4.4187 | 0.00021994
6596 | 9.9625e-05 | 0.00010582 | 0 | 3.2248 | 3.4551 | 3.0192 | 4.9053 | 5.4977 | 4.4187 | 0.00023862
6597 | 0.00012617 | 0.00011168 | 0 | 3.1944 | 3.4537 | 3.0192 | 4.831 | 5.4939 | 4.4187 | 0.00021338
6598 | 0.00013907 | 0.00011579 | 0 | 3.1203 | 3.4537 | 3.0192 | 4.6533 | 5.4939 | 4.4187 | 1.5733e-05
6599 | 0.00015706 | 0.00012129 | 0 | 3.14 | 3.4523 | 3.0192 | 4.6999 | 5.4901 | 4.4187 | 1.18e-05
6600 | 0.00018033 | 0.00012844 | 0 | 3.14 | 3.4523 | 3.0192 | 4.6999 | 5.4901 | 4.4187 | 2.4092e-05
6601 | 0.00019353 | 0.00013226 | 0 | 3.1192 | 3.4523 | 3.0192 | 4.6506 | 5.4901 | 4.4187 | 1.9994e-05
6602 | 0.0002039 | 0.00013535 | 0 | 3.1238 | 3.4523 | 3.0192 | 4.6615 | 5.4901 | 4.4187 | 2.4092e-05
6603 | 0.0002039 | 0.00013524 | 0 | 3.0964 | 3.4509 | 3.0192 | 4.597 | 5.4863 | 4.4187 | 2.4911e-05
6604 | 0.0002039 | 0.00013458 | 0 | 3.1032 | 3.4509 | 3.0192 | 4.6129 | 5.4863 | 4.4187 | 2.8681e-05
6605 | 0.0002039 | 0.00013458 | 0.0017327 | 3.1111 | 3.4509 | 3.0192 | 4.6317 | 5.4863 | 4.4187 | 2.4583e-05
6606 | 0.0002039 | 0.00013494 | 0.0079413 | 3.1353 | 3.4509 | 3.0192 | 4.6889 | 5.4863 | 4.4187 | 2.4747e-05
6607 | 0.0002039 | 0.00013426 | 0.020503 | 3.2138 | 3.4495 | 3.0192 | 4.8783 | 5.4825 | 4.4187 | 0.00056214
6608 | 0.00016662 | 0.00012317 | 0.02996 | 3.3274 | 3.4481 | 3.0192 | 5.1626 | 5.4788 | 4.4187 | 0.00054132
6609 | 0.00012074 | 0.00010945 | 0.035808 | 3.4173 | 3.4481 | 3.0192 | 5.3967 | 5.4788 | 4.4187 | 8.2436e-05
6610 | 8.5776e-05 | 9.8414e-05 | 0.036039 | 3.5006 | 3.4481 | 3.0192 | 5.6212 | 5.4788 | 4.4187 | 9.9153e-05
6611 | 8.7676e-05 | 9.9775e-05 | 0.033729 | 3.5911 | 3.4467 | 3.0192 | 5.8738 | 5.475 | 4.4187 | 8.0305e-05
6612 | 6.8885e-05 | 9.4066e-05 | 0.027217 | 3.6467 | 3.4467 | 3.0192 | 6.0339 | 5.475 | 4.4187 | 9.4072e-05
6613 | 6.156e-05 | 9.1119e-05 | 0.019348 | 3.7155 | 3.4452 | 3.0192 | 6.2369 | 5.4712 | 4.4187 | 7.6372e-05
6614 | 6.1118e-05 | 9.1739e-05 | 0.012345 | 3.6896 | 3.4438 | 3.0192 | 6.1598 | 5.4675 | 4.4187 | 8.4567e-05
6615 | 5.858e-05 | 8.9395e-05 | 0.0072194 | 3.6672 | 3.4424 | 3.0192 | 6.0938 | 5.4637 | 4.4187 | 0.00026747
6616 | 3.6562e-05 | 8.269e-05 | 0.0014439 | 3.5699 | 3.4424 | 3.0192 | 5.8139 | 5.4637 | 4.4187 | 0.00026681
6617 | 3.6778e-05 | 8.6428e-05 | 0 | 3.4187 | 3.4424 | 3.0192 | 5.4004 | 5.4637 | 4.4187 | 2.9992e-05
6618 | 5.199e-05 | 9.2695e-05 | 0 | 3.3511 | 3.4424 | 3.0192 | 5.2234 | 5.4637 | 4.4187 | 5.1461e-05
6619 | 7.0381e-05 | 0.0001008 | 0 | 3.2989 | 3.4424 | 3.0192 | 5.09 | 5.4637 | 4.4187 | 3.9989e-05
6620 | 0.00010091 | 0.00010794 | 0 | 3.3209 | 3.4424 | 3.0192 | 5.1459 | 5.4637 | 4.4187 | 0.0001493
6621 | 0.00012166 | 0.00011147 | 0 | 3.2861 | 3.4424 | 3.0192 | 5.0578 | 5.4637 | 4.4187 | 0.00016422
6622 | 0.00013156 | 0.00011353 | 0 | 3.2595 | 3.4424 | 3.0192 | 4.9913 | 5.4637 | 4.4187 | 0.00015602
6623 | 0.0001449 | 0.00011795 | 0 | 3.2458 | 3.4424 | 3.0192 | 4.9571 | 5.4637 | 4.4187 | 2.4747e-05
6624 | 0.0001629 | 0.00012353 | 0 | 3.2285 | 3.4396 | 3.0192 | 4.9143 | 5.4562 | 4.4187 | 1.1472e-05
6625 | 0.00018314 | 0.00012914 | 0 | 3.252 | 3.4396 | 3.0192 | 4.9726 | 5.4562 | 4.4187 | 1.2783e-05
6626 | 0.00018914 | 0.00012922 | 0 | 3.2508 | 3.4396 | 3.0192 | 4.9695 | 5.4562 | 4.4187 | 9.6694e-06
6627 | 0.00019719 | 0.00013329 | 0 | 3.2408 | 3.4382 | 3.0192 | 4.9448 | 5.4525 | 4.4187 | 8.85e-06
6628 | 0.0002039 | 0.00013529 | 0 | 3.2508 | 3.4382 | 3.0192 | 4.9695 | 5.4525 | 4.4187 | 1.1472e-05
6629 | 0.0002039 | 0.00013513 | 0.00092408 | 3.2458 | 3.4382 | 3.0192 | 4.9571 | 5.4525 | 4.4187 | 1.0817e-05
6630 | 0.0002039 | 0.00013535 | 0.0036386 | 3.2545 | 3.4369 | 3.0192 | 4.9788 | 5.4488 | 4.4187 | 1.1472e-05
6631 | 0.00019167 | 0.00013034 | 0.01249 | 3.3015 | 3.4369 | 3.0192 | 5.0966 | 5.4488 | 4.4187 | 0.00056066
6632 | 0.00013291 | 0.00011286 | 0.022524 | 3.3818 | 3.4369 | 3.0192 | 5.3034 | 5.4488 | 4.4187 | 6.6539e-05
6633 | 0.00010448 | 0.0001053 | 0.029094 | 3.462 | 3.4369 | 3.0192 | 5.5162 | 5.4488 | 4.4187 | 7.0308e-05
6634 | 9.8652e-05 | 0.0001034 | 0.029383 | 3.5684 | 3.4369 | 3.0192 | 5.8096 | 5.4488 | 4.4187 | 8.0469e-05
6635 | 0.00010349 | 0.00010526 | 0.030033 | 3.6467 | 3.4369 | 3.0192 | 6.0339 | 5.4488 | 4.4187 | 8.2928e-05
6636 | 8.3317e-05 | 9.8789e-05 | 0.030466 | 3.672 | 3.4355 | 3.0192 | 6.1078 | 5.445 | 4.4187 | 0.00020929
6637 | 8.5483e-05 | 9.9804e-05 | 0.026712 | 3.6993 | 3.4355 | 3.0192 | 6.1884 | 5.445 | 4.4187 | 7.0964e-05
6638 | 7.6018e-05 | 9.6809e-05 | 0.015738 | 3.6672 | 3.4355 | 3.0192 | 6.0938 | 5.445 | 4.4187 | 8.6861e-05
6639 | 6.3033e-05 | 9.1802e-05 | 0.006714 | 3.6264 | 3.4355 | 3.0192 | 5.9751 | 5.445 | 4.4187 | 8.0142e-05
6640 | 6.037e-05 | 9.0454e-05 | 0.00096258 | 3.5239 | 3.4355 | 3.0192 | 5.6853 | 5.445 | 4.4187 | 8.5386e-05
6641 | 5.8698e-05 | 9.093e-05 | 0 | 3.4437 | 3.4355 | 3.0192 | 5.467 | 5.445 | 4.4187 | 6.0311e-05
6642 | 7.2885e-05 | 9.6641e-05 | 0 | 3.4022 | 3.4341 | 3.0192 | 5.3568 | 5.4413 | 4.4187 | 0.00022944
6643 | 0.00011845 | 0.00011031 | 0 | 3.3524 | 3.4341 | 3.0192 | 5.2269 | 5.4413 | 4.4187 | 0.00019929
6644 | 0.00016269 | 0.00012229 | 0 | 3.3326 | 3.4341 | 3.0192 | 5.176 | 5.4413 | 4.4187 | 0.00023944
6645 | 0.00019488 | 0.00013092 | 0 | 3.3027 | 3.4341 | 3.0192 | 5.0998 | 5.4413 | 4.4187 | 0.000246
6646 | 0.0002039 | 0.00013531 | 0 | 3.2797 | 3.4341 | 3.0192 | 5.0418 | 5.4413 | 4.4187 | 1.0325e-05
6647 | 0.0002039 | 0.00013508 | 0 | 3.2483 | 3.4327 | 3.0192 | 4.9633 | 5.4376 | 4.4187 | 5.9e-06
6648 | 0.0002039 | 0.00013533 | 0 | 3.2102 | 3.4327 | 3.0192 | 4.8693 | 5.4376 | 4.4187 | 1.7044e-05
6649 | 0.0002039 | 0.00013528 | 0 | 3.18 | 3.4327 | 3.0192 | 4.7961 | 5.4376 | 4.4187 | 2.2125e-05
6650 | 0.0002039 | 0.00013498 | 0 | 3.1729 | 3.4327 | 3.0192 | 4.7788 | 5.4376 | 4.4187 | 2.6714e-05
6651 | 0.0002039 | 0.00013477 | 0 | 3.1435 | 3.4327 | 3.0192 | 4.7083 | 5.4376 | 4.4187 | 2.7369e-05
6652 | 0.0002039 | 0.00013462 | 0 | 3.1226 | 3.4327 | 3.0192 | 4.6588 | 5.4376 | 4.4187 | 1.0325e-05
6653 | 0.0002039 | 0.00013446 | 0.0011551 | 3.1249 | 3.4327 | 3.0192 | 4.6642 | 5.4376 | 4.4187 | 1.4586e-05
6654 | 0.0002039 | 0.00013432 | 0.0057755 | 3.1365 | 3.4327 | 3.0192 | 4.6917 | 5.4376 | 4.4187 | 3.3269e-05
6655 | 0.00018111 | 0.00012606 | 0.015016 | 3.1872 | 3.4313 | 3.0192 | 4.8135 | 5.4339 | 4.4187 | 0.00055214
6656 | 0.00016617 | 0.00012175 | 0.027722 | 3.2421 | 3.4313 | 3.0192 | 4.9479 | 5.4339 | 4.4187 | 0.00058738
6657 | 0.00014289 | 0.00011523 | 0.032978 | 3.2874 | 3.4313 | 3.0192 | 5.061 | 5.4339 | 4.4187 | 8.26e-05
6658 | 7.979e-05 | 9.6298e-05 | 0.031332 | 3.3196 | 3.4299 | 3.0192 | 5.1426 | 5.4302 | 4.4187 | 8.0142e-05
6659 | 6.4022e-05 | 9.1645e-05 | 0.039346 | 3.3832 | 3.4299 | 3.0192 | 5.3069 | 5.4302 | 4.4187 | 7.1455e-05
6660 | 5.9925e-05 | 9.0202e-05 | 0.036097 | 3.4022 | 3.4299 | 3.0192 | 5.3568 | 5.4302 | 4.4187 | 7.5389e-05
6661 | 6.7194e-05 | 9.2481e-05 | 0.026134 | 3.4049 | 3.4299 | 3.0192 | 5.364 | 5.4302 | 4.4187 | 7.1619e-05
6662 | 5.9003e-05 | 9.0819e-05 | 0.015449 | 3.4325 | 3.4299 | 3.0192 | 5.4372 | 5.4302 | 4.4187 | 8.6697e-05
6663 | 4.4027e-05 | 8.5928e-05 | 0.0071472 | 3.4022 | 3.4299 | 3.0192 | 5.3568 | 5.4302 | 4.4187 | 0.00027533
6664 | 3.7213e-05 | 8.323e-05 | 0.0010396 | 3.3524 | 3.4299 | 3.0192 | 5.2269 | 5.4302 | 4.4187 | 0.00028713
6665 | 3.0462e-05 | 7.9114e-05 | 0 | 3.2772 | 3.4299 | 3.0192 | 5.0354 | 5.4302 | 4.4187 | 4.13e-05
6666 | 3.5705e-05 | 8.23e-05 | 0 | 3.2371 | 3.4285 | 3.0192 | 4.9356 | 5.4265 | 4.4187 | 5.3428e-05
6667 | 0.00010206 | 0.00010466 | 0 | 3.2187 | 3.4285 | 3.0192 | 4.8902 | 5.4265 | 4.4187 | 2.8025e-05
6668 | 0.00010497 | 0.00010492 | 0 | 3.1836 | 3.4285 | 3.0192 | 4.8048 | 5.4265 | 4.4187 | 0.00019142
6669 | 0.00012197 | 0.00010994 | 0 | 3.1587 | 3.4271 | 3.0192 | 4.7447 | 5.4228 | 4.4187 | 0.00016323
6670 | 0.0001346 | 0.00011336 | 0 | 3.1203 | 3.4271 | 3.0192 | 4.6533 | 5.4228 | 4.4187 | 0.00015668
6671 | 0.00013418 | 0.00011316 | 0 | 3.0998 | 3.4271 | 3.0192 | 4.6049 | 5.4228 | 4.4187 | 2.7042e-05
6672 | 0.00015245 | 0.00011896 | 0 | 3.0862 | 3.4271 | 3.0192 | 4.5732 | 5.4228 | 4.4187 | 1.8192e-05
6673 | 0.00016958 | 0.00012377 | 0 | 3.065 | 3.4271 | 3.0192 | 4.5239 | 5.4228 | 4.4187 | 2.3436e-05
6674 | 0.00018109 | 0.00012756 | 0 | 3.0551 | 3.4271 | 3.0192 | 4.5009 | 5.4228 | 4.4187 | 1.8519e-05
6675 | 0.00019627 | 0.00013226 | 0 | 3.0573 | 3.4271 | 3.0192 | 4.506 | 5.4228 | 4.4187 | 2.0322e-05
6676 | 0.0002039 | 0.00013431 | 0 | 3.0784 | 3.4257 | 3.0192 | 4.5549 | 5.4191 | 4.4187 | 2.0814e-05
6677 | 0.0002039 | 0.00013431 | 0.00086633 | 3.0896 | 3.4257 | 3.0192 | 4.5811 | 5.4191 | 4.4187 | 2.36e-05
6678 | 0.0002039 | 0.0001325 | 0.0062953 | 3.0918 | 3.4257 | 3.0192 | 4.5864 | 5.4191 | 4.4187 | 2.6714e-05
6679 | 0.0002039 | 0.00013354 | 0.017615 | 3.1353 | 3.4257 | 3.0192 | 4.6889 | 5.4191 | 4.4187 | 0.00050625
6680 | 0.00016897 | 0.00012319 | 0.027145 | 3.1908 | 3.4257 | 3.0192 | 4.8222 | 5.4191 | 4.4187 | 0.00051445
6681 | 0.00013076 | 0.00011178 | 0.035086 | 3.2334 | 3.4243 | 3.0192 | 4.9265 | 5.4154 | 4.4187 | 6.1786e-05
6682 | 0.00010333 | 0.00010338 | 0.037035 | 3.3002 | 3.4243 | 3.0192 | 5.0933 | 5.4154 | 4.4187 | 9.5219e-05
6683 | 9.0699e-05 | 9.9673e-05 | 0.034769 | 3.3392 | 3.4229 | 3.0192 | 5.1928 | 5.4117 | 4.4187 | 7.3914e-05
6684 | 8.4832e-05 | 9.8234e-05 | 0.032415 | 3.3497 | 3.4229 | 3.0192 | 5.22 | 5.4117 | 4.4187 | 9.3253e-05
6685 | 8.4044e-05 | 9.8032e-05 | 0.026062 | 3.3818 | 3.4229 | 3.0192 | 5.3034 | 5.4117 | 4.4187 | 8.5714e-05
6686 | 8.3154e-05 | 9.7793e-05 | 0.018048 | 3.409 | 3.4229 | 3.0192 | 5.3749 | 5.4117 | 4.4187 | 7.2439e-05
6687 | 7.4117e-05 | 9.4907e-05 | 0.0062375 | 3.3981 | 3.4243 | 3.0192 | 5.346 | 5.4154 | 4.4187 | 0.00025222
6688 | 6.6907e-05 | 9.2517e-05 | 0.0011551 | 3.3471 | 3.4229 | 3.0192 | 5.2132 | 5.4117 | 4.4187 | 0.00026386
6689 | 7.1502e-05 | 9.3901e-05 | 0 | 3.304 | 3.4229 | 3.0192 | 5.1031 | 5.4117 | 4.4187 | 3.6547e-05
6690 | 9.4947e-05 | 0.00010024 | 0 | 3.2835 | 3.4216 | 3.0192 | 5.0513 | 5.408 | 4.4187 | 4.048e-05
6691 | 0.00016084 | 0.00012014 | 0 | 3.2835 | 3.4216 | 3.0192 | 5.0513 | 5.408 | 4.4187 | 2.8025e-05
6692 | 0.0002039 | 0.00013376 | 0 | 3.2696 | 3.4216 | 3.0192 | 5.0164 | 5.408 | 4.4187 | 0.00015684
6693 | 0.0002039 | 0.00013433 | 0 | 3.2334 | 3.4216 | 3.0192 | 4.9265 | 5.408 | 4.4187 | 0.00016241
6694 | 0.0002039 | 0.0001346 | 0 | 3.2224 | 3.4188 | 3.0192 | 4.8992 | 5.4007 | 4.4187 | 0.00015733
6695 | 0.0002039 | 0.00013446 | 0 | 3.2175 | 3.4188 | 3.0192 | 4.8872 | 5.4007 | 4.4187 | 1.7536e-05
6696 | 0.0002039 | 0.000133 | 0 | 3.1848 | 3.4174 | 3.0192 | 4.8076 | 5.397 | 4.4187 | 1.3931e-05
6697 | 0.0002039 | 0.00013412 | 0 | 3.1765 | 3.4174 | 3.0192 | 4.7874 | 5.397 | 4.4187 | 9.5055e-06
6698 | 0.0002039 | 0.00013465 | 0 | 3.192 | 3.416 | 3.0192 | 4.8251 | 5.3934 | 4.4187 | 1.8192e-05
6699 | 0.0002039 | 0.00013451 | 0 | 3.1944 | 3.4174 | 3.0192 | 4.831 | 5.397 | 4.4187 | 1.7864e-05
6700 | 0.0002039 | 0.00013466 | 0 | 3.1729 | 3.4174 | 3.0192 | 4.7788 | 5.397 | 4.4187 | 1.3767e-05
6701 | 0.0002039 | 0.00013471 | 0.00057755 | 3.1729 | 3.416 | 3.0192 | 4.7788 | 5.3934 | 4.4187 | 1.3931e-05
6702 | 0.0002039 | 0.00013373 | 0.0043316 | 3.154 | 3.4147 | 3.0192 | 4.7334 | 5.3897 | 4.4187 | 1.0653e-05
6703 | 0.0002039 | 0.00013351 | 0.01119 | 3.1765 | 3.4147 | 3.0192 | 4.7874 | 5.3897 | 4.4187 | 0.00059016
6704 | 0.00017562 | 0.00012509 | 0.017182 | 3.2199 | 3.4147 | 3.0192 | 4.8932 | 5.3897 | 4.4187 | 7.9486e-05
6705 | 0.00011898 | 0.00010859 | 0.023174 | 3.3015 | 3.4147 | 3.0192 | 5.0966 | 5.3897 | 4.4187 | 7.4078e-05
6706 | 9.3148e-05 | 0.00010075 | 0.025268 | 3.3524 | 3.4133 | 3.0192 | 5.2269 | 5.3861 | 4.4187 | 6.703e-05
6707 | 7.1195e-05 | 9.4194e-05 | 0.022741 | 3.394 | 3.4133 | 3.0192 | 5.3353 | 5.3861 | 4.4187 | 7.9486e-05
6708 | 6.2452e-05 | 9.1511e-05 | 0.02173 | 3.4228 | 3.4119 | 3.0192 | 5.4114 | 5.3824 | 4.4187 | 0.0001988
6709 | 5.5064e-05 | 8.8826e-05 | 0.013428 | 3.4437 | 3.4119 | 3.0192 | 5.467 | 5.3824 | 4.4187 | 8.1289e-05
6710 | 5.2477e-05 | 8.8821e-05 | 0.0090964 | 3.4535 | 3.4119 | 3.0192 | 5.4934 | 5.3824 | 4.4187 | 6.9325e-05
6711 | 4.2134e-05 | 8.316e-05 | 0.0046204 | 3.4395 | 3.4119 | 3.0192 | 5.4558 | 5.3824 | 4.4187 | 7.3914e-05
6712 | 3.027e-05 | 7.7515e-05 | 0.00043316 | 3.3886 | 3.4119 | 3.0192 | 5.3211 | 5.3824 | 4.4187 | 7.6372e-05
6713 | 4.6598e-05 | 8.235e-05 | 0 | 3.2558 | 3.4092 | 3.0192 | 4.9819 | 5.3752 | 4.4187 | 7.2439e-05
6714 | 5.4776e-05 | 9.1779e-05 | 0 | 3.1741 | 3.4092 | 3.0192 | 4.7817 | 5.3752 | 4.4187 | 0.00023993
6715 | 0.00010447 | 0.00010456 | 0 | 3.1353 | 3.4078 | 3.0192 | 4.6889 | 5.3716 | 4.4187 | 0.00021355
6716 | 0.00015014 | 0.00011769 | 0 | 3.0952 | 3.4078 | 3.0192 | 4.5943 | 5.3716 | 4.4187 | 0.00021863
6717 | 0.00019297 | 0.000131 | 0 | 3.1066 | 3.4078 | 3.0192 | 4.6209 | 5.3716 | 4.4187 | 0.00022551
6718 | 0.0002039 | 0.00013467 | 0 | 3.0907 | 3.4064 | 3.0192 | 4.5838 | 5.3679 | 4.4187 | 1.2783e-05
6719 | 0.0002039 | 0.00013336 | 0 | 3.0562 | 3.4064 | 3.0192 | 4.5035 | 5.3679 | 4.4187 | 1.3111e-05
6720 | 0.0002039 | 0.0001345 | 0 | 3.0474 | 3.4064 | 3.0192 | 4.4832 | 5.3679 | 4.4187 | 9.9972e-06
6721 | 0.0002039 | 0.00013409 | 0 | 3.0256 | 3.4064 | 3.0192 | 4.4334 | 5.3679 | 4.4187 | 1.3111e-05
6722 | 0.0002039 | 0.00013467 | 0 | 3.0256 | 3.4064 | 3.0192 | 4.4334 | 5.3679 | 4.4187 | 4.2611e-06
6723 | 0.0002039 | 0.00013469 | 0 | 3.0191 | 3.405 | 3.0192 | 4.4186 | 5.3643 | 4.4187 | 9.3417e-06
6724 | 0.0002039 | 0.00013469 | 0 | 3.0138 | 3.4037 | 3.0192 | 4.4064 | 5.3607 | 4.4187 | 9.1778e-06
6725 | 0.0002039 | 0.00013427 | 0.00072194 | 2.9757 | 3.4037 | 3.0192 | 4.3204 | 5.3607 | 4.4187 | 1.2619e-05
6726 | 0.0002039 | 0.00013471 | 0.0051402 | 3.0256 | 3.4023 | 3.0192 | 4.4334 | 5.3571 | 4.4187 | 9.5055e-06
6727 | 0.00018973 | 0.00012919 | 0.0078691 | 3.102 | 3.4023 | 3.0192 | 4.6103 | 5.3571 | 4.4187 | 0.00058099
6728 | 0.00012984 | 0.00011158 | 0.012634 | 3.2126 | 3.4037 | 3.0192 | 4.8753 | 5.3607 | 4.4187 | 7.4733e-05
6729 | 0.00010006 | 0.0001027 | 0.019492 | 3.3287 | 3.4037 | 3.0192 | 5.1659 | 5.3607 | 4.4187 | 7.3258e-05
6730 | 9.8284e-05 | 0.00010239 | 0.019492 | 3.3954 | 3.4023 | 3.0192 | 5.3389 | 5.3571 | 4.4187 | 0.00010964
6731 | 9.0401e-05 | 0.00010013 | 0.019348 | 3.4833 | 3.4023 | 3.0192 | 5.574 | 5.3571 | 4.4187 | 9.1286e-05
6732 | 9.8677e-05 | 0.00010182 | 0.015666 | 3.4962 | 3.4023 | 3.0192 | 5.6093 | 5.3571 | 4.4187 | 0.00018241
6733 | 8.9248e-05 | 9.9759e-05 | 0.014367 | 3.5093 | 3.4023 | 3.0192 | 5.6451 | 5.3571 | 4.4187 | 6.408e-05
6734 | 8.8706e-05 | 9.929e-05 | 0.0082301 | 3.5312 | 3.4023 | 3.0192 | 5.7057 | 5.3571 | 4.4187 | 9.3417e-05
6735 | 7.5548e-05 | 9.4258e-05 | 0.0033209 | 3.5107 | 3.3996 | 3.0192 | 5.6491 | 5.3499 | 4.4187 | 8.2272e-05
6736 | 7.486e-05 | 9.4194e-05 | 0.0005198 | 3.4591 | 3.3982 | 3.0192 | 5.5086 | 5.3463 | 4.4187 | 7.1128e-05
6737 | 6.9148e-05 | 9.1945e-05 | 0 | 3.3261 | 3.3982 | 3.0192 | 5.1592 | 5.3463 | 4.4187 | 6.3589e-05
6738 | 9.5208e-05 | 0.00010202 | 0 | 3.2671 | 3.3982 | 3.0192 | 5.0101 | 5.3463 | 4.4187 | 0.00023305
6739 | 0.00015706 | 0.00011945 | 0 | 3.2533 | 3.3982 | 3.0192 | 4.9757 | 5.3463 | 4.4187 | 0.00024747
6740 | 0.00019438 | 0.00013144 | 0 | 3.2495 | 3.3968 | 3.0192 | 4.9664 | 5.3427 | 4.4187 | 0.00023174
6741 | 0.0002039 | 0.00013397 | 0 | 3.226 | 3.3968 | 3.0192 | 4.9083 | 5.3427 | 4.4187 | 0.00021633
6742 | 0.0002039 | 0.00013459 | 0 | 3.2138 | 3.3955 | 3.0192 | 4.8783 | 5.3391 | 4.4187 | 1.77e-05
6743 | 0.0002039 | 0.00013466 | 0 | 3.252 | 3.3955 | 3.0192 | 4.9726 | 5.3391 | 4.4187 | 7.0472e-06
6744 | 0.0002039 | 0.00013471 | 0 | 3.2558 | 3.3941 | 3.0192 | 4.9819 | 5.3356 | 4.4187 | 9.3417e-06
6745 | 0.0002039 | 0.00013338 | 0 | 3.252 | 3.3941 | 3.0192 | 4.9726 | 5.3356 | 4.4187 | 1.4586e-05
6746 | 0.0002039 | 0.00013464 | 0 | 3.1992 | 3.3941 | 3.0192 | 4.8427 | 5.3356 | 4.4187 | 7.0472e-06
6747 | 0.0002039 | 0.00013426 | 0 | 3.1622 | 3.3928 | 3.0192 | 4.7532 | 5.332 | 4.4187 | 9.1778e-06
6748 | 0.0002039 | 0.0001342 | 0 | 3.1388 | 3.3928 | 3.0192 | 4.6972 | 5.332 | 4.4187 | 8.5222e-06
6749 | 0.0002039 | 0.00013398 | 0.00072194 | 3.1203 | 3.3914 | 3.0192 | 4.6533 | 5.3284 | 4.4187 | 9.3417e-06
6750 | 0.0002039 | 0.0001345 | 0.0037541 | 3.1226 | 3.3914 | 3.0192 | 4.6588 | 5.3284 | 4.4187 | 9.0139e-06
6751 | 0.0002039 | 0.00013312 | 0.0086633 | 3.1599 | 3.3914 | 3.0192 | 4.7475 | 5.3284 | 4.4187 | 0.00057967
6752 | 0.00015991 | 0.00012061 | 0.010685 | 3.215 | 3.3914 | 3.0192 | 4.8812 | 5.3284 | 4.4187 | 8.5386e-05
6753 | 0.00012407 | 0.00011011 | 0.012129 | 3.3027 | 3.3914 | 3.0192 | 5.0998 | 5.3284 | 4.4187 | 3.9005e-05
6754 | 0.00010758 | 0.00010483 | 0.017471 | 3.3537 | 3.3914 | 3.0192 | 5.2303 | 5.3284 | 4.4187 | 8.9319e-05
6755 | 0.00010508 | 0.00010449 | 0.015377 | 3.4008 | 3.39 | 3.0192 | 5.3532 | 5.3248 | 4.4187 | 7.4078e-05
6756 | 0.0001048 | 0.00010372 | 0.019131 | 3.4242 | 3.39 | 3.0192 | 5.415 | 5.3248 | 4.4187 | 0.00017552
6757 | 0.00010656 | 0.00010516 | 0.017976 | 3.4507 | 3.39 | 3.0192 | 5.4858 | 5.3248 | 4.4187 | 8.5714e-05
6758 | 0.00010079 | 0.00010334 | 0.013789 | 3.4691 | 3.3887 | 3.0192 | 5.5353 | 5.3213 | 4.4187 | 6.8178e-05
6759 | 8.7806e-05 | 9.895e-05 | 0.0058718 | 3.4395 | 3.3887 | 3.0192 | 5.4558 | 5.3213 | 4.4187 | 9.1778e-05
6760 | 0.00010053 | 0.00010218 | 0.00057755 | 3.3724 | 3.3887 | 3.0192 | 5.2788 | 5.3213 | 4.4187 | 7.7028e-05
6761 | 7.85e-05 | 9.5674e-05 | 0 | 3.3157 | 3.3887 | 3.0192 | 5.1326 | 5.3213 | 4.4187 | 6.3753e-05
6762 | 9.4331e-05 | 0.00010102 | 0 | 3.2709 | 3.3887 | 3.0192 | 5.0195 | 5.3213 | 4.4187 | 0.00021863
6763 | 0.00013012 | 0.0001124 | 0 | 3.2322 | 3.3887 | 3.0192 | 4.9234 | 5.3213 | 4.4187 | 0.00024305
6764 | 0.00017449 | 0.00012555 | 0 | 3.192 | 3.3887 | 3.0192 | 4.8251 | 5.3213 | 4.4187 | 0.00024272
6765 | 0.00018308 | 0.00012784 | 0 | 3.154 | 3.3873 | 3.0192 | 4.7334 | 5.3177 | 4.4187 | 0.0002496
6766 | 0.00019364 | 0.00012968 | 0 | 3.1203 | 3.386 | 3.0192 | 4.6533 | 5.3142 | 4.4187 | 1.1144e-05
6767 | 0.00019973 | 0.00013343 | 0 | 3.0896 | 3.386 | 3.0192 | 4.5811 | 5.3142 | 4.4187 | 8.85e-06
6768 | 0.0002039 | 0.00013487 | 0 | 3.0885 | 3.3846 | 3.0192 | 4.5785 | 5.3106 | 4.4187 | 1.9667e-05
6769 | 0.0002039 | 0.00013456 | 0 | 3.0672 | 3.3846 | 3.0192 | 4.5291 | 5.3106 | 4.4187 | 1.2292e-05
6770 | 0.0002039 | 0.00013309 | 0 | 3.0717 | 3.386 | 3.0192 | 4.5394 | 5.3142 | 4.4187 | 7.2111e-06
6771 | 0.0002039 | 0.0001348 | 0 | 3.0672 | 3.386 | 3.0192 | 4.5291 | 5.3142 | 4.4187 | 5.0805e-06
6772 | 0.0002039 | 0.0001343 | 0 | 3.0321 | 3.386 | 3.0192 | 4.4482 | 5.3142 | 4.4187 | 1.0161e-05
6773 | 0.0002039 | 0.00013498 | 0.00067381 | 3.0278 | 3.386 | 3.0192 | 4.4383 | 5.3142 | 4.4187 | 1.3439e-05
6774 | 0.0002039 | 0.00013487 | 0.0043316 | 3.0138 | 3.386 | 3.0192 | 4.4064 | 5.3142 | 4.4187 | 7.8667e-06
6775 | 0.0002039 | 0.00013349 | 0.011118 | 3.0683 | 3.386 | 3.0192 | 4.5316 | 5.3142 | 4.4187 | 0.0005269
6776 | 0.00016685 | 0.00012267 | 0.019637 | 3.1493 | 3.386 | 3.0192 | 4.7222 | 5.3142 | 4.4187 | 5.8017e-05
6777 | 0.0001444 | 0.00011638 | 0.021947 | 3.215 | 3.3846 | 3.0192 | 4.8812 | 5.3106 | 4.4187 | 7.1619e-05
6778 | 0.00011912 | 0.00010888 | 0.026712 | 3.295 | 3.3833 | 3.0192 | 5.0803 | 5.3071 | 4.4187 | 7.6536e-05
6779 | 0.00010892 | 0.00010611 | 0.030033 | 3.3577 | 3.3833 | 3.0192 | 5.2406 | 5.3071 | 4.4187 | 9.653e-05
6780 | 0.00010772 | 0.00010584 | 0.029599 | 3.3872 | 3.3833 | 3.0192 | 5.3175 | 5.3071 | 4.4187 | 0.00019536
6781 | 0.00010232 | 0.00010406 | 0.020503 | 3.4008 | 3.3833 | 3.0192 | 5.3532 | 5.3071 | 4.4187 | 7.4405e-05
6782 | 8.221e-05 | 9.7653e-05 | 0.010179 | 3.4008 | 3.3819 | 3.0192 | 5.3532 | 5.3036 | 4.4187 | 8.1617e-05
6783 | 6.9073e-05 | 9.3313e-05 | 0.0042161 | 3.3954 | 3.3819 | 3.0192 | 5.3389 | 5.3036 | 4.4187 | 7.7519e-05
6784 | 6.8735e-05 | 9.276e-05 | 0.0005198 | 3.3511 | 3.3819 | 3.0192 | 5.2234 | 5.3036 | 4.4187 | 6.6211e-05
6785 | 9.2452e-05 | 0.00010005 | 0 | 3.2658 | 3.3806 | 3.0192 | 5.0069 | 5.3 | 4.4187 | 6.703e-05
6786 | 8.7502e-05 | 9.9992e-05 | 0 | 3.226 | 3.3819 | 3.0192 | 4.9083 | 5.3036 | 4.4187 | 0.00020634
6787 | 0.00015835 | 0.0001201 | 0 | 3.2273 | 3.3819 | 3.0192 | 4.9113 | 5.3036 | 4.4187 | 0.00023157
6788 | 0.0002039 | 0.00013519 | 0 | 3.1872 | 3.3819 | 3.0192 | 4.8135 | 5.3036 | 4.4187 | 0.00022469
6789 | 0.0002039 | 0.00013221 | 0 | 3.1705 | 3.3819 | 3.0192 | 4.7731 | 5.3036 | 4.4187 | 0.00023551
6790 | 0.0002039 | 0.00013494 | 0 | 3.1307 | 3.3819 | 3.0192 | 4.6779 | 5.3036 | 4.4187 | 1.475e-05
6791 | 0.0002039 | 0.00013476 | 0 | 3.1043 | 3.3806 | 3.0192 | 4.6156 | 5.3 | 4.4187 | 7.0472e-06
6792 | 0.0002039 | 0.00013481 | 0 | 3.0739 | 3.3806 | 3.0192 | 4.5446 | 5.3 | 4.4187 | 7.375e-06
6793 | 0.0002039 | 0.00013501 | 0 | 3.0639 | 3.3806 | 3.0192 | 4.5214 | 5.3 | 4.4187 | 1.6225e-05
6794 | 0.0002039 | 0.00013514 | 0 | 3.0828 | 3.3806 | 3.0192 | 4.5654 | 5.3 | 4.4187 | 9.6694e-06
6795 | 0.0002039 | 0.00013445 | 0 | 3.0706 | 3.3792 | 3.0192 | 4.5368 | 5.2965 | 4.4187 | 8.5222e-06
6796 | 0.0002039 | 0.00013484 | 0 | 3.0452 | 3.3792 | 3.0192 | 4.4782 | 5.2965 | 4.4187 | 1.0325e-05
6797 | 0.0002039 | 0.00013393 | 0.0005198 | 3.0474 | 3.3779 | 3.0192 | 4.4832 | 5.293 | 4.4187 | 1.3767e-05
6798 | 0.0002039 | 0.00013094 | 0.0042739 | 3.0584 | 3.3779 | 3.0192 | 4.5086 | 5.293 | 4.4187 | 9.1778e-06
6799 | 0.0002039 | 0.00013475 | 0.014367 | 3.1077 | 3.3765 | 3.0192 | 4.6236 | 5.2895 | 4.4187 | 0.00058525
6800 | 0.0002039 | 0.00013474 | 0.025557 | 3.1365 | 3.3765 | 3.0192 | 4.6917 | 5.2895 | 4.4187 | 6.4408e-05
6801 | 0.00018545 | 0.00012927 | 0.032343 | 3.2322 | 3.3765 | 3.0192 | 4.9234 | 5.2895 | 4.4187 | 6.2605e-05
6802 | 0.00014078 | 0.00011515 | 0.039201 | 3.3027 | 3.3765 | 3.0192 | 5.0998 | 5.2895 | 4.4187 | 0.00010063
6803 | 0.00011312 | 0.0001072 | 0.033902 | 3.3604 | 3.3765 | 3.0192 | 5.2475 | 5.2895 | 4.4187 | 7.9814e-05
6804 | 0.00010958 | 0.00010618 | 0.030682 | 3.3967 | 3.3779 | 3.0192 | 5.3425 | 5.293 | 4.4187 | 0.00018159
6805 | 0.00010987 | 0.00010596 | 0.024257 | 3.4535 | 3.3765 | 3.0192 | 5.4934 | 5.2895 | 4.4187 | 6.2933e-05
6806 | 0.00010194 | 0.00010335 | 0.013933 | 3.4563 | 3.3765 | 3.0192 | 5.501 | 5.2895 | 4.4187 | 8.3419e-05
6807 | 9.3255e-05 | 0.00010049 | 0.0060643 | 3.4606 | 3.3752 | 3.0192 | 5.5124 | 5.286 | 4.4187 | 8.0142e-05
6808 | 0.00010233 | 0.00010207 | 0.00057755 | 3.3564 | 3.3752 | 3.0192 | 5.2372 | 5.286 | 4.4187 | 7.3586e-05
6809 | 8.9021e-05 | 9.8958e-05 | 0 | 3.2053 | 3.3752 | 3.0192 | 4.8574 | 5.286 | 4.4187 | 4.4578e-05
6810 | 9.6729e-05 | 0.00010165 | 0 | 3.147 | 3.3738 | 3.0192 | 4.7166 | 5.2824 | 4.4187 | 0.00023469
6811 | 0.00017283 | 0.00012475 | 0 | 3.1249 | 3.3738 | 3.0192 | 4.6642 | 5.2824 | 4.4187 | 0.00021535
6812 | 0.00019232 | 0.00013115 | 0 | 3.1089 | 3.3711 | 3.0192 | 4.6263 | 5.2754 | 4.4187 | 0.00022191
6813 | 0.0002039 | 0.00013471 | 0 | 3.0739 | 3.3711 | 3.0192 | 4.5446 | 5.2754 | 4.4187 | 0.00020797
6814 | 0.0002039 | 0.00013496 | 0 | 3.0562 | 3.3711 | 3.0192 | 4.5035 | 5.2754 | 4.4187 | 1.0653e-05
6815 | 0.0002039 | 0.00013496 | 0 | 3.0606 | 3.3711 | 3.0192 | 4.5137 | 5.2754 | 4.4187 | 4.425e-06
6816 | 0.0002039 | 0.00013494 | 0 | 3.0639 | 3.3711 | 3.0192 | 4.5214 | 5.2754 | 4.4187 | 1.475e-05
6817 | 0.0002039 | 0.00013502 | 0 | 3.0507 | 3.3698 | 3.0192 | 4.4908 | 5.272 | 4.4187 | 2.8353e-05
6818 | 0.0002039 | 0.00013512 | 0 | 3.0234 | 3.3698 | 3.0192 | 4.4284 | 5.272 | 4.4187 | 1.4258e-05
6819 | 0.0002039 | 0.0001336 | 0 | 2.9946 | 3.3698 | 3.0192 | 4.363 | 5.272 | 4.4187 | 2.3272e-05
6820 | 0.0002039 | 0.00013494 | 0 | 2.9841 | 3.3684 | 3.0192 | 4.3393 | 5.2685 | 4.4187 | 2.2617e-05
6821 | 0.0002039 | 0.00013475 | 0.0005198 | 2.9841 | 3.3684 | 3.0192 | 4.3393 | 5.2685 | 4.4187 | 1.7864e-05
6822 | 0.0002039 | 0.00013487 | 0.0035808 | 2.9841 | 3.3684 | 3.0192 | 4.3393 | 5.2685 | 4.4187 | 1.7372e-05
6823 | 0.0002039 | 0.00013375 | 0.013284 | 3.0518 | 3.3684 | 3.0192 | 4.4933 | 5.2685 | 4.4187 | 0.00060262
6824 | 0.00020283 | 0.00013385 | 0.031116 | 3.14 | 3.3671 | 3.0192 | 4.6999 | 5.265 | 4.4187 | 0.00053788
6825 | 0.00016862 | 0.00012393 | 0.033137 | 3.2138 | 3.3671 | 3.0192 | 4.8783 | 5.265 | 4.4187 | 8.7353e-05
6826 | 0.00014263 | 0.00011601 | 0.038046 | 3.2595 | 3.3671 | 3.0192 | 4.9913 | 5.265 | 4.4187 | 6.785e-05
6827 | 0.00013882 | 0.00011505 | 0.037541 | 3.2848 | 3.3671 | 3.0192 | 5.0545 | 5.265 | 4.4187 | 0.0001003
6828 | 0.00013929 | 0.00011532 | 0.032993 | 3.3235 | 3.3671 | 3.0192 | 5.1525 | 5.265 | 4.4187 | 6.49e-05
6829 | 0.00014109 | 0.00011606 | 0.025268 | 3.3845 | 3.3658 | 3.0192 | 5.3104 | 5.2615 | 4.4187 | 6.0147e-05
6830 | 0.00012357 | 0.00011063 | 0.01581 | 3.3711 | 3.3644 | 3.0192 | 5.2753 | 5.258 | 4.4187 | 7.8175e-05
6831 | 0.00012086 | 0.0001093 | 0.0065841 | 3.3711 | 3.3644 | 3.0192 | 5.2753 | 5.258 | 4.4187 | 0.00029893
6832 | 0.00010012 | 0.00010294 | 0.0005198 | 3.2963 | 3.3644 | 3.0192 | 5.0836 | 5.258 | 4.4187 | 0.0002873
6833 | 0.00010444 | 0.00010444 | 0 | 3.1423 | 3.3644 | 3.0192 | 4.7055 | 5.258 | 4.4187 | 3.6547e-05
6834 | 0.00013065 | 0.00011245 | 0 | 3.0728 | 3.3644 | 3.0192 | 4.542 | 5.258 | 4.4187 | 3.7858e-05
6835 | 0.00017533 | 0.0001219 | 0 | 3.031 | 3.3644 | 3.0192 | 4.4457 | 5.258 | 4.4187 | 4.343e-05
6836 | 0.0002039 | 0.0001349 | 0 | 3.0343 | 3.3644 | 3.0192 | 4.4532 | 5.258 | 4.4187 | 0.00018569
6837 | 0.0002039 | 0.00013509 | 0 | 3.0224 | 3.3631 | 3.0192 | 4.426 | 5.2546 | 4.4187 | 0.00014865
6838 | 0.0002039 | 0.00013515 | 0 | 3.017 | 3.3618 | 3.0192 | 4.4137 | 5.2511 | 4.4187 | 0.00013488
6839 | 0.0002039 | 0.00013501 | 0 | 2.9925 | 3.3618 | 3.0192 | 4.3582 | 5.2511 | 4.4187 | 2.2125e-05
6840 | 0.0002039 | 0.00013516 | 0 | 2.9621 | 3.3618 | 3.0192 | 4.2902 | 5.2511 | 4.4187 | 3.0319e-05
6841 | 0.0002039 | 0.00013527 | 0 | 2.9365 | 3.3618 | 3.0192 | 4.2333 | 5.2511 | 4.4187 | 1.6225e-05
6842 | 0.0002039 | 0.00013426 | 0 | 2.9365 | 3.3604 | 3.0192 | 4.2333 | 5.2476 | 4.4187 | 1.7864e-05
6843 | 0.0002039 | 0.00013445 | 0 | 2.9304 | 3.3591 | 3.0192 | 4.2198 | 5.2442 | 4.4187 | 2.9664e-05
6844 | 0.0002039 | 0.00013526 | 0 | 2.9253 | 3.3577 | 3.0192 | 4.2087 | 5.2407 | 4.4187 | 1.7044e-05
6845 | 0.0002039 | 0.00013532 | 0.00063531 | 2.9133 | 3.3577 | 3.0192 | 4.1822 | 5.2407 | 4.4187 | 1.3111e-05
6846 | 0.0002039 | 0.00013403 | 0.0037541 | 2.9173 | 3.3577 | 3.0192 | 4.191 | 5.2407 | 4.4187 | 2.0814e-05
6847 | 0.0002039 | 0.00013428 | 0.014078 | 2.9663 | 3.3577 | 3.0192 | 4.2995 | 5.2407 | 4.4187 | 0.00057214
6848 | 0.0001916 | 0.00013078 | 0.030321 | 3.0584 | 3.3577 | 3.0192 | 4.5086 | 5.2407 | 4.4187 | 0.00053346
6849 | 0.00014162 | 0.00011607 | 0.034003 | 3.1423 | 3.3564 | 3.0192 | 4.7055 | 5.2373 | 4.4187 | 7.0144e-05
6850 | 0.0001055 | 0.00010457 | 0.037035 | 3.198 | 3.3564 | 3.0192 | 4.8398 | 5.2373 | 4.4187 | 7.4733e-05
6851 | 9.7386e-05 | 0.00010194 | 0.040356 | 3.2297 | 3.3551 | 3.0192 | 4.9174 | 5.2338 | 4.4187 | 9.2269e-05
6852 | 8.1079e-05 | 9.4821e-05 | 0.037541 | 3.2446 | 3.3538 | 3.0192 | 4.954 | 5.2304 | 4.4187 | 8.0305e-05
6853 | 7.9635e-05 | 9.5207e-05 | 0.028156 | 3.2683 | 3.3538 | 3.0192 | 5.0132 | 5.2304 | 4.4187 | 6.9653e-05
6854 | 8.9039e-05 | 9.8878e-05 | 0.016821 | 3.2874 | 3.3538 | 3.0192 | 5.061 | 5.2304 | 4.4187 | 7.2275e-05
6855 | 5.8904e-05 | 8.8593e-05 | 0.0053135 | 3.2734 | 3.3538 | 3.0192 | 5.0259 | 5.2304 | 4.4187 | 0.00025452
6856 | 6.022e-05 | 8.8574e-05 | 0.00034653 | 3.2187 | 3.3538 | 3.0192 | 4.8902 | 5.2304 | 4.4187 | 0.00027763
6857 | 5.7901e-05 | 9.2045e-05 | 0 | 3.065 | 3.3524 | 3.0192 | 4.5239 | 5.227 | 4.4187 | 3.54e-05
6858 | 5.876e-05 | 9.4265e-05 | 0 | 3.0463 | 3.3511 | 3.0192 | 4.4807 | 5.2235 | 4.4187 | 4.1955e-05
6859 | 8.544e-05 | 0.00010744 | 0 | 3.0138 | 3.3511 | 3.0192 | 4.4064 | 5.2235 | 4.4187 | 3.0975e-05
6860 | 0.00012517 | 0.00011445 | 0 | 3.0181 | 3.3498 | 3.0192 | 4.4162 | 5.2201 | 4.4187 | 0.00013947
6861 | 0.00015904 | 0.00012202 | 0 | 3.0397 | 3.3484 | 3.0192 | 4.4656 | 5.2167 | 4.4187 | 0.00017749
6862 | 0.00016163 | 0.00012342 | 0 | 3.0234 | 3.3484 | 3.0192 | 4.4284 | 5.2167 | 4.4187 | 0.00019536
6863 | 0.00016778 | 0.00012534 | 0 | 3.0354 | 3.3484 | 3.0192 | 4.4557 | 5.2167 | 4.4187 | 2.4092e-05
6864 | 0.00019865 | 0.00013439 | 0 | 3.0441 | 3.3471 | 3.0192 | 4.4757 | 5.2133 | 4.4187 | 1.0817e-05
6865 | 0.0002039 | 0.00013406 | 0 | 3.0375 | 3.3471 | 3.0192 | 4.4606 | 5.2133 | 4.4187 | 9.0139e-06
6866 | 0.0002039 | 0.00013277 | 0 | 3.0474 | 3.3458 | 3.0192 | 4.4832 | 5.2099 | 4.4187 | 6.8833e-06
6867 | 0.0002039 | 0.00013534 | 0 | 3.0364 | 3.3458 | 3.0192 | 4.4582 | 5.2099 | 4.4187 | 7.7028e-06
6868 | 0.0002039 | 0.00013516 | 0 | 3.043 | 3.3445 | 3.0192 | 4.4732 | 5.2064 | 4.4187 | 1.3439e-05
6869 | 0.0002039 | 0.0001354 | 0.00043316 | 3.0639 | 3.3445 | 3.0192 | 4.5214 | 5.2064 | 4.4187 | 1.1964e-05
6870 | 0.0002039 | 0.00013479 | 0.0031765 | 3.0496 | 3.3445 | 3.0192 | 4.4883 | 5.2064 | 4.4187 | 6.2278e-06
6871 | 0.0002039 | 0.00013409 | 0.010685 | 3.0828 | 3.3418 | 3.0192 | 4.5654 | 5.1996 | 4.4187 | 0.0005646
6872 | 0.00013204 | 0.0001129 | 0.021586 | 3.1446 | 3.3418 | 3.0192 | 4.7111 | 5.1996 | 4.4187 | 6.0967e-05
6873 | 0.00011078 | 0.00010684 | 0.026856 | 3.1944 | 3.3418 | 3.0192 | 4.831 | 5.1996 | 4.4187 | 7.0636e-05
6874 | 9.0905e-05 | 0.00010018 | 0.030105 | 3.2396 | 3.3418 | 3.0192 | 4.9418 | 5.1996 | 4.4187 | 9.1122e-05
6875 | 7.9106e-05 | 9.7287e-05 | 0.02534 | 3.2963 | 3.3392 | 3.0192 | 5.0836 | 5.1929 | 4.4187 | 8.555e-05
6876 | 7.349e-05 | 9.5831e-05 | 0.021803 | 3.3339 | 3.3392 | 3.0192 | 5.1793 | 5.1929 | 4.4187 | 0.00020076
6877 | 7.48e-05 | 9.6289e-05 | 0.021442 | 3.394 | 3.3392 | 3.0192 | 5.3353 | 5.1929 | 4.4187 | 9.2597e-05
6878 | 6.4683e-05 | 9.3082e-05 | 0.0135 | 3.3899 | 3.3379 | 3.0192 | 5.3246 | 5.1895 | 4.4187 | 9.7678e-05
6879 | 4.83e-05 | 8.7602e-05 | 0.0047359 | 3.3724 | 3.3379 | 3.0192 | 5.2788 | 5.1895 | 4.4187 | 8.2436e-05
6880 | 4.1761e-05 | 8.4806e-05 | 0.00036097 | 3.3053 | 3.3379 | 3.0192 | 5.1063 | 5.1895 | 4.4187 | 6.703e-05
6881 | 7.1135e-05 | 9.4282e-05 | 0 | 3.2384 | 3.3379 | 3.0192 | 4.9387 | 5.1895 | 4.4187 | 7.4242e-05
6882 | 5.7012e-05 | 9.0083e-05 | 0 | 3.2077 | 3.3379 | 3.0192 | 4.8634 | 5.1895 | 4.4187 | 0.00022961
6883 | 0.0001089 | 0.00010684 | 0 | 3.1968 | 3.3366 | 3.0192 | 4.8368 | 5.1861 | 4.4187 | 0.00022191
6884 | 0.00013639 | 0.00011308 | 0 | 3.1956 | 3.3353 | 3.0192 | 4.8339 | 5.1827 | 4.4187 | 0.00020863
6885 | 0.00014221 | 0.00011132 | 0 | 3.1765 | 3.3353 | 3.0192 | 4.7874 | 5.1827 | 4.4187 | 0.00023076
6886 | 0.00015946 | 0.00012172 | 0 | 3.1646 | 3.3353 | 3.0192 | 4.7589 | 5.1827 | 4.4187 | 1.4094e-05
6887 | 0.00016429 | 0.00012348 | 0 | 3.1884 | 3.3326 | 3.0192 | 4.8164 | 5.176 | 4.4187 | 6.7194e-06
6888 | 0.00018144 | 0.00012749 | 0 | 3.1717 | 3.3326 | 3.0192 | 4.776 | 5.176 | 4.4187 | 1.9011e-05
6889 | 0.00019506 | 0.00013063 | 0 | 3.1634 | 3.3326 | 3.0192 | 4.756 | 5.176 | 4.4187 | 6.8833e-06
6890 | 0.0002039 | 0.00013515 | 0 | 3.1528 | 3.3326 | 3.0192 | 4.7306 | 5.176 | 4.4187 | 2.065e-05
6891 | 0.0002039 | 0.00013409 | 0 | 3.154 | 3.3313 | 3.0192 | 4.7334 | 5.1726 | 4.4187 | 1.475e-05
6892 | 0.0002039 | 0.00013545 | 0 | 3.1622 | 3.3313 | 3.0192 | 4.7532 | 5.1726 | 4.4187 | 1.0489e-05
6893 | 0.0002039 | 0.00013539 | 0.00028878 | 3.1435 | 3.33 | 3.0192 | 4.7083 | 5.1693 | 4.4187 | 1.0817e-05
6894 | 0.0002039 | 0.00013438 | 0.002599 | 3.0851 | 3.33 | 3.0192 | 4.5706 | 5.1693 | 4.4187 | 2.1306e-05
6895 | 0.0002039 | 0.00013415 | 0.011912 | 3.0694 | 3.33 | 3.0192 | 4.5342 | 5.1693 | 4.4187 | 0.00056279
6896 | 0.00013192 | 0.00011284 | 0.023102 | 3.1123 | 3.33 | 3.0192 | 4.6344 | 5.1693 | 4.4187 | 6.8178e-05
6897 | 0.00010883 | 0.00010636 | 0.032632 | 3.1435 | 3.33 | 3.0192 | 4.7083 | 5.1693 | 4.4187 | 6.4244e-05
6898 | 9.2516e-05 | 0.00010118 | 0.036443 | 3.1944 | 3.33 | 3.0192 | 4.831 | 5.1693 | 4.4187 | 9.3089e-05
6899 | 8.8016e-05 | 0.00010011 | 0.037613 | 3.2396 | 3.3287 | 3.0192 | 4.9418 | 5.1659 | 4.4187 | 7.588e-05
6900 | 9.3888e-05 | 0.00010194 | 0.033382 | 3.2533 | 3.3287 | 3.0192 | 4.9757 | 5.1659 | 4.4187 | 0.00018552
6901 | 9.4538e-05 | 0.00010246 | 0.024979 | 3.2583 | 3.3287 | 3.0192 | 4.9881 | 5.1659 | 4.4187 | 7.2767e-05
6902 | 9.0629e-05 | 0.00010082 | 0.014728 | 3.2709 | 3.3261 | 3.0192 | 5.0195 | 5.1592 | 4.4187 | 8.6369e-05
6903 | 7.1564e-05 | 9.5124e-05 | 0.0051402 | 3.2371 | 3.3261 | 3.0192 | 4.9356 | 5.1592 | 4.4187 | 0.0001021
6904 | 6.6644e-05 | 9.3282e-05 | 0.00028878 | 3.2089 | 3.3261 | 3.0192 | 4.8663 | 5.1592 | 4.4187 | 8.0305e-05
6905 | 9.3818e-05 | 0.00010177 | 0 | 3.1646 | 3.3261 | 3.0192 | 4.7589 | 5.1592 | 4.4187 | 7.2603e-05
6906 | 0.00010116 | 0.00010401 | 0 | 3.1587 | 3.3261 | 3.0192 | 4.7447 | 5.1592 | 4.4187 | 0.00019404
6907 | 0.0001375 | 0.00011563 | 0 | 3.147 | 3.3261 | 3.0192 | 4.7166 | 5.1592 | 4.4187 | 0.00021469
6908 | 0.00016561 | 0.00012076 | 0 | 3.1134 | 3.3261 | 3.0192 | 4.6371 | 5.1592 | 4.4187 | 0.00024649
6909 | 0.00018181 | 0.0001289 | 0 | 3.1066 | 3.3248 | 3.0192 | 4.6209 | 5.1559 | 4.4187 | 0.00020191
6910 | 0.00019533 | 0.00013284 | 0 | 3.0717 | 3.3248 | 3.0192 | 4.5394 | 5.1559 | 4.4187 | 5.9e-06
6911 | 0.0002039 | 0.00013529 | 0 | 3.043 | 3.3235 | 3.0192 | 4.4732 | 5.1525 | 4.4187 | 1.0489e-05
6912 | 0.0002039 | 0.00013441 | 0 | 3.0202 | 3.3235 | 3.0192 | 4.4211 | 5.1525 | 4.4187 | 8.3583e-06
6913 | 0.0002039 | 0.00013542 | 0 | 3.0106 | 3.3235 | 3.0192 | 4.3991 | 5.1525 | 4.4187 | 8.85e-06
6914 | 0.0002039 | 0.00013572 | 0 | 3.002 | 3.3235 | 3.0192 | 4.3798 | 5.1525 | 4.4187 | 1.3275e-05
6915 | 0.0002039 | 0.00013559 | 0 | 3.0095 | 3.3222 | 3.0192 | 4.3967 | 5.1492 | 4.4187 | 1.7372e-05
6916 | 0.0002039 | 0.00013413 | 0 | 2.9999 | 3.3222 | 3.0192 | 4.375 | 5.1492 | 4.4187 | 1.0489e-05
6917 | 0.0002039 | 0.00013542 | 0.00023102 | 2.9904 | 3.3222 | 3.0192 | 4.3535 | 5.1492 | 4.4187 | 1.2292e-05
6918 | 0.0002039 | 0.00013561 | 0.002238 | 2.9957 | 3.3235 | 3.0192 | 4.3654 | 5.1525 | 4.4187 | 1.8519e-05
6919 | 0.0002039 | 0.00013466 | 0.011479 | 3.0354 | 3.3222 | 3.0192 | 4.4557 | 5.1492 | 4.4187 | 0.00061737
6920 | 0.00016723 | 0.00012398 | 0.021658 | 3.0828 | 3.3222 | 3.0192 | 4.5654 | 5.1492 | 4.4187 | 7.6208e-05
6921 | 0.00013187 | 0.00011354 | 0.027795 | 3.1622 | 3.3209 | 3.0192 | 4.7532 | 5.1459 | 4.4187 | 6.6703e-05
6922 | 0.00010928 | 0.00010651 | 0.029672 | 3.1765 | 3.3195 | 3.0192 | 4.7874 | 5.1425 | 4.4187 | 7.5061e-05
6923 | 0.00010285 | 0.00010504 | 0.031621 | 3.2114 | 3.3195 | 3.0192 | 4.8723 | 5.1425 | 4.4187 | 9.3253e-05
6924 | 9.689e-05 | 0.00010327 | 0.028805 | 3.2199 | 3.3195 | 3.0192 | 4.8932 | 5.1425 | 4.4187 | 0.00020371
6925 | 0.00010375 | 0.00010542 | 0.020503 | 3.1896 | 3.3195 | 3.0192 | 4.8193 | 5.1425 | 4.4187 | 6.8178e-05
6926 | 0.00010328 | 0.00010395 | 0.0091686 | 3.192 | 3.3195 | 3.0192 | 4.8251 | 5.1425 | 4.4187 | 0.00010096
6927 | 7.9547e-05 | 9.7866e-05 | 0.0041006 | 3.1992 | 3.3195 | 3.0192 | 4.8427 | 5.1425 | 4.4187 | 8.4239e-05
6928 | 7.3835e-05 | 9.5778e-05 | 0.00021658 | 3.1575 | 3.3195 | 3.0192 | 4.7419 | 5.1425 | 4.4187 | 8.6697e-05
6929 | 6.775e-05 | 9.4279e-05 | 0 | 3.0851 | 3.3182 | 3.0192 | 4.5706 | 5.1392 | 4.4187 | 7.7683e-05
6930 | 9.8278e-05 | 0.00010315 | 0 | 3.0551 | 3.3182 | 3.0192 | 4.5009 | 5.1392 | 4.4187 | 0.00022338
6931 | 0.00015323 | 0.0001173 | 0 | 3.0278 | 3.3182 | 3.0192 | 4.4383 | 5.1392 | 4.4187 | 0.00021142
6932 | 0.00019189 | 0.00013221 | 0 | 3.0042 | 3.3156 | 3.0192 | 4.3846 | 5.1326 | 4.4187 | 0.00024403
6933 | 0.00020217 | 0.00013494 | 0 | 2.9988 | 3.3156 | 3.0192 | 4.3726 | 5.1326 | 4.4187 | 0.0002419
6934 | 0.0002039 | 0.00013367 | 0 | 2.982 | 3.3156 | 3.0192 | 4.3345 | 5.1326 | 4.4187 | 1.2128e-05
6935 | 0.0002039 | 0.00013569 | 0 | 2.9673 | 3.3156 | 3.0192 | 4.3018 | 5.1326 | 4.4187 | 1.9339e-05
6936 | 0.0002039 | 0.00013568 | 0 | 2.9705 | 3.3156 | 3.0192 | 4.3088 | 5.1326 | 4.4187 | 8.0305e-06
6937 | 0.0002039 | 0.0001358 | 0 | 2.9632 | 3.3169 | 3.0192 | 4.2925 | 5.1359 | 4.4187 | 1.4258e-05
6938 | 0.0002039 | 0.00013443 | 0 | 2.9529 | 3.3156 | 3.0192 | 4.2695 | 5.1326 | 4.4187 | 1.3767e-05
6939 | 0.0002039 | 0.0001358 | 0 | 2.9416 | 3.3156 | 3.0192 | 4.2445 | 5.1326 | 4.4187 | 1.1144e-05
6940 | 0.0002039 | 0.00013571 | 0 | 2.9334 | 3.3143 | 3.0192 | 4.2265 | 5.1293 | 4.4187 | 8.1944e-06
6941 | 0.0002039 | 0.00013593 | 0.00021658 | 2.9163 | 3.3143 | 3.0192 | 4.1888 | 5.1293 | 4.4187 | 8.3583e-06
6942 | 0.0002039 | 0.00013395 | 0.0033498 | 2.9294 | 3.3143 | 3.0192 | 4.2176 | 5.1293 | 4.4187 | 1.0489e-05
6943 | 0.0002039 | 0.00013501 | 0.011118 | 2.9694 | 3.3131 | 3.0192 | 4.3064 | 5.126 | 4.4187 | 0.00060393
6944 | 0.00016378 | 0.00012295 | 0.022091 | 3.0386 | 3.3118 | 3.0192 | 4.4631 | 5.1227 | 4.4187 | 7.9158e-05
6945 | 0.0001362 | 0.0001151 | 0.029455 | 3.1146 | 3.3118 | 3.0192 | 4.6398 | 5.1227 | 4.4187 | 6.0967e-05
6946 | 8.5117e-05 | 9.8921e-05 | 0.031693 | 3.1812 | 3.3118 | 3.0192 | 4.799 | 5.1227 | 4.4187 | 6.5064e-05
6947 | 6.3963e-05 | 9.313e-05 | 0.032689 | 3.2408 | 3.3118 | 3.0192 | 4.9448 | 5.1227 | 4.4187 | 0.00010161
6948 | 5.9287e-05 | 9.1605e-05 | 0.026639 | 3.2823 | 3.3105 | 3.0192 | 5.0481 | 5.1194 | 4.4187 | 0.00018126
6949 | 5.7803e-05 | 8.9795e-05 | 0.018698 | 3.2925 | 3.3118 | 3.0192 | 5.0738 | 5.1227 | 4.4187 | 9.2269e-05
6950 | 5.5958e-05 | 8.9277e-05 | 0.011984 | 3.2976 | 3.3105 | 3.0192 | 5.0868 | 5.1194 | 4.4187 | 8.3419e-05
6951 | 4.8546e-05 | 8.4121e-05 | 0.0042161 | 3.2671 | 3.3105 | 3.0192 | 5.0101 | 5.1194 | 4.4187 | 8.6697e-05
6952 | 4.5284e-05 | 8.3217e-05 | 0.00021658 | 3.2029 | 3.3092 | 3.0192 | 4.8515 | 5.1161 | 4.4187 | 7.0308e-05
6953 | 6.8956e-05 | 9.353e-05 | 0 | 3.133 | 3.3079 | 3.0192 | 4.6834 | 5.1128 | 4.4187 | 8.3092e-05
6954 | 6.8142e-05 | 9.5314e-05 | 0 | 3.1066 | 3.3079 | 3.0192 | 4.6209 | 5.1128 | 4.4187 | 0.00022305
6955 | 7.8617e-05 | 0.00010004 | 0 | 3.102 | 3.3066 | 3.0192 | 4.6103 | 5.1095 | 4.4187 | 0.00023731
6956 | 0.00013336 | 0.00011426 | 0 | 3.0761 | 3.3066 | 3.0192 | 4.5497 | 5.1095 | 4.4187 | 0.00020535
6957 | 0.00015078 | 0.00011953 | 0 | 3.0408 | 3.3053 | 3.0192 | 4.4681 | 5.1063 | 4.4187 | 0.00025731
6958 | 0.00017486 | 0.0001269 | 0 | 3.0321 | 3.3053 | 3.0192 | 4.4482 | 5.1063 | 4.4187 | 1.2128e-05
6959 | 0.00019603 | 0.00013325 | 0 | 3.0245 | 3.3053 | 3.0192 | 4.4309 | 5.1063 | 4.4187 | 1.1636e-05
6960 | 0.0002039 | 0.00013283 | 0 | 2.9904 | 3.304 | 3.0192 | 4.3535 | 5.103 | 4.4187 | 8.85e-06
6961 | 0.0002039 | 0.00013463 | 0 | 2.9788 | 3.304 | 3.0192 | 4.3275 | 5.103 | 4.4187 | 1.3931e-05
6962 | 0.0002039 | 0.00013549 | 0 | 2.9632 | 3.3027 | 3.0192 | 4.2925 | 5.0997 | 4.4187 | 1.9831e-05
6963 | 0.0002039 | 0.00013573 | 0 | 2.9621 | 3.3027 | 3.0192 | 4.2902 | 5.0997 | 4.4187 | 1.1636e-05
6964 | 0.0002039 | 0.00013525 | 0 | 2.9705 | 3.3027 | 3.0192 | 4.3088 | 5.0997 | 4.4187 | 1.4914e-05
6965 | 0.0002039 | 0.00013571 | 0.00021658 | 2.9457 | 3.3014 | 3.0192 | 4.2536 | 5.0965 | 4.4187 | 1.0981e-05
6966 | 0.0002039 | 0.0001359 | 0.0031765 | 2.9406 | 3.3014 | 3.0192 | 4.2423 | 5.0965 | 4.4187 | 2.7861e-06
6967 | 0.0002039 | 0.00013463 | 0.012923 | 3.0052 | 3.3014 | 3.0192 | 4.387 | 5.0965 | 4.4187 | 0.00055165
6968 | 0.00016317 | 0.00012238 | 0.020864 | 3.0907 | 3.3014 | 3.0192 | 4.5838 | 5.0965 | 4.4187 | 7.293e-05
6969 | 0.00012334 | 0.00011103 | 0.026784 | 3.1824 | 3.3001 | 3.0192 | 4.8019 | 5.0932 | 4.4187 | 6.9653e-05
6970 | 9.1852e-05 | 0.00010119 | 0.031765 | 3.2835 | 3.3001 | 3.0192 | 5.0513 | 5.0932 | 4.4187 | 8.1944e-05
6971 | 8.0847e-05 | 9.8108e-05 | 0.032054 | 3.3524 | 3.2988 | 3.0192 | 5.2269 | 5.0899 | 4.4187 | 0.00010063
6972 | 7.8675e-05 | 9.7108e-05 | 0.029166 | 3.4036 | 3.2988 | 3.0192 | 5.3604 | 5.0899 | 4.4187 | 0.00020814
6973 | 7.9289e-05 | 9.6389e-05 | 0.022308 | 3.4159 | 3.2976 | 3.0192 | 5.393 | 5.0867 | 4.4187 | 9.0467e-05
6974 | 6.9933e-05 | 9.6627e-05 | 0.013861 | 3.4284 | 3.2988 | 3.0192 | 5.4261 | 5.0899 | 4.4187 | 7.7683e-05
6975 | 6.3581e-05 | 8.9394e-05 | 0.0041006 | 3.3899 | 3.2976 | 3.0192 | 5.3246 | 5.0867 | 4.4187 | 8.9975e-05
6976 | 7.5078e-05 | 9.4965e-05 | 0 | 3.2912 | 3.2976 | 3.0192 | 5.0706 | 5.0867 | 4.4187 | 7.5389e-05
6977 | 8.5486e-05 | 0.00010129 | 0 | 3.1587 | 3.2963 | 3.0192 | 4.7447 | 5.0834 | 4.4187 | 5.9164e-05
6978 | 7.4045e-05 | 9.8684e-05 | 0 | 3.1089 | 3.295 | 3.0192 | 4.6263 | 5.0802 | 4.4187 | 0.00021043
6979 | 0.00011381 | 0.00011433 | 0 | 3.0964 | 3.295 | 3.0192 | 4.597 | 5.0802 | 4.4187 | 0.00022879
6980 | 0.00015482 | 0.00012227 | 0 | 3.0772 | 3.295 | 3.0192 | 4.5523 | 5.0802 | 4.4187 | 0.00020781
6981 | 0.00018719 | 0.00013195 | 0 | 3.0573 | 3.295 | 3.0192 | 4.506 | 5.0802 | 4.4187 | 0.00021568
6982 | 0.0002039 | 0.00013713 | 0 | 3.0224 | 3.295 | 3.0192 | 4.426 | 5.0802 | 4.4187 | 5.4083e-06
6983 | 0.0002039 | 0.00013548 | 0 | 2.9883 | 3.2937 | 3.0192 | 4.3487 | 5.077 | 4.4187 | 1.5897e-05
6984 | 0.0002039 | 0.00013703 | 0 | 2.9841 | 3.2924 | 3.0192 | 4.3393 | 5.0737 | 4.4187 | 2.1142e-05
6985 | 0.0002039 | 0.00013665 | 0 | 2.9673 | 3.2924 | 3.0192 | 4.3018 | 5.0737 | 4.4187 | 3.2122e-05
6986 | 0.0002039 | 0.00013676 | 0 | 2.957 | 3.2937 | 3.0192 | 4.2787 | 5.077 | 4.4187 | 1.475e-05
6987 | 0.0002039 | 0.00013615 | 0 | 2.9446 | 3.2937 | 3.0192 | 4.2513 | 5.077 | 4.4187 | 3.5892e-05
6988 | 0.0002039 | 0.00013675 | 0 | 2.9477 | 3.2924 | 3.0192 | 4.2581 | 5.0737 | 4.4187 | 1.8847e-05
6989 | 0.0002039 | 0.00013679 | 0.00017327 | 2.9375 | 3.2924 | 3.0192 | 4.2355 | 5.0737 | 4.4187 | 2.1797e-05
6990 | 0.0002039 | 0.00013678 | 0.0029455 | 2.9365 | 3.2924 | 3.0192 | 4.2333 | 5.0737 | 4.4187 | 2.1469e-05
6991 | 0.0002039 | 0.00013553 | 0.0084322 | 2.9778 | 3.2924 | 3.0192 | 4.3251 | 5.0737 | 4.4187 | 0.00056542
6992 | 0.00019529 | 0.00013271 | 0.017543 | 3.0507 | 3.2924 | 3.0192 | 4.4908 | 5.0737 | 4.4187 | 0.00051035
6993 | 0.00013822 | 0.00011694 | 0.020792 | 3.1284 | 3.2924 | 3.0192 | 4.6724 | 5.0737 | 4.4187 | 8.1617e-05
6994 | 0.00012985 | 0.00011392 | 0.022597 | 3.2017 | 3.2911 | 3.0192 | 4.8486 | 5.0705 | 4.4187 | 7.965e-05
6995 | 0.00013044 | 0.00011339 | 0.022452 | 3.2446 | 3.2899 | 3.0192 | 4.954 | 5.0673 | 4.4187 | 9.1778e-05
6996 | 0.00012983 | 0.00011396 | 0.01877 | 3.2886 | 3.2911 | 3.0192 | 5.0642 | 5.0705 | 4.4187 | 9.3744e-05
6997 | 0.00013674 | 0.00011594 | 0.012562 | 3.2989 | 3.2911 | 3.0192 | 5.09 | 5.0705 | 4.4187 | 8.5386e-05
6998 | 0.00014944 | 0.00011934 | 0.0091686 | 3.3105 | 3.2911 | 3.0192 | 5.1195 | 5.0705 | 4.4187 | 9.1614e-05
6999 | 0.00011984 | 0.00011028 | 0.0028878 | 3.2848 | 3.2911 | 3.0192 | 5.0545 | 5.0705 | 4.4187 | 0.00026861
7000 | 0.00011679 | 0.00010858 | 7.2194e-05 | 3.2126 | 3.2899 | 3.0192 | 4.8753 | 5.0673 | 4.4187 | 0.00024665
7001 | 0.00012144 | 0.00011056 | 0 | 3.147 | 3.2899 | 3.0192 | 4.7166 | 5.0673 | 4.4187 | 2.9992e-05
7002 | 0.00013699 | 0.00011545 | 0 | 3.1215 | 3.2899 | 3.0192 | 4.656 | 5.0673 | 4.4187 | 3.5892e-05
7003 | 0.0002039 | 0.00013554 | 0 | 3.0941 | 3.2899 | 3.0192 | 4.5917 | 5.0673 | 4.4187 | 5.015e-05
7004 | 0.0002039 | 0.00013524 | 0 | 3.0975 | 3.2899 | 3.0192 | 4.5996 | 5.0673 | 4.4187 | 0.00015701
7005 | 0.0002039 | 0.00013592 | 0 | 3.0694 | 3.2886 | 3.0192 | 4.5342 | 5.064 | 4.4187 | 0.00014701
7006 | 0.0002039 | 0.00013565 | 0 | 3.054 | 3.2886 | 3.0192 | 4.4984 | 5.064 | 4.4187 | 0.00016012
7007 | 0.0002039 | 0.00013502 | 0 | 3.0202 | 3.2886 | 3.0192 | 4.4211 | 5.064 | 4.4187 | 3.0975e-05
7008 | 0.0002039 | 0.00013573 | 0 | 3.0042 | 3.2899 | 3.0192 | 4.3846 | 5.0673 | 4.4187 | 1.6061e-05
7009 | 0.0002039 | 0.00013571 | 0 | 3.0138 | 3.2886 | 3.0192 | 4.4064 | 5.064 | 4.4187 | 2.5403e-05
7010 | 0.0002039 | 0.00013608 | 0 | 3.0159 | 3.2873 | 3.0192 | 4.4113 | 5.0608 | 4.4187 | 2.2617e-05
7011 | 0.0002039 | 0.00013608 | 0 | 3.002 | 3.286 | 3.0192 | 4.3798 | 5.0576 | 4.4187 | 1.8356e-05
7012 | 0.0002039 | 0.00013603 | 0 | 3.0213 | 3.286 | 3.0192 | 4.4235 | 5.0576 | 4.4187 | 1.9175e-05
7013 | 0.0002039 | 0.00013605 | 0.00021658 | 3.0256 | 3.286 | 3.0192 | 4.4334 | 5.0576 | 4.4187 | 2.1469e-05
7014 | 0.0002039 | 0.00013613 | 0.0022524 | 3.017 | 3.286 | 3.0192 | 4.4137 | 5.0576 | 4.4187 | 2.5567e-05
7015 | 0.0002039 | 0.00013484 | 0.0087595 | 3.0485 | 3.2848 | 3.0192 | 4.4857 | 5.0544 | 4.4187 | 0.00054165
7016 | 0.00020285 | 0.00013466 | 0.018265 | 3.0986 | 3.2848 | 3.0192 | 4.6023 | 5.0544 | 4.4187 | 0.00055362
7017 | 0.00016706 | 0.00012423 | 0.023174 | 3.1563 | 3.2848 | 3.0192 | 4.7391 | 5.0544 | 4.4187 | 8.6861e-05
7018 | 0.00016918 | 0.00012514 | 0.02238 | 3.2248 | 3.2848 | 3.0192 | 4.9053 | 5.0544 | 4.4187 | 7.3258e-05
7019 | 0.00016696 | 0.0001248 | 0.028444 | 3.304 | 3.2848 | 3.0192 | 5.1031 | 5.0544 | 4.4187 | 5.5558e-05
7020 | 0.00013793 | 0.00011546 | 0.024113 | 3.3604 | 3.2835 | 3.0192 | 5.2475 | 5.0512 | 4.4187 | 7.965e-05
7021 | 0.0001279 | 0.00011264 | 0.015666 | 3.3405 | 3.2835 | 3.0192 | 5.1962 | 5.0512 | 4.4187 | 6.6539e-05
7022 | 0.00011623 | 0.00010929 | 0.0090964 | 3.3313 | 3.2835 | 3.0192 | 5.1726 | 5.0512 | 4.4187 | 7.0144e-05
7023 | 0.00010653 | 0.00010593 | 0.0025027 | 3.3131 | 3.2835 | 3.0192 | 5.126 | 5.0512 | 4.4187 | 0.00026026
7024 | 0.00011177 | 0.00010706 | 0 | 3.2583 | 3.2835 | 3.0192 | 4.9881 | 5.0512 | 4.4187 | 0.00030795
7025 | 0.0001001 | 0.00010399 | 0 | 3.1968 | 3.2835 | 3.0192 | 4.8368 | 5.0512 | 4.4187 | 4.0317e-05
7026 | 0.00011033 | 0.00010678 | 0 | 3.1307 | 3.2809 | 3.0192 | 4.6779 | 5.0448 | 4.4187 | 3.5236e-05
7027 | 0.00016672 | 0.00012373 | 0 | 3.0795 | 3.2809 | 3.0192 | 4.5575 | 5.0448 | 4.4187 | 3.8186e-05
7028 | 0.0002039 | 0.0001359 | 0 | 3.0584 | 3.2809 | 3.0192 | 4.5086 | 5.0448 | 4.4187 | 0.00016471
7029 | 0.0002039 | 0.00013605 | 0 | 3.0474 | 3.2809 | 3.0192 | 4.4832 | 5.0448 | 4.4187 | 0.00016061
7030 | 0.0002039 | 0.00013608 | 0 | 3.0474 | 3.2809 | 3.0192 | 4.4832 | 5.0448 | 4.4187 | 0.00017143
7031 | 0.0002039 | 0.00013599 | 0 | 3.031 | 3.2809 | 3.0192 | 4.4457 | 5.0448 | 4.4187 | 2.7206e-05
7032 | 0.0002039 | 0.00013589 | 0 | 3.0063 | 3.2797 | 3.0192 | 4.3894 | 5.0416 | 4.4187 | 1.2619e-05
7033 | 0.0002039 | 0.00013619 | 0 | 2.9957 | 3.2797 | 3.0192 | 4.3654 | 5.0416 | 4.4187 | 8.85e-06
7034 | 0.0002039 | 0.00013245 | 0 | 2.9946 | 3.2797 | 3.0192 | 4.363 | 5.0416 | 4.4187 | 1.18e-05
7035 | 0.0002039 | 0.00013585 | 0 | 2.9893 | 3.2809 | 3.0192 | 4.3511 | 5.0448 | 4.4187 | 1.3439e-05
7036 | 0.0002039 | 0.00013503 | 0 | 2.959 | 3.2809 | 3.0192 | 4.2833 | 5.0448 | 4.4187 | 1.0325e-05
7037 | 0.0002039 | 0.0001344 | 0.00023102 | 2.9529 | 3.2809 | 3.0192 | 4.2695 | 5.0448 | 4.4187 | 7.7028e-06
7038 | 0.0002039 | 0.00013623 | 0.0032728 | 2.9355 | 3.2809 | 3.0192 | 4.231 | 5.0448 | 4.4187 | 1.1308e-05
7039 | 0.0002039 | 0.00013486 | 0.0076237 | 2.9883 | 3.2809 | 3.0192 | 4.3487 | 5.0448 | 4.4187 | 0.00057787
7040 | 0.00015717 | 0.00012117 | 0.01711 | 3.0795 | 3.2797 | 3.0192 | 4.5575 | 5.0416 | 4.4187 | 6.6211e-05
7041 | 0.00013329 | 0.00011423 | 0.018337 | 3.1563 | 3.2784 | 3.0192 | 4.7391 | 5.0384 | 4.4187 | 8.1453e-05
7042 | 0.00011127 | 0.00010779 | 0.017832 | 3.2248 | 3.2784 | 3.0192 | 4.9053 | 5.0384 | 4.4187 | 7.7355e-05
7043 | 9.3941e-05 | 0.00010236 | 0.013789 | 3.3118 | 3.2771 | 3.0192 | 5.1227 | 5.0352 | 4.4187 | 9.1778e-05
7044 | 8.8589e-05 | 0.00010124 | 0.01581 | 3.3577 | 3.2771 | 3.0192 | 5.2406 | 5.0352 | 4.4187 | 0.00021355
7045 | 9.314e-05 | 0.00010246 | 0.011479 | 3.3832 | 3.2771 | 3.0192 | 5.3069 | 5.0352 | 4.4187 | 9.7186e-05
7046 | 7.9219e-05 | 9.848e-05 | 0.0059199 | 3.3954 | 3.2771 | 3.0192 | 5.3389 | 5.0352 | 4.4187 | 9.9317e-05
7047 | 6.4386e-05 | 9.3605e-05 | 0.0024546 | 3.3458 | 3.2771 | 3.0192 | 5.2098 | 5.0352 | 4.4187 | 8.6861e-05
7048 | 7.9846e-05 | 9.7839e-05 | 0 | 3.2938 | 3.2771 | 3.0192 | 5.0771 | 5.0352 | 4.4187 | 7.4733e-05
7049 | 7.8367e-05 | 9.7525e-05 | 0 | 3.2558 | 3.2759 | 3.0192 | 4.9819 | 5.032 | 4.4187 | 6.8997e-05
7050 | 9.0207e-05 | 0.00010101 | 0 | 3.2371 | 3.2759 | 3.0192 | 4.9356 | 5.032 | 4.4187 | 0.00021355
7051 | 0.00012382 | 0.00010916 | 0 | 3.2114 | 3.2759 | 3.0192 | 4.8723 | 5.032 | 4.4187 | 0.00022977
7052 | 0.00015745 | 0.00012101 | 0 | 3.2053 | 3.2759 | 3.0192 | 4.8574 | 5.032 | 4.4187 | 0.00021846
7053 | 0.00017674 | 0.00012777 | 0 | 3.2187 | 3.2759 | 3.0192 | 4.8902 | 5.032 | 4.4187 | 0.00023125
7054 | 0.00019194 | 0.00013244 | 0 | 3.2595 | 3.2759 | 3.0192 | 4.9913 | 5.032 | 4.4187 | 1.2128e-05
7055 | 0.00020347 | 0.00013548 | 0 | 3.257 | 3.2746 | 3.0192 | 4.985 | 5.0289 | 4.4187 | 1.6553e-05
7056 | 0.0002039 | 0.00013636 | 0 | 3.2721 | 3.2721 | 3.0192 | 5.0227 | 5.0225 | 4.4187 | 6.8833e-06
7057 | 0.0002039 | 0.00013597 | 0 | 3.2759 | 3.2721 | 3.0192 | 5.0322 | 5.0225 | 4.4187 | 5.7361e-06
7058 | 0.0002039 | 0.00013565 | 0 | 3.2508 | 3.2721 | 3.0192 | 4.9695 | 5.0225 | 4.4187 | 1.3931e-05
7059 | 0.0002039 | 0.00013598 | 0 | 3.2533 | 3.2721 | 3.0192 | 4.9757 | 5.0225 | 4.4187 | 1.7044e-05
7060 | 0.0002039 | 0.00013564 | 0 | 3.2421 | 3.2721 | 3.0192 | 4.9479 | 5.0225 | 4.4187 | 9.9972e-06
7061 | 0.0002039 | 0.00013639 | 7.2194e-05 | 3.2545 | 3.2721 | 3.0192 | 4.9788 | 5.0225 | 4.4187 | 8.85e-06
7062 | 0.0002039 | 0.00013644 | 0.0017327 | 3.2471 | 3.2721 | 3.0192 | 4.9602 | 5.0225 | 4.4187 | 1.1636e-05
7063 | 0.0002039 | 0.00013506 | 0.005429 | 3.2747 | 3.2721 | 3.0192 | 5.029 | 5.0225 | 4.4187 | 0.00057132
7064 | 0.00015896 | 0.00012211 | 0.012923 | 3.3313 | 3.2721 | 3.0192 | 5.1726 | 5.0225 | 4.4187 | 4.9658e-05
7065 | 0.00014293 | 0.00011769 | 0.020503 | 3.3738 | 3.2721 | 3.0192 | 5.2823 | 5.0225 | 4.4187 | 4.8019e-05
7066 | 9.3353e-05 | 0.00010225 | 0.028372 | 3.4381 | 3.2721 | 3.0192 | 5.4521 | 5.0225 | 4.4187 | 8.1289e-05
7067 | 6.4856e-05 | 9.3568e-05 | 0.029816 | 3.427 | 3.2708 | 3.0192 | 5.4224 | 5.0193 | 4.4187 | 6.9489e-05
7068 | 6.4041e-05 | 9.3465e-05 | 0.022163 | 3.4563 | 3.2708 | 3.0192 | 5.501 | 5.0193 | 4.4187 | 0.00021191
7069 | 6.4907e-05 | 9.3632e-05 | 0.0148 | 3.4563 | 3.2695 | 3.0192 | 5.501 | 5.0162 | 4.4187 | 7.5553e-05
7070 | 7.9331e-05 | 9.8199e-05 | 0.0090242 | 3.4762 | 3.2683 | 3.0192 | 5.5546 | 5.013 | 4.4187 | 6.8997e-05
7071 | 5.7793e-05 | 9.119e-05 | 0.0025268 | 3.4549 | 3.2695 | 3.0192 | 5.4972 | 5.0162 | 4.4187 | 7.9814e-05
7072 | 5.7511e-05 | 9.0959e-05 | 0 | 3.4077 | 3.2695 | 3.0192 | 5.3712 | 5.0162 | 4.4187 | 6.7522e-05
7073 | 6.4479e-05 | 9.3397e-05 | 0 | 3.2861 | 3.2695 | 3.0192 | 5.0578 | 5.0162 | 4.4187 | 8.2272e-05
7074 | 9.4402e-05 | 0.00010264 | 0 | 3.2187 | 3.2695 | 3.0192 | 4.8902 | 5.0162 | 4.4187 | 0.00025337
7075 | 0.00013237 | 0.00011382 | 0 | 3.257 | 3.2695 | 3.0192 | 4.985 | 5.0162 | 4.4187 | 0.00020699
7076 | 0.00018257 | 0.00012962 | 0 | 3.2396 | 3.2695 | 3.0192 | 4.9418 | 5.0162 | 4.4187 | 0.00020896
7077 | 0.00020298 | 0.00013613 | 0 | 3.231 | 3.2695 | 3.0192 | 4.9204 | 5.0162 | 4.4187 | 0.00025108
7078 | 0.0002039 | 0.0001364 | 0 | 3.2236 | 3.2695 | 3.0192 | 4.9022 | 5.0162 | 4.4187 | 1.1308e-05
7079 | 0.0002039 | 0.00013498 | 0 | 3.2421 | 3.2695 | 3.0192 | 4.9479 | 5.0162 | 4.4187 | 7.375e-06
7080 | 0.0002039 | 0.00013656 | 0 | 3.2322 | 3.2695 | 3.0192 | 4.9234 | 5.0162 | 4.4187 | 8.85e-06
7081 | 0.0002039 | 0.00013615 | 0 | 3.2065 | 3.2695 | 3.0192 | 4.8604 | 5.0162 | 4.4187 | 1.2456e-05
7082 | 0.0002039 | 0.00013613 | 0 | 3.1932 | 3.2695 | 3.0192 | 4.828 | 5.0162 | 4.4187 | 1.1472e-05
7083 | 0.0002039 | 0.00013644 | 0 | 3.1776 | 3.2695 | 3.0192 | 4.7903 | 5.0162 | 4.4187 | 1.5897e-05
7084 | 0.0002039 | 0.00013641 | 0 | 3.1611 | 3.2695 | 3.0192 | 4.7504 | 5.0162 | 4.4187 | 1.5897e-05
7085 | 0.0002039 | 0.00013645 | 0.00014439 | 3.1634 | 3.2695 | 3.0192 | 4.756 | 5.0162 | 4.4187 | 9.3417e-06
7086 | 0.0002039 | 0.0001365 | 0.002238 | 3.1587 | 3.2695 | 3.0192 | 4.7447 | 5.0162 | 4.4187 | 1.4422e-05
7087 | 0.0002039 | 0.00013512 | 0.01119 | 3.2029 | 3.2695 | 3.0192 | 4.8515 | 5.0162 | 4.4187 | 0.00059262
7088 | 0.00018251 | 0.00012909 | 0.018482 | 3.2835 | 3.2695 | 3.0192 | 5.0513 | 5.0162 | 4.4187 | 7.4569e-05
7089 | 0.00012671 | 0.00011249 | 0.018987 | 3.3248 | 3.2695 | 3.0192 | 5.1559 | 5.0162 | 4.4187 | 8.4239e-05
7090 | 0.00011696 | 0.0001098 | 0.01249 | 3.3899 | 3.2708 | 3.0192 | 5.3246 | 5.0193 | 4.4187 | 8.6205e-05
7091 | 0.0001225 | 0.00011134 | 0.010396 | 3.4242 | 3.2708 | 3.0192 | 5.415 | 5.0193 | 4.4187 | 8.0305e-05
7092 | 0.00011246 | 0.00010875 | 0.0060643 | 3.4297 | 3.2695 | 3.0192 | 5.4298 | 5.0162 | 4.4187 | 0.00021519
7093 | 0.00010915 | 0.00010789 | 0.0072771 | 3.4507 | 3.2695 | 3.0192 | 5.4858 | 5.0162 | 4.4187 | 8.3255e-05
7094 | 9.682e-05 | 0.0001041 | 0.0047937 | 3.4409 | 3.2695 | 3.0192 | 5.4595 | 5.0162 | 4.4187 | 8.3092e-05
7095 | 8.0928e-05 | 9.8834e-05 | 0.0017327 | 3.4063 | 3.2695 | 3.0192 | 5.3676 | 5.0162 | 4.4187 | 0.00011112
7096 | 7.5353e-05 | 9.6591e-05 | 0 | 3.3524 | 3.2695 | 3.0192 | 5.2269 | 5.0162 | 4.4187 | 6.5555e-05
7097 | 6.284e-05 | 9.3072e-05 | 0 | 3.2297 | 3.2695 | 3.0192 | 4.9174 | 5.0162 | 4.4187 | 6.8342e-05
7098 | 9.7016e-05 | 0.00010348 | 0 | 3.1765 | 3.2695 | 3.0192 | 4.7874 | 5.0162 | 4.4187 | 0.00026337
7099 | 0.00015035 | 0.00012037 | 0 | 3.1599 | 3.2695 | 3.0192 | 4.7475 | 5.0162 | 4.4187 | 0.00021781
7100 | 0.00017344 | 0.00012635 | 0 | 3.1493 | 3.267 | 3.0192 | 4.7222 | 5.0099 | 4.4187 | 0.00024223
7101 | 0.00019075 | 0.000132 | 0 | 3.1238 | 3.267 | 3.0192 | 4.6615 | 5.0099 | 4.4187 | 0.00024895
7102 | 0.0002039 | 0.00013606 | 0 | 3.1066 | 3.267 | 3.0192 | 4.6209 | 5.0099 | 4.4187 | 4.2611e-06
7103 | 0.0002039 | 0.0001363 | 0 | 3.0896 | 3.267 | 3.0192 | 4.5811 | 5.0099 | 4.4187 | 9.1778e-06
7104 | 0.0002039 | 0.00013661 | 0 | 3.0862 | 3.2683 | 3.0192 | 4.5732 | 5.013 | 4.4187 | 1.4586e-05
7105 | 0.0002039 | 0.00013649 | 0 | 3.0661 | 3.2683 | 3.0192 | 4.5265 | 5.013 | 4.4187 | 1.3931e-05
7106 | 0.0002039 | 0.00013671 | 0 | 3.0639 | 3.2695 | 3.0192 | 4.5214 | 5.0162 | 4.4187 | 1.0653e-05
7107 | 0.0002039 | 0.00013669 | 0 | 3.0485 | 3.2695 | 3.0192 | 4.4857 | 5.0162 | 4.4187 | 1.3275e-05
7108 | 0.0002039 | 0.00013643 | 0 | 3.0354 | 3.2695 | 3.0192 | 4.4557 | 5.0162 | 4.4187 | 1.3931e-05
7109 | 0.0002039 | 0.00013664 | 9.6258e-05 | 3.0408 | 3.2695 | 3.0192 | 4.4681 | 5.0162 | 4.4187 | 1.1144e-05
7110 | 0.0002039 | 0.00013623 | 0.0020936 | 3.0224 | 3.2683 | 3.0192 | 4.426 | 5.013 | 4.4187 | 5.0805e-06
7111 | 0.0002039 | 0.00013573 | 0.0069884 | 3.0628 | 3.2683 | 3.0192 | 4.5188 | 5.013 | 4.4187 | 0.00058525
7112 | 0.00015176 | 0.00011996 | 0.012706 | 3.1411 | 3.2683 | 3.0192 | 4.7027 | 5.013 | 4.4187 | 8.1289e-05
7113 | 0.00010958 | 0.00010784 | 0.018843 | 3.2065 | 3.2683 | 3.0192 | 4.8604 | 5.013 | 4.4187 | 7.0144e-05
7114 | 8.7915e-05 | 0.00010106 | 0.019059 | 3.295 | 3.2683 | 3.0192 | 5.0803 | 5.013 | 4.4187 | 6.2442e-05
7115 | 8.6754e-05 | 0.00010114 | 0.020647 | 3.3471 | 3.2683 | 3.0192 | 5.2132 | 5.013 | 4.4187 | 8.3911e-05
7116 | 8.8702e-05 | 0.00010192 | 0.014511 | 3.3832 | 3.2683 | 3.0192 | 5.3069 | 5.013 | 4.4187 | 0.00019847
7117 | 9.6871e-05 | 0.00010369 | 0.010685 | 3.4104 | 3.2683 | 3.0192 | 5.3785 | 5.013 | 4.4187 | 8.7844e-05
7118 | 9.288e-05 | 0.00010309 | 0.0082301 | 3.409 | 3.2683 | 3.0192 | 5.3749 | 5.013 | 4.4187 | 9.6858e-05
7119 | 7.5816e-05 | 9.7743e-05 | 0.002368 | 3.3697 | 3.2683 | 3.0192 | 5.2718 | 5.013 | 4.4187 | 7.5061e-05
7120 | 7.6395e-05 | 9.7483e-05 | 0 | 3.281 | 3.2683 | 3.0192 | 5.0449 | 5.013 | 4.4187 | 5.4083e-05
7121 | 8.1101e-05 | 9.9315e-05 | 0 | 3.1944 | 3.2683 | 3.0192 | 4.831 | 5.013 | 4.4187 | 8.0142e-05
7122 | 0.00013707 | 0.00011617 | 0 | 3.1516 | 3.2683 | 3.0192 | 4.7278 | 5.013 | 4.4187 | 0.00024124
7123 | 0.00015784 | 0.00012029 | 0 | 3.1376 | 3.2683 | 3.0192 | 4.6944 | 5.013 | 4.4187 | 0.00020142
7124 | 0.00018694 | 0.00013156 | 0 | 3.0998 | 3.2695 | 3.0192 | 4.6049 | 5.0162 | 4.4187 | 0.00025206
7125 | 0.0002039 | 0.00013674 | 0 | 3.0573 | 3.2695 | 3.0192 | 4.506 | 5.0162 | 4.4187 | 0.00020142
7126 | 0.0002039 | 0.00013678 | 0 | 3.0321 | 3.2683 | 3.0192 | 4.4482 | 5.013 | 4.4187 | 7.375e-06
7127 | 0.0002039 | 0.00013659 | 0 | 3.0364 | 3.2683 | 3.0192 | 4.4582 | 5.013 | 4.4187 | 1.0161e-05
7128 | 0.0002039 | 0.00013675 | 0 | 3.001 | 3.2683 | 3.0192 | 4.3774 | 5.013 | 4.4187 | 9.6694e-06
7129 | 0.0002039 | 0.00013655 | 0 | 3.0159 | 3.2683 | 3.0192 | 4.4113 | 5.013 | 4.4187 | 1.8356e-05
7130 | 0.0002039 | 0.00013644 | 0 | 2.9967 | 3.2683 | 3.0192 | 4.3678 | 5.013 | 4.4187 | 1.18e-05
7131 | 0.0002039 | 0.00013686 | 0 | 3.0095 | 3.2683 | 3.0192 | 4.3967 | 5.013 | 4.4187 | 9.6694e-06
7132 | 0.0002039 | 0.00013644 | 0 | 3.0106 | 3.2683 | 3.0192 | 4.3991 | 5.013 | 4.4187 | 6.2278e-06
7133 | 0.0002039 | 0.00013683 | 0 | 3.0095 | 3.2657 | 3.0192 | 4.3967 | 5.0067 | 4.4187 | 1.5897e-05
7134 | 0.0002039 | 0.00013691 | 0.002599 | 2.9809 | 3.2657 | 3.0192 | 4.3322 | 5.0067 | 4.4187 | 5.5722e-06
7135 | 0.0002039 | 0.00013629 | 0.0092408 | 3.0127 | 3.2657 | 3.0192 | 4.404 | 5.0067 | 4.4187 | 0.00055657
7136 | 0.00018184 | 0.00012945 | 0.018554 | 3.1169 | 3.2657 | 3.0192 | 4.6452 | 5.0067 | 4.4187 | 7.5717e-05
7137 | 0.00015267 | 0.00012121 | 0.021153 | 3.2248 | 3.2657 | 3.0192 | 4.9053 | 5.0067 | 4.4187 | 5.4903e-05
7138 | 0.0001259 | 0.00011267 | 0.022597 | 3.3053 | 3.2657 | 3.0192 | 5.1063 | 5.0067 | 4.4187 | 7.5717e-05
7139 | 0.00012177 | 0.00011209 | 0.023535 | 3.3738 | 3.267 | 3.0192 | 5.2823 | 5.0099 | 4.4187 | 7.5553e-05
7140 | 0.00013094 | 0.00011468 | 0.023607 | 3.3872 | 3.267 | 3.0192 | 5.3175 | 5.0099 | 4.4187 | 0.00021027
7141 | 0.00013419 | 0.00011561 | 0.017399 | 3.4159 | 3.2657 | 3.0192 | 5.393 | 5.0067 | 4.4187 | 8.85e-05
7142 | 0.00012475 | 0.00011296 | 0.008182 | 3.4256 | 3.2657 | 3.0192 | 5.4187 | 5.0067 | 4.4187 | 8.7517e-05
7143 | 0.0001057 | 0.00010709 | 0.0019637 | 3.3995 | 3.2657 | 3.0192 | 5.3496 | 5.0067 | 4.4187 | 7.1619e-05
7144 | 9.1158e-05 | 0.00010258 | 0 | 3.2938 | 3.2657 | 3.0192 | 5.0771 | 5.0067 | 4.4187 | 5.9164e-05
7145 | 9.9561e-05 | 0.00010473 | 0 | 3.2053 | 3.2657 | 3.0192 | 4.8574 | 5.0067 | 4.4187 | 8.3911e-05
7146 | 0.00016128 | 0.00012259 | 0 | 3.1681 | 3.2645 | 3.0192 | 4.7674 | 5.0036 | 4.4187 | 0.00023961
7147 | 0.0002039 | 0.00013394 | 0 | 3.1599 | 3.2645 | 3.0192 | 4.7475 | 5.0036 | 4.4187 | 0.00023993
7148 | 0.0002039 | 0.00013637 | 0 | 3.1238 | 3.2632 | 3.0192 | 4.6615 | 5.0004 | 4.4187 | 0.00022338
7149 | 0.0002039 | 0.00013692 | 0 | 3.0784 | 3.2632 | 3.0192 | 4.5549 | 5.0004 | 4.4187 | 0.00025124
7150 | 0.0002039 | 0.00013683 | 0 | 3.0419 | 3.2632 | 3.0192 | 4.4707 | 5.0004 | 4.4187 | 1.7536e-05
7151 | 0.0002039 | 0.00013688 | 0 | 3.0386 | 3.2632 | 3.0192 | 4.4631 | 5.0004 | 4.4187 | 1.77e-05
7152 | 0.0002039 | 0.00013493 | 0 | 3.0441 | 3.2632 | 3.0192 | 4.4757 | 5.0004 | 4.4187 | 2.0978e-05
7153 | 0.0002039 | 0.00013618 | 0 | 3.0127 | 3.2632 | 3.0192 | 4.404 | 5.0004 | 4.4187 | 1.8847e-05
7154 | 0.0002039 | 0.00013623 | 0 | 3.001 | 3.2645 | 3.0192 | 4.3774 | 5.0036 | 4.4187 | 1.4914e-05
7155 | 0.0002039 | 0.00013691 | 0 | 3.001 | 3.2632 | 3.0192 | 4.3774 | 5.0004 | 4.4187 | 2.1797e-05
7156 | 0.0002039 | 0.00013503 | 0 | 3.001 | 3.262 | 3.0192 | 4.3774 | 4.9973 | 4.4187 | 2.0158e-05
7157 | 0.0002039 | 0.00013688 | 0 | 2.9872 | 3.2632 | 3.0192 | 4.3464 | 5.0004 | 4.4187 | 1.6553e-05
7158 | 0.0002039 | 0.00013522 | 0.0015401 | 2.9862 | 3.2632 | 3.0192 | 4.344 | 5.0004 | 4.4187 | 3.1139e-05
7159 | 0.0002039 | 0.00013635 | 0.0052557 | 3.0245 | 3.2632 | 3.0192 | 4.4309 | 5.0004 | 4.4187 | 0.00054755
7160 | 0.0002039 | 0.00013672 | 0.013356 | 3.1134 | 3.2632 | 3.0192 | 4.6371 | 5.0004 | 4.4187 | 0.00058934
7161 | 0.00018765 | 0.00013157 | 0.016677 | 3.2347 | 3.2632 | 3.0192 | 4.9295 | 5.0004 | 4.4187 | 7.5225e-05
7162 | 0.00017826 | 0.00012849 | 0.014222 | 3.304 | 3.2632 | 3.0192 | 5.1031 | 5.0004 | 4.4187 | 5.8017e-05
7163 | 0.00015392 | 0.00012099 | 0.013356 | 3.3445 | 3.262 | 3.0192 | 5.2064 | 4.9973 | 4.4187 | 8.1125e-05
7164 | 0.0001391 | 0.00011747 | 0.012129 | 3.3818 | 3.262 | 3.0192 | 5.3034 | 4.9973 | 4.4187 | 0.00010128
7165 | 0.00013898 | 0.00011699 | 0.0080279 | 3.42 | 3.262 | 3.0192 | 5.404 | 4.9973 | 4.4187 | 9.7186e-05
7166 | 0.00011476 | 0.00011003 | 0.0051402 | 3.4367 | 3.262 | 3.0192 | 5.4483 | 4.9973 | 4.4187 | 8.6533e-05
7167 | 9.8358e-05 | 0.00010469 | 0.0012706 | 3.3845 | 3.262 | 3.0192 | 5.3104 | 4.9973 | 4.4187 | 0.00025386
7168 | 7.6416e-05 | 9.7937e-05 | 0 | 3.2823 | 3.2607 | 3.0192 | 5.0481 | 4.9941 | 4.4187 | 0.00024452
7169 | 7.5037e-05 | 9.7465e-05 | 0 | 3.2053 | 3.2607 | 3.0192 | 4.8574 | 4.9941 | 4.4187 | 3.9169e-05
7170 | 0.00010365 | 0.00010642 | 0 | 3.1376 | 3.2607 | 3.0192 | 4.6944 | 4.9941 | 4.4187 | 4.1792e-05
7171 | 0.00013843 | 0.00011748 | 0 | 3.1353 | 3.2594 | 3.0192 | 4.6889 | 4.991 | 4.4187 | 3.4089e-05
7172 | 0.00017559 | 0.00012864 | 0 | 3.1318 | 3.2594 | 3.0192 | 4.6806 | 4.991 | 4.4187 | 0.00015815
7173 | 0.00020027 | 0.00013589 | 0 | 3.1215 | 3.2594 | 3.0192 | 4.656 | 4.991 | 4.4187 | 0.00015029
7174 | 0.00019671 | 0.00013485 | 0 | 3.1032 | 3.2594 | 3.0192 | 4.6129 | 4.991 | 4.4187 | 0.00018175
7175 | 0.00019814 | 0.0001353 | 0 | 3.0806 | 3.2582 | 3.0192 | 4.5602 | 4.9879 | 4.4187 | 1.4914e-05
7176 | 0.0002039 | 0.00013708 | 0 | 3.075 | 3.2582 | 3.0192 | 4.5471 | 4.9879 | 4.4187 | 2.0322e-05
7177 | 0.0002039 | 0.00013704 | 0 | 3.0694 | 3.2569 | 3.0192 | 4.5342 | 4.9848 | 4.4187 | 3.2942e-05
7178 | 0.0002039 | 0.00013706 | 0 | 3.0496 | 3.2569 | 3.0192 | 4.4883 | 4.9848 | 4.4187 | 2.3108e-05
7179 | 0.0002039 | 0.00013701 | 0 | 3.0332 | 3.2569 | 3.0192 | 4.4507 | 4.9848 | 4.4187 | 2.4911e-05
7180 | 0.0002039 | 0.00013705 | 0 | 3.043 | 3.2569 | 3.0192 | 4.4732 | 4.9848 | 4.4187 | 3.1139e-05
7181 | 0.0002039 | 0.00013707 | 0 | 3.0343 | 3.2569 | 3.0192 | 4.4532 | 4.9848 | 4.4187 | 2.8189e-05
7182 | 0.0002039 | 0.00013698 | 0.0019059 | 3.0354 | 3.2569 | 3.0192 | 4.4557 | 4.9848 | 4.4187 | 2.4747e-05
7183 | 0.00019299 | 0.00013266 | 0.0069306 | 3.0408 | 3.2582 | 3.0192 | 4.4681 | 4.9879 | 4.4187 | 0.00050805
7184 | 0.00016379 | 0.00012395 | 0.013572 | 3.1123 | 3.2582 | 3.0192 | 4.6344 | 4.9879 | 4.4187 | 0.00057181
7185 | 0.00011284 | 0.00010918 | 0.023246 | 3.2005 | 3.2582 | 3.0192 | 4.8456 | 4.9879 | 4.4187 | 7.4897e-05
7186 | 8.2251e-05 | 9.9386e-05 | 0.028805 | 3.2912 | 3.2544 | 3.0192 | 5.0706 | 4.9785 | 4.4187 | 0.0001003
7187 | 6.8018e-05 | 9.493e-05 | 0.028011 | 3.3274 | 3.2544 | 3.0192 | 5.1626 | 4.9785 | 4.4187 | 8.3255e-05
7188 | 5.085e-05 | 8.8493e-05 | 0.022885 | 3.367 | 3.2544 | 3.0192 | 5.2648 | 4.9785 | 4.4187 | 8.7844e-05
7189 | 6.028e-05 | 9.1226e-05 | 0.015233 | 3.3778 | 3.2557 | 3.0192 | 5.2928 | 4.9816 | 4.4187 | 0.00010538
7190 | 5.2547e-05 | 8.9316e-05 | 0.0093852 | 3.3657 | 3.2544 | 3.0192 | 5.2614 | 4.9785 | 4.4187 | 9.5547e-05
7191 | 3.5114e-05 | 8.2484e-05 | 0.0023102 | 3.3445 | 3.2544 | 3.0192 | 5.2064 | 4.9785 | 4.4187 | 0.00030418
7192 | 2.6833e-05 | 7.8397e-05 | 0 | 3.2671 | 3.2544 | 3.0192 | 5.0101 | 4.9785 | 4.4187 | 0.00027189
7193 | 2.9122e-05 | 8.3779e-05 | 0 | 3.1992 | 3.2544 | 3.0192 | 4.8427 | 4.9785 | 4.4187 | 3.245e-05
7194 | 2.6487e-05 | 8.4765e-05 | 0 | 3.1836 | 3.2544 | 3.0192 | 4.8048 | 4.9785 | 4.4187 | 4.2447e-05
7195 | 4.5833e-05 | 9.6958e-05 | 0 | 3.1353 | 3.2544 | 3.0192 | 4.6889 | 4.9785 | 4.4187 | 4.4086e-05
7196 | 7.3598e-05 | 0.00010024 | 0 | 3.0885 | 3.2532 | 3.0192 | 4.5785 | 4.9754 | 4.4187 | 0.00016536
7197 | 8.8913e-05 | 0.00010329 | 0 | 3.0441 | 3.2532 | 3.0192 | 4.4757 | 4.9754 | 4.4187 | 0.00011997
7198 | 9.3628e-05 | 0.0001044 | 0 | 3.0063 | 3.2532 | 3.0192 | 4.3894 | 4.9754 | 4.4187 | 0.00016028
7199 | 0.00011232 | 0.00011014 | 0 | 2.9967 | 3.2532 | 3.0192 | 4.3678 | 4.9754 | 4.4187 | 1.9503e-05
7200 | 0.00014943 | 0.00012023 | 0 | 2.9725 | 3.2532 | 3.0192 | 4.3134 | 4.9754 | 4.4187 | 1.1308e-05
7201 | 0.00016382 | 0.00012562 | 0 | 2.9642 | 3.2532 | 3.0192 | 4.2948 | 4.9754 | 4.4187 | 1.2783e-05
7202 | 0.00017387 | 0.00012835 | 0 | 2.9632 | 3.2532 | 3.0192 | 4.2925 | 4.9754 | 4.4187 | 1.0325e-05
7203 | 0.0001896 | 0.00013177 | 0 | 2.9935 | 3.2532 | 3.0192 | 4.3606 | 4.9754 | 4.4187 | 9.9972e-06
7204 | 0.0002039 | 0.00013624 | 0 | 2.9893 | 3.2532 | 3.0192 | 4.3511 | 4.9754 | 4.4187 | 1.7372e-05
7205 | 0.0002039 | 0.00013646 | 0 | 2.9767 | 3.2532 | 3.0192 | 4.3228 | 4.9754 | 4.4187 | 1.0653e-05
7206 | 0.0002039 | 0.00013704 | 0.0013284 | 2.9978 | 3.2519 | 3.0192 | 4.3702 | 4.9723 | 4.4187 | 1.0161e-05
7207 | 0.00020173 | 0.00013517 | 0.0075082 | 3.0245 | 3.2519 | 3.0192 | 4.4309 | 4.9723 | 4.4187 | 0.00061016
7208 | 0.00013211 | 0.0001146 | 0.014728 | 3.0964 | 3.2519 | 3.0192 | 4.597 | 4.9723 | 4.4187 | 7.6864e-05
7209 | 9.2466e-05 | 0.00010286 | 0.022236 | 3.1611 | 3.2519 | 3.0192 | 4.7504 | 4.9723 | 4.4187 | 8.7844e-05
7210 | 5.2539e-05 | 9.0308e-05 | 0.027795 | 3.2138 | 3.2519 | 3.0192 | 4.8783 | 4.9723 | 4.4187 | 9.0794e-05
7211 | 3.7155e-05 | 8.6116e-05 | 0.022236 | 3.2848 | 3.2519 | 3.0192 | 5.0545 | 4.9723 | 4.4187 | 8.1125e-05
7212 | 3.3102e-05 | 8.5074e-05 | 0.017543 | 3.33 | 3.2519 | 3.0192 | 5.1693 | 4.9723 | 4.4187 | 0.00020945
7213 | 2.863e-05 | 8.3234e-05 | 0.0148 | 3.3577 | 3.2507 | 3.0192 | 5.2406 | 4.9692 | 4.4187 | 7.4242e-05
7214 | 3.0561e-05 | 8.4153e-05 | 0.0068584 | 3.3684 | 3.2507 | 3.0192 | 5.2683 | 4.9692 | 4.4187 | 8.85e-05
7215 | 2.1043e-05 | 8.0092e-05 | 0.0015594 | 3.3484 | 3.2507 | 3.0192 | 5.2166 | 4.9692 | 4.4187 | 7.588e-05
7216 | 1.98e-05 | 7.7891e-05 | 0 | 3.2621 | 3.2507 | 3.0192 | 4.9975 | 4.9692 | 4.4187 | 7.4733e-05
7217 | 3.3297e-05 | 8.3048e-05 | 0 | 3.231 | 3.2507 | 3.0192 | 4.9204 | 4.9692 | 4.4187 | 7.2603e-05
7218 | 4.3821e-05 | 9.0531e-05 | 0 | 3.2102 | 3.2494 | 3.0192 | 4.8693 | 4.9661 | 4.4187 | 0.00022846
7219 | 7.5573e-05 | 9.8223e-05 | 0 | 3.192 | 3.2494 | 3.0192 | 4.8251 | 4.9661 | 4.4187 | 0.00024682
7220 | 0.00010831 | 0.00010773 | 0 | 3.1788 | 3.2482 | 3.0192 | 4.7932 | 4.963 | 4.4187 | 0.00021732
7221 | 0.00013994 | 0.00011622 | 0 | 3.147 | 3.2482 | 3.0192 | 4.7166 | 4.963 | 4.4187 | 0.00023895
7222 | 0.00017083 | 0.00012614 | 0 | 3.1295 | 3.2482 | 3.0192 | 4.6751 | 4.963 | 4.4187 | 1.2456e-05
7223 | 0.00018034 | 0.00013015 | 0 | 3.1215 | 3.2482 | 3.0192 | 4.656 | 4.963 | 4.4187 | 5.9e-06
7224 | 0.00019534 | 0.00013428 | 0 | 3.1284 | 3.2482 | 3.0192 | 4.6724 | 4.963 | 4.4187 | 9.0139e-06
7225 | 0.0002039 | 0.00013699 | 0 | 3.1089 | 3.2482 | 3.0192 | 4.6263 | 4.963 | 4.4187 | 1.0325e-05
7226 | 0.0002039 | 0.00013723 | 0 | 3.1032 | 3.2482 | 3.0192 | 4.6129 | 4.963 | 4.4187 | 6.0639e-06
7227 | 0.0002039 | 0.00013696 | 0 | 3.0998 | 3.2482 | 3.0192 | 4.6049 | 4.963 | 4.4187 | 1.0653e-05
7228 | 0.0002039 | 0.00013614 | 0 | 3.0728 | 3.2482 | 3.0192 | 4.542 | 4.963 | 4.4187 | 8.6861e-06
7229 | 0.0002039 | 0.00013598 | 0 | 3.0885 | 3.2482 | 3.0192 | 4.5785 | 4.963 | 4.4187 | 6.0639e-06
7230 | 0.0002039 | 0.00013712 | 0.0013284 | 3.0828 | 3.2482 | 3.0192 | 4.5654 | 4.963 | 4.4187 | 1.0489e-05
7231 | 0.0002039 | 0.00013656 | 0.0049814 | 3.1054 | 3.2469 | 3.0192 | 4.6183 | 4.9599 | 4.4187 | 0.00057476
7232 | 0.0002039 | 0.00013687 | 0.0099627 | 3.1776 | 3.2469 | 3.0192 | 4.7903 | 4.9599 | 4.4187 | 7.6208e-05
7233 | 0.00016193 | 0.00012443 | 0.012995 | 3.2583 | 3.2469 | 3.0192 | 4.9881 | 4.9599 | 4.4187 | 5.5558e-05
7234 | 0.00010581 | 0.0001071 | 0.014511 | 3.3577 | 3.2469 | 3.0192 | 5.2406 | 4.9599 | 4.4187 | 8.8008e-05
7235 | 7.409e-05 | 9.7837e-05 | 0.016893 | 3.409 | 3.2469 | 3.0192 | 5.3749 | 4.9599 | 4.4187 | 8.7025e-05
7236 | 6.823e-05 | 9.6147e-05 | 0.012417 | 3.4762 | 3.2469 | 3.0192 | 5.5546 | 4.9599 | 4.4187 | 0.00018732
7237 | 7.439e-05 | 9.7171e-05 | 0.0082301 | 3.5166 | 3.2469 | 3.0192 | 5.6651 | 4.9599 | 4.4187 | 9.0139e-05
7238 | 5.9707e-05 | 9.3258e-05 | 0.0040429 | 3.4962 | 3.2457 | 3.0192 | 5.6093 | 4.9568 | 4.4187 | 9.063e-05
7239 | 4.4985e-05 | 8.8512e-05 | 0.00098184 | 3.4648 | 3.2457 | 3.0192 | 5.5238 | 4.9568 | 4.4187 | 0.00010538
7240 | 3.4586e-05 | 8.447e-05 | 0 | 3.3738 | 3.2457 | 3.0192 | 5.2823 | 4.9568 | 4.4187 | 8.0961e-05
7241 | 5.1143e-05 | 8.9759e-05 | 0 | 3.3183 | 3.2445 | 3.0192 | 5.1393 | 4.9538 | 4.4187 | 6.785e-05
7242 | 6.5717e-05 | 9.5435e-05 | 0 | 3.2545 | 3.2445 | 3.0192 | 4.9788 | 4.9538 | 4.4187 | 0.00023928
7243 | 0.00013804 | 0.00011741 | 0 | 3.2322 | 3.2445 | 3.0192 | 4.9234 | 4.9538 | 4.4187 | 0.00022649
7244 | 0.00017749 | 0.0001296 | 0 | 3.1932 | 3.2445 | 3.0192 | 4.828 | 4.9538 | 4.4187 | 0.00024141
7245 | 0.0002039 | 0.00013702 | 0 | 3.1896 | 3.2445 | 3.0192 | 4.8193 | 4.9538 | 4.4187 | 0.00021453
7246 | 0.0002039 | 0.00013688 | 0 | 3.1848 | 3.2445 | 3.0192 | 4.8076 | 4.9538 | 4.4187 | 1.1144e-05
7247 | 0.0002039 | 0.00013741 | 0 | 3.1203 | 3.2445 | 3.0192 | 4.6533 | 4.9538 | 4.4187 | 1.5733e-05
7248 | 0.0002039 | 0.00013748 | 0 | 3.11 | 3.2445 | 3.0192 | 4.629 | 4.9538 | 4.4187 | 6.0639e-06
7249 | 0.0002039 | 0.00013707 | 0 | 3.1203 | 3.2445 | 3.0192 | 4.6533 | 4.9538 | 4.4187 | 1.4422e-05
7250 | 0.0002039 | 0.00013564 | 0 | 3.1249 | 3.2445 | 3.0192 | 4.6642 | 4.9538 | 4.4187 | 1.0161e-05
7251 | 0.0002039 | 0.00013715 | 0 | 3.1077 | 3.2445 | 3.0192 | 4.6236 | 4.9538 | 4.4187 | 1.6061e-05
7252 | 0.0002039 | 0.00013733 | 0 | 3.1089 | 3.2432 | 3.0192 | 4.6263 | 4.9507 | 4.4187 | 1.0817e-05
7253 | 0.0002039 | 0.00013696 | 0 | 3.0706 | 3.242 | 3.0192 | 4.5368 | 4.9476 | 4.4187 | 1.1144e-05
7254 | 0.0002039 | 0.0001363 | 0.0012129 | 3.0595 | 3.242 | 3.0192 | 4.5111 | 4.9476 | 4.4187 | 4.7528e-06
7255 | 0.0002039 | 0.00013694 | 0.0053135 | 3.0683 | 3.242 | 3.0192 | 4.5316 | 4.9476 | 4.4187 | 0.00051805
7256 | 0.00017628 | 0.00012875 | 0.010685 | 3.1872 | 3.242 | 3.0192 | 4.8135 | 4.9476 | 4.4187 | 6.4244e-05
7257 | 0.00013903 | 0.00011755 | 0.013861 | 3.2495 | 3.242 | 3.0192 | 4.9664 | 4.9476 | 4.4187 | 6.5228e-05
7258 | 9.2606e-05 | 0.00010329 | 0.015738 | 3.3092 | 3.242 | 3.0192 | 5.1162 | 4.9476 | 4.4187 | 6.703e-05
7259 | 7.269e-05 | 9.7713e-05 | 0.014006 | 3.3791 | 3.242 | 3.0192 | 5.2963 | 4.9476 | 4.4187 | 0.00011423
7260 | 7.0567e-05 | 9.7166e-05 | 0.014511 | 3.3981 | 3.242 | 3.0192 | 5.346 | 4.9476 | 4.4187 | 0.00023584
7261 | 7.1023e-05 | 9.7165e-05 | 0.010973 | 3.4535 | 3.2432 | 3.0192 | 5.4934 | 4.9507 | 4.4187 | 7.3586e-05
7262 | 5.9191e-05 | 9.3542e-05 | 0.0053905 | 3.4648 | 3.2432 | 3.0192 | 5.5238 | 4.9507 | 4.4187 | 9.0303e-05
7263 | 4.8551e-05 | 8.9652e-05 | 0.00086633 | 3.4159 | 3.2432 | 3.0192 | 5.393 | 4.9507 | 4.4187 | 8.6369e-05
7264 | 4.3213e-05 | 8.7809e-05 | 0 | 3.3015 | 3.2432 | 3.0192 | 5.0966 | 4.9507 | 4.4187 | 7.0964e-05
7265 | 4.8522e-05 | 8.9423e-05 | 0 | 3.2583 | 3.2432 | 3.0192 | 4.9881 | 4.9507 | 4.4187 | 8.7517e-05
7266 | 8.1606e-05 | 0.0001002 | 0 | 3.2285 | 3.2432 | 3.0192 | 4.9143 | 4.9507 | 4.4187 | 0.00021404
7267 | 0.00012094 | 0.00010637 | 0 | 3.215 | 3.2432 | 3.0192 | 4.8812 | 4.9507 | 4.4187 | 0.00023436
7268 | 0.00015159 | 0.00012121 | 0 | 3.1836 | 3.242 | 3.0192 | 4.8048 | 4.9476 | 4.4187 | 0.00025501
7269 | 0.00017176 | 0.00012782 | 0 | 3.1599 | 3.2407 | 3.0192 | 4.7475 | 4.9445 | 4.4187 | 0.00021584
7270 | 0.00018311 | 0.00013129 | 0 | 3.1505 | 3.2407 | 3.0192 | 4.725 | 4.9445 | 4.4187 | 1.6553e-05
7271 | 0.00017816 | 0.00012941 | 0 | 3.1611 | 3.242 | 3.0192 | 4.7504 | 4.9476 | 4.4187 | 1.4914e-05
7272 | 0.00017909 | 0.00013017 | 0 | 3.1516 | 3.242 | 3.0192 | 4.7278 | 4.9476 | 4.4187 | 1.0325e-05
7273 | 0.00019274 | 0.00013392 | 0 | 3.14 | 3.2407 | 3.0192 | 4.6999 | 4.9445 | 4.4187 | 1.4422e-05
7274 | 0.0002039 | 0.0001361 | 0 | 3.1295 | 3.2407 | 3.0192 | 4.6751 | 4.9445 | 4.4187 | 1.1964e-05
7275 | 0.0002039 | 0.00013752 | 0 | 3.1157 | 3.2407 | 3.0192 | 4.6425 | 4.9445 | 4.4187 | 1.1964e-05
7276 | 0.0002039 | 0.00013759 | 0 | 3.1146 | 3.2407 | 3.0192 | 4.6398 | 4.9445 | 4.4187 | 1.3275e-05
7277 | 0.0002039 | 0.00013761 | 0 | 3.0873 | 3.2407 | 3.0192 | 4.5759 | 4.9445 | 4.4187 | 4.2611e-06
7278 | 0.0002039 | 0.00013767 | 0.0015161 | 3.0817 | 3.2407 | 3.0192 | 4.5628 | 4.9445 | 4.4187 | 5.9e-06
7279 | 0.0002039 | 0.00013689 | 0.0071039 | 3.1134 | 3.2407 | 3.0192 | 4.6371 | 4.9445 | 4.4187 | 0.00061934
7280 | 0.00015095 | 0.00012093 | 0.018121 | 3.198 | 3.2407 | 3.0192 | 4.8398 | 4.9445 | 4.4187 | 5.6705e-05
7281 | 0.00010933 | 0.00010861 | 0.024762 | 3.2633 | 3.2407 | 3.0192 | 5.0006 | 4.9445 | 4.4187 | 9.5383e-05
7282 | 9.1388e-05 | 0.00010346 | 0.025845 | 3.3445 | 3.2407 | 3.0192 | 5.2064 | 4.9445 | 4.4187 | 8.2764e-05
7283 | 8.0583e-05 | 0.00010029 | 0.028805 | 3.4049 | 3.242 | 3.0192 | 5.364 | 4.9476 | 4.4187 | 7.0144e-05
7284 | 7.7444e-05 | 9.9043e-05 | 0.022236 | 3.4339 | 3.242 | 3.0192 | 5.4409 | 4.9476 | 4.4187 | 0.00022846
7285 | 6.9138e-05 | 9.6238e-05 | 0.018482 | 3.4423 | 3.242 | 3.0192 | 5.4633 | 4.9476 | 4.4187 | 0.00010292
7286 | 5.6346e-05 | 9.2432e-05 | 0.0084467 | 3.4535 | 3.242 | 3.0192 | 5.4934 | 4.9476 | 4.4187 | 9.8005e-05
7287 | 4.2632e-05 | 8.7465e-05 | 0.0019492 | 3.4145 | 3.242 | 3.0192 | 5.3894 | 4.9476 | 4.4187 | 8.0142e-05
7288 | 4.588e-05 | 8.8798e-05 | 0 | 3.2976 | 3.242 | 3.0192 | 5.0868 | 4.9476 | 4.4187 | 6.5555e-05
7289 | 6.2376e-05 | 9.3845e-05 | 0 | 3.257 | 3.242 | 3.0192 | 4.985 | 4.9476 | 4.4187 | 6.9489e-05
7290 | 5.3104e-05 | 9.1672e-05 | 0 | 3.2458 | 3.242 | 3.0192 | 4.9571 | 4.9476 | 4.4187 | 0.00024993
7291 | 0.00010785 | 0.00010722 | 0 | 3.2595 | 3.2407 | 3.0192 | 4.9913 | 4.9445 | 4.4187 | 0.00024731
7292 | 0.00014485 | 0.00012022 | 0 | 3.2558 | 3.2407 | 3.0192 | 4.9819 | 4.9445 | 4.4187 | 0.00020306
7293 | 0.00016374 | 0.00012565 | 0 | 3.2371 | 3.2407 | 3.0192 | 4.9356 | 4.9445 | 4.4187 | 0.0002106
7294 | 0.00017065 | 0.00012532 | 0 | 3.215 | 3.2395 | 3.0192 | 4.8812 | 4.9415 | 4.4187 | 1.1636e-05
7295 | 0.00017836 | 0.00012983 | 0 | 3.2053 | 3.2395 | 3.0192 | 4.8574 | 4.9415 | 4.4187 | 9.9972e-06
7296 | 0.0001912 | 0.00013389 | 0 | 3.2053 | 3.2395 | 3.0192 | 4.8574 | 4.9415 | 4.4187 | 1.2128e-05
7297 | 0.0001982 | 0.00013601 | 0 | 3.2041 | 3.2395 | 3.0192 | 4.8545 | 4.9415 | 4.4187 | 2.1306e-06
7298 | 0.00020206 | 0.00013547 | 0 | 3.1776 | 3.2395 | 3.0192 | 4.7903 | 4.9415 | 4.4187 | 1.3767e-05
7299 | 0.00020307 | 0.00013579 | 0 | 3.1693 | 3.2395 | 3.0192 | 4.7703 | 4.9415 | 4.4187 | 1.6061e-05
7300 | 0.0002039 | 0.00013766 | 0 | 3.1563 | 3.2395 | 3.0192 | 4.7391 | 4.9415 | 4.4187 | 8.5222e-06
7301 | 0.0002039 | 0.00013779 | 0 | 3.14 | 3.2395 | 3.0192 | 4.6999 | 4.9415 | 4.4187 | 1.0325e-05
7302 | 0.0002039 | 0.00013745 | 0.0016364 | 3.1261 | 3.2395 | 3.0192 | 4.6669 | 4.9415 | 4.4187 | 7.375e-06
7303 | 0.00019502 | 0.00013405 | 0.0075082 | 3.154 | 3.2395 | 3.0192 | 4.7334 | 4.9415 | 4.4187 | 0.00055198
7304 | 0.0001199 | 0.00011186 | 0.017687 | 3.2114 | 3.2395 | 3.0192 | 4.8723 | 4.9415 | 4.4187 | 6.0639e-05
7305 | 9.2397e-05 | 0.00010386 | 0.023463 | 3.2785 | 3.2395 | 3.0192 | 5.0386 | 4.9415 | 4.4187 | 5.6214e-05
7306 | 8.3975e-05 | 0.00010102 | 0.028444 | 3.3274 | 3.2395 | 3.0192 | 5.1626 | 4.9415 | 4.4187 | 9.9808e-05
7307 | 8.2403e-05 | 0.00010012 | 0.026351 | 3.3764 | 3.2395 | 3.0192 | 5.2893 | 4.9415 | 4.4187 | 8.9811e-05
7308 | 8.2676e-05 | 0.00010101 | 0.022741 | 3.4173 | 3.2395 | 3.0192 | 5.3967 | 4.9415 | 4.4187 | 0.00021207
7309 | 9.2513e-05 | 0.00010398 | 0.017976 | 3.4367 | 3.242 | 3.0192 | 5.4483 | 4.9476 | 4.4187 | 7.4405e-05
7310 | 7.9265e-05 | 9.9976e-05 | 0.0081579 | 3.4284 | 3.242 | 3.0192 | 5.4261 | 4.9476 | 4.4187 | 9.2761e-05
7311 | 6.6803e-05 | 9.5755e-05 | 0.0014439 | 3.4022 | 3.242 | 3.0192 | 5.3568 | 4.9476 | 4.4187 | 7.0472e-05
7312 | 6.4114e-05 | 9.4721e-05 | 0 | 3.3209 | 3.242 | 3.0192 | 5.1459 | 4.9476 | 4.4187 | 6.4736e-05
7313 | 7.1725e-05 | 9.7247e-05 | 0 | 3.2608 | 3.242 | 3.0192 | 4.9944 | 4.9476 | 4.4187 | 7.6864e-05
7314 | 0.0001131 | 0.00010994 | 0 | 3.2114 | 3.242 | 3.0192 | 4.8723 | 4.9476 | 4.4187 | 0.00025436
7315 | 0.00014985 | 0.00012036 | 0 | 3.1741 | 3.2407 | 3.0192 | 4.7817 | 4.9445 | 4.4187 | 0.00024206
7316 | 0.00018346 | 0.00013186 | 0 | 3.1658 | 3.2407 | 3.0192 | 4.7617 | 4.9445 | 4.4187 | 0.00024862
7317 | 0.00019955 | 0.00013473 | 0 | 3.1146 | 3.2407 | 3.0192 | 4.6398 | 4.9445 | 4.4187 | 0.00021125
7318 | 0.0002039 | 0.00013728 | 0 | 3.1066 | 3.2407 | 3.0192 | 4.6209 | 4.9445 | 4.4187 | 1.1964e-05
7319 | 0.0002039 | 0.00013611 | 0 | 3.0728 | 3.2407 | 3.0192 | 4.542 | 4.9445 | 4.4187 | 1.0653e-05
7320 | 0.0002039 | 0.00013676 | 0 | 3.0885 | 3.2407 | 3.0192 | 4.5785 | 4.9445 | 4.4187 | 3.3761e-05
7321 | 0.0002039 | 0.00013469 | 0 | 3.0628 | 3.2407 | 3.0192 | 4.5188 | 4.9445 | 4.4187 | 1.8028e-05
7322 | 0.0002039 | 0.00013695 | 0 | 3.0706 | 3.2407 | 3.0192 | 4.5368 | 4.9445 | 4.4187 | 2.2617e-05
7323 | 0.0002039 | 0.00013748 | 0 | 3.0772 | 3.2407 | 3.0192 | 4.5523 | 4.9445 | 4.4187 | 1.7536e-05
7324 | 0.0002039 | 0.00013782 | 0 | 3.0941 | 3.2407 | 3.0192 | 4.5917 | 4.9445 | 4.4187 | 2.1961e-05
7325 | 0.0002039 | 0.00013615 | 0 | 3.0739 | 3.2407 | 3.0192 | 4.5446 | 4.9445 | 4.4187 | 1.3439e-05
7326 | 0.0002039 | 0.00013759 | 0.0012706 | 3.1054 | 3.2407 | 3.0192 | 4.6183 | 4.9445 | 4.4187 | 1.5569e-05
7327 | 0.0002039 | 0.00013723 | 0.0057177 | 3.1411 | 3.2407 | 3.0192 | 4.7027 | 4.9445 | 4.4187 | 0.00050887
7328 | 0.00018894 | 0.00013249 | 0.018289 | 3.2077 | 3.2407 | 3.0192 | 4.8634 | 4.9445 | 4.4187 | 0.00054362
7329 | 0.00014034 | 0.00011856 | 0.023391 | 3.2396 | 3.2407 | 3.0192 | 4.9418 | 4.9445 | 4.4187 | 8.9319e-05
7330 | 0.00011971 | 0.0001122 | 0.021562 | 3.2785 | 3.2395 | 3.0192 | 5.0386 | 4.9415 | 4.4187 | 6.703e-05
7331 | 0.00010158 | 0.00010648 | 0.021081 | 3.3053 | 3.2395 | 3.0192 | 5.1063 | 4.9415 | 4.4187 | 0.00010309
7332 | 9.9987e-05 | 0.00010612 | 0.017615 | 3.3392 | 3.2395 | 3.0192 | 5.1928 | 4.9415 | 4.4187 | 7.293e-05
7333 | 0.00010881 | 0.00010768 | 0.010203 | 3.3392 | 3.2395 | 3.0192 | 5.1928 | 4.9415 | 4.4187 | 9.8497e-05
7334 | 0.00010769 | 0.0001086 | 0.0069306 | 3.3313 | 3.2395 | 3.0192 | 5.1726 | 4.9415 | 4.4187 | 8.85e-05
7335 | 0.00011423 | 0.00011011 | 0.0016749 | 3.2976 | 3.2395 | 3.0192 | 5.0868 | 4.9415 | 4.4187 | 0.00027009
7336 | 9.034e-05 | 0.00010265 | 0 | 3.2347 | 3.2395 | 3.0192 | 4.9295 | 4.9415 | 4.4187 | 0.00029156
7337 | 9.6119e-05 | 0.00010447 | 0 | 3.1932 | 3.2407 | 3.0192 | 4.828 | 4.9445 | 4.4187 | 4.8347e-05
7338 | 0.00014247 | 0.00011556 | 0 | 3.1836 | 3.2407 | 3.0192 | 4.8048 | 4.9445 | 4.4187 | 3.6547e-05
7339 | 0.0002039 | 0.00013589 | 0 | 3.192 | 3.2407 | 3.0192 | 4.8251 | 4.9445 | 4.4187 | 3.4089e-05
7340 | 0.0002039 | 0.0001371 | 0 | 3.1693 | 3.2395 | 3.0192 | 4.7703 | 4.9415 | 4.4187 | 0.00017356
7341 | 0.0002039 | 0.00013657 | 0 | 3.1693 | 3.2395 | 3.0192 | 4.7703 | 4.9415 | 4.4187 | 0.00015864
7342 | 0.0002039 | 0.00013473 | 0 | 3.1622 | 3.2407 | 3.0192 | 4.7532 | 4.9445 | 4.4187 | 0.00017044
7343 | 0.0002039 | 0.00013709 | 0 | 3.1575 | 3.2407 | 3.0192 | 4.7419 | 4.9445 | 4.4187 | 2.0978e-05
7344 | 0.0002039 | 0.00013759 | 0 | 3.1353 | 3.2407 | 3.0192 | 4.6889 | 4.9445 | 4.4187 | 2.8681e-05
7345 | 0.0002039 | 0.00013793 | 0 | 3.1238 | 3.2407 | 3.0192 | 4.6615 | 4.9445 | 4.4187 | 2.3436e-05
7346 | 0.0002039 | 0.00013795 | 0 | 3.1066 | 3.2407 | 3.0192 | 4.6209 | 4.9445 | 4.4187 | 1.6881e-05
7347 | 0.0002039 | 0.00013806 | 0 | 3.1054 | 3.2407 | 3.0192 | 4.6183 | 4.9445 | 4.4187 | 2.2944e-05
7348 | 0.0002039 | 0.000138 | 0 | 3.11 | 3.2407 | 3.0192 | 4.629 | 4.9445 | 4.4187 | 2.9664e-05
7349 | 0.0002039 | 0.00013783 | 0 | 3.1077 | 3.2407 | 3.0192 | 4.6236 | 4.9445 | 4.4187 | 2.7206e-05
7350 | 0.0002039 | 0.00013686 | 0.0012706 | 3.0795 | 3.2407 | 3.0192 | 4.5575 | 4.9445 | 4.4187 | 3.0811e-05
7351 | 0.0002039 | 0.00013742 | 0.0056022 | 3.0873 | 3.2407 | 3.0192 | 4.5759 | 4.9445 | 4.4187 | 0.00055804
7352 | 0.0002039 | 0.00013794 | 0.01877 | 3.1203 | 3.2407 | 3.0192 | 4.6533 | 4.9445 | 4.4187 | 0.0005505
7353 | 0.00020015 | 0.00013678 | 0.022236 | 3.192 | 3.2407 | 3.0192 | 4.8251 | 4.9445 | 4.4187 | 7.7519e-05
7354 | 0.00016696 | 0.00012651 | 0.026279 | 3.252 | 3.2407 | 3.0192 | 4.9726 | 4.9445 | 4.4187 | 7.4242e-05
7355 | 0.00014465 | 0.00011992 | 0.033137 | 3.3209 | 3.2407 | 3.0192 | 5.1459 | 4.9445 | 4.4187 | 9.8825e-05
7356 | 0.0001483 | 0.00012104 | 0.033281 | 3.33 | 3.2407 | 3.0192 | 5.1693 | 4.9445 | 4.4187 | 6.0311e-05
7357 | 0.00013293 | 0.00011623 | 0.019925 | 3.3144 | 3.2395 | 3.0192 | 5.1293 | 4.9415 | 4.4187 | 8.9975e-05
7358 | 0.00012273 | 0.00011313 | 0.011551 | 3.2772 | 3.2395 | 3.0192 | 5.0354 | 4.9415 | 4.4187 | 6.0639e-05
7359 | 0.00012888 | 0.00011442 | 0.0016605 | 3.2421 | 3.2395 | 3.0192 | 4.9479 | 4.9415 | 4.4187 | 0.00026452
7360 | 0.00010316 | 0.0001065 | 0 | 3.1693 | 3.2382 | 3.0192 | 4.7703 | 4.9384 | 4.4187 | 0.00026419
7361 | 0.00010535 | 0.00010727 | 0 | 3.1043 | 3.2382 | 3.0192 | 4.6156 | 4.9384 | 4.4187 | 4.0972e-05
7362 | 0.0001219 | 0.00011293 | 0 | 3.0617 | 3.2382 | 3.0192 | 4.5162 | 4.9384 | 4.4187 | 5.4411e-05
7363 | 0.0001734 | 0.00012653 | 0 | 3.0148 | 3.2382 | 3.0192 | 4.4088 | 4.9384 | 4.4187 | 2.9008e-05
7364 | 0.0002039 | 0.00013822 | 0 | 2.9757 | 3.2382 | 3.0192 | 4.3204 | 4.9384 | 4.4187 | 0.00017143
7365 | 0.0002039 | 0.00013733 | 0 | 2.983 | 3.237 | 3.0192 | 4.3369 | 4.9353 | 4.4187 | 0.00016815
7366 | 0.0002039 | 0.00013499 | 0 | 2.9946 | 3.237 | 3.0192 | 4.363 | 4.9353 | 4.4187 | 0.00016225
7367 | 0.0002039 | 0.00013473 | 0 | 3.001 | 3.237 | 3.0192 | 4.3774 | 4.9353 | 4.4187 | 1.18e-05
7368 | 0.0002039 | 0.00013662 | 0 | 2.9694 | 3.237 | 3.0192 | 4.3064 | 4.9353 | 4.4187 | 1.2619e-05
7369 | 0.0002039 | 0.0001375 | 0 | 2.9233 | 3.237 | 3.0192 | 4.2042 | 4.9353 | 4.4187 | 7.5389e-06
7370 | 0.0002039 | 0.00013806 | 0 | 2.9153 | 3.237 | 3.0192 | 4.1866 | 4.9353 | 4.4187 | 9.9972e-06
7371 | 0.0002039 | 0.00013544 | 0 | 2.9013 | 3.2382 | 3.0192 | 4.156 | 4.9384 | 4.4187 | 9.1778e-06
7372 | 0.0002039 | 0.00013701 | 0 | 2.8806 | 3.2382 | 3.0192 | 4.111 | 4.9384 | 4.4187 | 1.2783e-05
7373 | 0.0002039 | 0.00013761 | 0 | 2.8757 | 3.2382 | 3.0192 | 4.1004 | 4.9384 | 4.4187 | 8.6861e-06
7374 | 0.0002039 | 0.00013732 | 0.0011551 | 2.8796 | 3.2382 | 3.0192 | 4.1089 | 4.9384 | 4.4187 | 1.1636e-05
7375 | 0.0002039 | 0.0001376 | 0.0060643 | 2.8757 | 3.2382 | 3.0192 | 4.1004 | 4.9384 | 4.4187 | 0.00059803
7376 | 0.00019109 | 0.00013411 | 0.020022 | 2.9487 | 3.237 | 3.0192 | 4.2604 | 4.9353 | 4.4187 | 6.4736e-05
7377 | 0.00018808 | 0.00013322 | 0.025893 | 3.0321 | 3.2358 | 3.0192 | 4.4482 | 4.9323 | 4.4187 | 7.2275e-05
7378 | 0.00016863 | 0.00012733 | 0.028974 | 3.0683 | 3.2333 | 3.0192 | 4.5316 | 4.9262 | 4.4187 | 8.3747e-05
7379 | 0.00015024 | 0.0001217 | 0.030803 | 3.1342 | 3.2333 | 3.0192 | 4.6861 | 4.9262 | 4.4187 | 8.1453e-05
7380 | 0.00014356 | 0.00011962 | 0.029263 | 3.1812 | 3.2333 | 3.0192 | 4.799 | 4.9262 | 4.4187 | 0.00019978
7381 | 0.0001303 | 0.00011549 | 0.020118 | 3.1932 | 3.2333 | 3.0192 | 4.828 | 4.9262 | 4.4187 | 8.178e-05
7382 | 0.00011876 | 0.00011202 | 0.0098184 | 3.1968 | 3.2333 | 3.0192 | 4.8368 | 4.9262 | 4.4187 | 8.3583e-05
7383 | 0.00012205 | 0.00011214 | 0.0016605 | 3.1634 | 3.2345 | 3.0192 | 4.756 | 4.9292 | 4.4187 | 7.7355e-05
7384 | 0.00010748 | 0.00010747 | 5.7755e-05 | 3.0694 | 3.2333 | 3.0192 | 4.5342 | 4.9262 | 4.4187 | 6.2278e-05
7385 | 0.00011569 | 0.00011051 | 0 | 3.0191 | 3.2333 | 3.0192 | 4.4186 | 4.9262 | 4.4187 | 8.5222e-05
7386 | 0.00013718 | 0.00011648 | 0 | 2.9925 | 3.2333 | 3.0192 | 4.3582 | 4.9262 | 4.4187 | 0.00022354
7387 | 0.00017372 | 0.00012779 | 0 | 2.9663 | 3.2321 | 3.0192 | 4.2995 | 4.9231 | 4.4187 | 0.00027861
7388 | 0.0001956 | 0.00013482 | 0 | 2.9549 | 3.2321 | 3.0192 | 4.2741 | 4.9231 | 4.4187 | 0.0002242
7389 | 0.0002039 | 0.00013783 | 0 | 2.9508 | 3.2321 | 3.0192 | 4.265 | 4.9231 | 4.4187 | 0.00023879
7390 | 0.0002039 | 0.00013741 | 0 | 2.9436 | 3.2321 | 3.0192 | 4.2491 | 4.9231 | 4.4187 | 1.1964e-05
7391 | 0.0002039 | 0.00013744 | 0 | 2.9143 | 3.2308 | 3.0192 | 4.1844 | 4.9201 | 4.4187 | 8.3583e-06
7392 | 0.0002039 | 0.00013718 | 0 | 2.9053 | 3.2296 | 3.0192 | 4.1647 | 4.917 | 4.4187 | 1.1964e-05
7393 | 0.0002039 | 0.00013744 | 0 | 2.8993 | 3.2284 | 3.0192 | 4.1517 | 4.914 | 4.4187 | 8.6861e-06
7394 | 0.0002039 | 0.00013529 | 0 | 2.9013 | 3.2284 | 3.0192 | 4.156 | 4.914 | 4.4187 | 1.0653e-05
7395 | 0.0002039 | 0.00013809 | 0 | 2.9033 | 3.2284 | 3.0192 | 4.1604 | 4.914 | 4.4187 | 1.0325e-05
7396 | 0.0002039 | 0.00013823 | 0 | 2.8963 | 3.2296 | 3.0192 | 4.1452 | 4.917 | 4.4187 | 1.0653e-05
7397 | 0.0002039 | 0.00013828 | 0 | 2.8816 | 3.2296 | 3.0192 | 4.1131 | 4.917 | 4.4187 | 1.9503e-05
7398 | 0.0002039 | 0.00013789 | 0.0010973 | 2.8894 | 3.2284 | 3.0192 | 4.1302 | 4.914 | 4.4187 | 1.8847e-05
7399 | 0.0002039 | 0.00013799 | 0.0046204 | 2.8875 | 3.2284 | 3.0192 | 4.1259 | 4.914 | 4.4187 | 0.00061475
7400 | 0.0002039 | 0.00013803 | 0.0093371 | 2.9163 | 3.2271 | 3.0192 | 4.1888 | 4.911 | 4.4187 | 6.3261e-05
7401 | 0.0002039 | 0.00013806 | 0.014439 | 2.959 | 3.2271 | 3.0192 | 4.2833 | 4.911 | 4.4187 | 6.2769e-05
7402 | 0.00020161 | 0.00013708 | 0.02368 | 2.9978 | 3.2271 | 3.0192 | 4.3702 | 4.911 | 4.4187 | 0.0001021
7403 | 0.00018094 | 0.00013112 | 0.018097 | 3.0127 | 3.2271 | 3.0192 | 4.404 | 4.911 | 4.4187 | 7.8011e-05
7404 | 0.00017462 | 0.00012924 | 0.015209 | 3.0321 | 3.2247 | 3.0192 | 4.4482 | 4.9049 | 4.4187 | 0.00017929
7405 | 0.00016219 | 0.00012516 | 0.010781 | 3.0397 | 3.2234 | 3.0192 | 4.4656 | 4.9019 | 4.4187 | 9.063e-05
7406 | 0.0001566 | 0.00012367 | 0.0070461 | 3.043 | 3.2222 | 3.0192 | 4.4732 | 4.8989 | 4.4187 | 9.8333e-05
7407 | 0.00015004 | 0.00012162 | 0.0012129 | 3.0354 | 3.2222 | 3.0192 | 4.4557 | 4.8989 | 4.4187 | 8.3255e-05
7408 | 0.00013896 | 0.00011778 | 0 | 2.9946 | 3.2222 | 3.0192 | 4.363 | 4.8989 | 4.4187 | 7.7028e-05
7409 | 0.00014238 | 0.00011878 | 0 | 2.9611 | 3.2222 | 3.0192 | 4.2879 | 4.8989 | 4.4187 | 5.5394e-05
7410 | 0.00015367 | 0.00012229 | 0 | 2.9487 | 3.2222 | 3.0192 | 4.2604 | 4.8989 | 4.4187 | 0.00023026
7411 | 0.0002039 | 0.00012918 | 0 | 2.9518 | 3.2222 | 3.0192 | 4.2673 | 4.8989 | 4.4187 | 0.0002342
7412 | 0.0002039 | 0.00013809 | 0 | 2.9183 | 3.221 | 3.0192 | 4.1932 | 4.8959 | 4.4187 | 0.0002419
7413 | 0.0002039 | 0.00013623 | 0 | 2.9003 | 3.2198 | 3.0192 | 4.1539 | 4.8929 | 4.4187 | 0.00022961
7414 | 0.0002039 | 0.00013769 | 0 | 2.8934 | 3.2185 | 3.0192 | 4.1388 | 4.8899 | 4.4187 | 1.8847e-05
7415 | 0.0002039 | 0.00013812 | 0 | 2.8855 | 3.2185 | 3.0192 | 4.1216 | 4.8899 | 4.4187 | 1.7372e-05
7416 | 0.0002039 | 0.00013844 | 0 | 2.8865 | 3.2185 | 3.0192 | 4.1238 | 4.8899 | 4.4187 | 1.2292e-05
7417 | 0.0002039 | 0.00013846 | 0 | 2.8894 | 3.2173 | 3.0192 | 4.1302 | 4.8869 | 4.4187 | 8.3583e-06
7418 | 0.0002039 | 0.00013826 | 0 | 2.8855 | 3.2173 | 3.0192 | 4.1216 | 4.8869 | 4.4187 | 1.1144e-05
7419 | 0.0002039 | 0.00013768 | 0 | 2.8904 | 3.2173 | 3.0192 | 4.1323 | 4.8869 | 4.4187 | 7.2111e-06
7420 | 0.0002039 | 0.00013843 | 0 | 2.8776 | 3.2161 | 3.0192 | 4.1047 | 4.8839 | 4.4187 | 1.9994e-05
7421 | 0.0002039 | 0.00013804 | 0 | 2.8689 | 3.2161 | 3.0192 | 4.0857 | 4.8839 | 4.4187 | 1.3111e-05
7422 | 0.0002039 | 0.00013855 | 0.0016749 | 2.8602 | 3.2149 | 3.0192 | 4.067 | 4.8809 | 4.4187 | 8.85e-06
7423 | 0.0002039 | 0.00013798 | 0.0048129 | 2.8592 | 3.2124 | 3.0192 | 4.0649 | 4.8749 | 4.4187 | 0.00055837
7424 | 0.00019384 | 0.00013449 | 0.0080135 | 2.9013 | 3.2124 | 3.0192 | 4.156 | 4.8749 | 4.4187 | 5.4903e-05
7425 | 0.00017975 | 0.00013083 | 0.013284 | 2.9549 | 3.2112 | 3.0192 | 4.2741 | 4.8719 | 4.4187 | 6.2769e-05
7426 | 0.0001729 | 0.00012875 | 0.019444 | 3.0191 | 3.2112 | 3.0192 | 4.4186 | 4.8719 | 4.4187 | 8.8828e-05
7427 | 0.0001719 | 0.00012854 | 0.018385 | 3.0661 | 3.2112 | 3.0192 | 4.5265 | 4.8719 | 4.4187 | 6.5064e-05
7428 | 0.0001691 | 0.00012776 | 0.019252 | 3.0873 | 3.2112 | 3.0192 | 4.5759 | 4.8719 | 4.4187 | 0.00021601
7429 | 0.00016312 | 0.00012553 | 0.013957 | 3.1146 | 3.2112 | 3.0192 | 4.6398 | 4.8719 | 4.4187 | 7.9978e-05
7430 | 0.00015907 | 0.0001247 | 0.0058477 | 3.0964 | 3.2088 | 3.0192 | 4.597 | 4.8659 | 4.4187 | 7.8503e-05
7431 | 0.00013873 | 0.0001182 | 0.0011551 | 3.0873 | 3.2076 | 3.0192 | 4.5759 | 4.863 | 4.4187 | 9.2105e-05
7432 | 0.00013105 | 0.00011576 | 0 | 2.9967 | 3.2063 | 3.0192 | 4.3678 | 4.86 | 4.4187 | 7.7683e-05
7433 | 0.00014014 | 0.00011873 | 0 | 2.9284 | 3.2063 | 3.0192 | 4.2154 | 4.86 | 4.4187 | 8.1617e-05
7434 | 0.00014097 | 0.00011792 | 0 | 2.9083 | 3.2051 | 3.0192 | 4.1712 | 4.857 | 4.4187 | 0.00023518
7435 | 0.0002039 | 0.00013153 | 0 | 2.9033 | 3.2051 | 3.0192 | 4.1604 | 4.857 | 4.4187 | 0.00025894
7436 | 0.0002039 | 0.0001378 | 0 | 2.8855 | 3.2051 | 3.0192 | 4.1216 | 4.857 | 4.4187 | 0.00023895
7437 | 0.0002039 | 0.00013757 | 0 | 2.9043 | 3.2051 | 3.0192 | 4.1625 | 4.857 | 4.4187 | 0.00021781
7438 | 0.0002039 | 0.00013764 | 0 | 2.8884 | 3.2051 | 3.0192 | 4.1281 | 4.857 | 4.4187 | 8.0305e-06
7439 | 0.0002039 | 0.00013853 | 0 | 2.8708 | 3.2039 | 3.0192 | 4.0899 | 4.8541 | 4.4187 | 1.8192e-05
7440 | 0.0002039 | 0.00013854 | 0 | 2.8747 | 3.2039 | 3.0192 | 4.0983 | 4.8541 | 4.4187 | 1.4094e-05
7441 | 0.0002039 | 0.00013735 | 0 | 2.8708 | 3.2027 | 3.0192 | 4.0899 | 4.8511 | 4.4187 | 1.5242e-05
7442 | 0.0002039 | 0.00013864 | 0 | 2.8669 | 3.1991 | 3.0192 | 4.0816 | 4.8423 | 4.4187 | 1.4586e-05
7443 | 0.0002039 | 0.00013864 | 0 | 2.864 | 3.1991 | 3.0192 | 4.0753 | 4.8423 | 4.4187 | 7.8667e-06
7444 | 0.0002039 | 0.00013752 | 0 | 2.864 | 3.1991 | 3.0192 | 4.0753 | 4.8423 | 4.4187 | 1.9175e-05
7445 | 0.0002039 | 0.00013786 | 0 | 2.866 | 3.1991 | 3.0192 | 4.0795 | 4.8423 | 4.4187 | 1.0489e-05
7446 | 0.0002039 | 0.00013844 | 0.00098184 | 2.8611 | 3.1991 | 3.0192 | 4.0691 | 4.8423 | 4.4187 | 8.0305e-06
7447 | 0.0002039 | 0.00013819 | 0.0057177 | 2.8884 | 3.1979 | 3.0192 | 4.1281 | 4.8393 | 4.4187 | 0.00058836
7448 | 0.00019195 | 0.00013435 | 0.017904 | 2.9223 | 3.1967 | 3.0192 | 4.202 | 4.8364 | 4.4187 | 7.5225e-05
7449 | 0.00017563 | 0.00012999 | 0.024642 | 2.9757 | 3.1967 | 3.0192 | 4.3204 | 4.8364 | 4.4187 | 5.4739e-05
7450 | 0.00015044 | 0.00012214 | 0.029936 | 3.0245 | 3.1967 | 3.0192 | 4.4309 | 4.8364 | 4.4187 | 8.768e-05
7451 | 0.00016136 | 0.00012566 | 0.02907 | 3.0706 | 3.1967 | 3.0192 | 4.5368 | 4.8364 | 4.4187 | 6.8833e-05
7452 | 0.0001566 | 0.00012432 | 0.025508 | 3.1032 | 3.1967 | 3.0192 | 4.6129 | 4.8364 | 4.4187 | 0.00018224
7453 | 0.00014752 | 0.00012151 | 0.014824 | 3.1318 | 3.1942 | 3.0192 | 4.6806 | 4.8305 | 4.4187 | 7.7519e-05
7454 | 0.00014615 | 0.00012063 | 0.0062809 | 3.1261 | 3.1942 | 3.0192 | 4.6669 | 4.8305 | 4.4187 | 0.00010718
7455 | 0.00012521 | 0.00011448 | 0.00069306 | 3.0941 | 3.1942 | 3.0192 | 4.5917 | 4.8305 | 4.4187 | 8.2764e-05
7456 | 0.00012615 | 0.00011439 | 0 | 3.017 | 3.1942 | 3.0192 | 4.4137 | 4.8305 | 4.4187 | 5.8344e-05
7457 | 0.00011692 | 0.00011208 | 0 | 2.9684 | 3.193 | 3.0192 | 4.3041 | 4.8276 | 4.4187 | 6.6047e-05
7458 | 0.00013721 | 0.00011813 | 0 | 2.9153 | 3.1906 | 3.0192 | 4.1866 | 4.8217 | 4.4187 | 0.0002201
7459 | 0.00019363 | 0.00013301 | 0 | 2.8963 | 3.1894 | 3.0192 | 4.1452 | 4.8188 | 4.4187 | 0.00023223
7460 | 0.0002039 | 0.00013531 | 0 | 2.8825 | 3.1894 | 3.0192 | 4.1153 | 4.8188 | 4.4187 | 0.00023567
7461 | 0.0002039 | 0.00013599 | 0 | 2.8786 | 3.1882 | 3.0192 | 4.1068 | 4.8159 | 4.4187 | 0.00021715
7462 | 0.0002039 | 0.00013788 | 0 | 2.8747 | 3.1882 | 3.0192 | 4.0983 | 4.8159 | 4.4187 | 1.2783e-05
7463 | 0.0002039 | 0.00013848 | 0 | 2.8914 | 3.1882 | 3.0192 | 4.1345 | 4.8159 | 4.4187 | 1.3767e-05
7464 | 0.0002039 | 0.00013839 | 0 | 2.8953 | 3.1882 | 3.0192 | 4.1431 | 4.8159 | 4.4187 | 5.5722e-06
7465 | 0.0002039 | 0.0001384 | 0 | 2.8904 | 3.187 | 3.0192 | 4.1323 | 4.813 | 4.4187 | 1.2619e-05
7466 | 0.0002039 | 0.00013852 | 0 | 2.866 | 3.187 | 3.0192 | 4.0795 | 4.813 | 4.4187 | 3.6056e-06
7467 | 0.0002039 | 0.00013868 | 0 | 2.8698 | 3.187 | 3.0192 | 4.0878 | 4.813 | 4.4187 | 9.3417e-06
7468 | 0.0002039 | 0.00013782 | 0 | 2.8728 | 3.1846 | 3.0192 | 4.0941 | 4.8072 | 4.4187 | 1.1144e-05
7469 | 0.0002039 | 0.00013837 | 0 | 2.8611 | 3.1846 | 3.0192 | 4.0691 | 4.8072 | 4.4187 | 1.6717e-05
7470 | 0.0002039 | 0.00013737 | 0.00079413 | 2.8496 | 3.1846 | 3.0192 | 4.0443 | 4.8072 | 4.4187 | 1.2456e-05
7471 | 0.0002039 | 0.00013796 | 0.004837 | 2.8631 | 3.1846 | 3.0192 | 4.0732 | 4.8072 | 4.4187 | 0.00063343
7472 | 0.00017961 | 0.00013083 | 0.012225 | 2.9063 | 3.1834 | 3.0192 | 4.1669 | 4.8043 | 4.4187 | 6.5555e-05
7473 | 0.00016261 | 0.00012619 | 0.016171 | 2.9705 | 3.1834 | 3.0192 | 4.3088 | 4.8043 | 4.4187 | 8.0633e-05
7474 | 0.00016065 | 0.00012517 | 0.016364 | 3.0375 | 3.1822 | 3.0192 | 4.4606 | 4.8014 | 4.4187 | 6.4244e-05
7475 | 0.00013694 | 0.00011843 | 0.017327 | 3.0761 | 3.1798 | 3.0192 | 4.5497 | 4.7956 | 4.4187 | 0.00010309
7476 | 0.00013811 | 0.00011884 | 0.01646 | 3.102 | 3.1798 | 3.0192 | 4.6103 | 4.7956 | 4.4187 | 0.0002106
7477 | 0.00013917 | 0.00011926 | 0.014246 | 3.1032 | 3.1798 | 3.0192 | 4.6129 | 4.7956 | 4.4187 | 8.6861e-05
7478 | 0.00013011 | 0.00011651 | 0.0054867 | 3.11 | 3.1798 | 3.0192 | 4.629 | 4.7956 | 4.4187 | 7.6536e-05
7479 | 0.00011333 | 0.00011081 | 0.00069306 | 3.0728 | 3.1774 | 3.0192 | 4.542 | 4.7898 | 4.4187 | 8.9975e-05
7480 | 0.00010609 | 0.00010865 | 0 | 3.0267 | 3.1774 | 3.0192 | 4.4358 | 4.7898 | 4.4187 | 6.9653e-05
7481 | 0.00013852 | 0.00011884 | 0 | 2.9914 | 3.1774 | 3.0192 | 4.3558 | 4.7898 | 4.4187 | 6.8505e-05
7482 | 0.0001496 | 0.00012228 | 0 | 2.9663 | 3.1774 | 3.0192 | 4.2995 | 4.7898 | 4.4187 | 0.00023207
7483 | 0.00019125 | 0.00013352 | 0 | 2.9334 | 3.1763 | 3.0192 | 4.2265 | 4.7869 | 4.4187 | 0.0002319
7484 | 0.0002039 | 0.00013824 | 0 | 2.9344 | 3.1763 | 3.0192 | 4.2288 | 4.7869 | 4.4187 | 0.00022797
7485 | 0.0002039 | 0.00013882 | 0 | 2.9233 | 3.1763 | 3.0192 | 4.2042 | 4.7869 | 4.4187 | 0.00025616
7486 | 0.0002039 | 0.00013758 | 0 | 2.9093 | 3.1763 | 3.0192 | 4.1734 | 4.7869 | 4.4187 | 1.1472e-05
7487 | 0.0002039 | 0.00013628 | 0 | 2.8983 | 3.1751 | 3.0192 | 4.1495 | 4.7841 | 4.4187 | 4.9167e-06
7488 | 0.0002039 | 0.00013853 | 0 | 2.8973 | 3.1751 | 3.0192 | 4.1474 | 4.7841 | 4.4187 | 2.1469e-05
7489 | 0.0002039 | 0.00013845 | 0 | 2.8875 | 3.1739 | 3.0192 | 4.1259 | 4.7812 | 4.4187 | 2.6878e-05
7490 | 0.0002039 | 0.00013746 | 0 | 2.8767 | 3.1727 | 3.0192 | 4.1026 | 4.7783 | 4.4187 | 3.245e-05
7491 | 0.0002039 | 0.00013803 | 0 | 2.8816 | 3.1715 | 3.0192 | 4.1131 | 4.7755 | 4.4187 | 1.7044e-05
7492 | 0.0002039 | 0.00013701 | 0 | 2.8679 | 3.1703 | 3.0192 | 4.0836 | 4.7726 | 4.4187 | 1.9339e-05
7493 | 0.0002039 | 0.00013711 | 0 | 2.864 | 3.1703 | 3.0192 | 4.0753 | 4.7726 | 4.4187 | 2.5894e-05
7494 | 0.0002039 | 0.00013749 | 0.00069306 | 2.8806 | 3.1691 | 3.0192 | 4.111 | 4.7697 | 4.4187 | 3.1631e-05
7495 | 0.0002039 | 0.00013868 | 0.0036963 | 2.8825 | 3.1691 | 3.0192 | 4.1153 | 4.7697 | 4.4187 | 0.00058312
7496 | 0.0002039 | 0.00013876 | 0.012032 | 2.9395 | 3.1691 | 3.0192 | 4.24 | 4.7697 | 4.4187 | 0.0005859
7497 | 0.00016541 | 0.00012726 | 0.018482 | 3.001 | 3.1691 | 3.0192 | 4.3774 | 4.7697 | 4.4187 | 6.7522e-05
7498 | 0.0001666 | 0.0001276 | 0.022717 | 3.0562 | 3.1691 | 3.0192 | 4.5035 | 4.7697 | 4.4187 | 6.8014e-05
7499 | 0.00014387 | 0.00012076 | 0.021466 | 3.1284 | 3.1691 | 3.0192 | 4.6724 | 4.7697 | 4.4187 | 7.588e-05
7500 | 0.00013243 | 0.00011692 | 0.016171 | 3.1528 | 3.1679 | 3.0192 | 4.7306 | 4.7669 | 4.4187 | 5.6378e-05
7501 | 0.00012975 | 0.00011576 | 0.010877 | 3.1611 | 3.1679 | 3.0192 | 4.7504 | 4.7669 | 4.4187 | 8.6533e-05
7502 | 0.00011554 | 0.00011199 | 0.0042739 | 3.1528 | 3.1679 | 3.0192 | 4.7306 | 4.7669 | 4.4187 | 8.6697e-05
7503 | 0.00010621 | 0.000109 | 0.00050536 | 3.1111 | 3.1667 | 3.0192 | 4.6317 | 4.764 | 4.4187 | 0.00024862
7504 | 0.00011112 | 0.00011009 | 0 | 3.0386 | 3.1667 | 3.0192 | 4.4631 | 4.764 | 4.4187 | 0.00026583
7505 | 0.00010118 | 0.00010744 | 0 | 3.0063 | 3.1632 | 3.0192 | 4.3894 | 4.7555 | 4.4187 | 5.1789e-05
7506 | 0.00012018 | 0.00011224 | 0 | 2.9851 | 3.1632 | 3.0192 | 4.3416 | 4.7555 | 4.4187 | 2.5731e-05
7507 | 0.0001957 | 0.00013528 | 0 | 2.9653 | 3.162 | 3.0192 | 4.2972 | 4.7527 | 4.4187 | 3.6219e-05
7508 | 0.0002039 | 0.00013915 | 0 | 2.9304 | 3.162 | 3.0192 | 4.2198 | 4.7527 | 4.4187 | 0.00017962
7509 | 0.0002039 | 0.00013856 | 0 | 2.9093 | 3.162 | 3.0192 | 4.1734 | 4.7527 | 4.4187 | 0.00014979
7510 | 0.0002039 | 0.00013561 | 0 | 2.9043 | 3.162 | 3.0192 | 4.1625 | 4.7527 | 4.4187 | 0.00017176
7511 | 0.0002039 | 0.0001382 | 0 | 2.9153 | 3.162 | 3.0192 | 4.1866 | 4.7527 | 4.4187 | 2.3764e-05
7512 | 0.0002039 | 0.00013896 | 0 | 2.9053 | 3.162 | 3.0192 | 4.1647 | 4.7527 | 4.4187 | 2.2944e-05
7513 | 0.0002039 | 0.00013909 | 0 | 2.8973 | 3.1608 | 3.0192 | 4.1474 | 4.7498 | 4.4187 | 2.7697e-05
7514 | 0.0002039 | 0.00013879 | 0 | 2.8944 | 3.1608 | 3.0192 | 4.1409 | 4.7498 | 4.4187 | 2.4092e-05
7515 | 0.0002039 | 0.00013908 | 0 | 2.8825 | 3.1608 | 3.0192 | 4.1153 | 4.7498 | 4.4187 | 2.8844e-05
7516 | 0.0002039 | 0.00013871 | 0 | 2.8776 | 3.1608 | 3.0192 | 4.1047 | 4.7498 | 4.4187 | 3.6056e-05
7517 | 0.0002039 | 0.00013894 | 0 | 2.8767 | 3.1608 | 3.0192 | 4.1026 | 4.7498 | 4.4187 | 1.3275e-05
7518 | 0.0002039 | 0.00013886 | 0.00028878 | 2.864 | 3.1596 | 3.0192 | 4.0753 | 4.747 | 4.4187 | 2.2781e-05
7519 | 0.0002039 | 0.00013856 | 0.0017904 | 2.865 | 3.1585 | 3.0192 | 4.0774 | 4.7442 | 4.4187 | 0.00052199
7520 | 0.0002039 | 0.00013857 | 0.0040429 | 2.8855 | 3.1549 | 3.0192 | 4.1216 | 4.7357 | 4.4187 | 0.00054575
7521 | 0.00015656 | 0.00012461 | 0.0077969 | 2.9143 | 3.1549 | 3.0192 | 4.1844 | 4.7357 | 4.4187 | 7.3914e-05
7522 | 0.00014005 | 0.00011888 | 0.012321 | 2.958 | 3.1549 | 3.0192 | 4.281 | 4.7357 | 4.4187 | 7.5389e-05
7523 | 0.00013288 | 0.00011731 | 0.010203 | 3.0106 | 3.1549 | 3.0192 | 4.3991 | 4.7357 | 4.4187 | 7.3586e-05
7524 | 0.00012861 | 0.00011432 | 0.0096258 | 3.0245 | 3.1549 | 3.0192 | 4.4309 | 4.7357 | 4.4187 | 7.2439e-05
7525 | 0.00013915 | 0.0001191 | 0.006714 | 3.0551 | 3.1549 | 3.0192 | 4.5009 | 4.7357 | 4.4187 | 9.7842e-05
7526 | 0.00010088 | 0.00010777 | 0.0032343 | 3.0862 | 3.1538 | 3.0192 | 4.5732 | 4.7329 | 4.4187 | 8.7353e-05
7527 | 7.6675e-05 | 0.00010016 | 0.00040429 | 3.065 | 3.1538 | 3.0192 | 4.5239 | 4.7329 | 4.4187 | 0.00031499
7528 | 7.2257e-05 | 9.8652e-05 | 0 | 2.9684 | 3.1538 | 3.0192 | 4.3041 | 4.7329 | 4.4187 | 0.00026861
7529 | 7.1594e-05 | 9.8706e-05 | 0 | 2.9203 | 3.1538 | 3.0192 | 4.1976 | 4.7329 | 4.4187 | 5.2608e-05
7530 | 8.8916e-05 | 0.00010411 | 0 | 2.9143 | 3.1538 | 3.0192 | 4.1844 | 4.7329 | 4.4187 | 6.0967e-05
7531 | 0.00013742 | 0.00011877 | 0 | 2.8953 | 3.1538 | 3.0192 | 4.1431 | 4.7329 | 4.4187 | 3.2614e-05
7532 | 0.00016835 | 0.00012763 | 0 | 2.8728 | 3.1538 | 3.0192 | 4.0941 | 4.7329 | 4.4187 | 0.00017487
7533 | 0.00018592 | 0.00013364 | 0 | 2.8429 | 3.1526 | 3.0192 | 4.03 | 4.7301 | 4.4187 | 0.00015979
7534 | 0.00019831 | 0.00013735 | 0 | 2.8563 | 3.1502 | 3.0192 | 4.0587 | 4.7245 | 4.4187 | 0.00016438
7535 | 0.00020162 | 0.00013823 | 0 | 2.8458 | 3.1502 | 3.0192 | 4.0361 | 4.7245 | 4.4187 | 2.7861e-05
7536 | 0.0002039 | 0.00013859 | 0 | 2.8419 | 3.1502 | 3.0192 | 4.0279 | 4.7245 | 4.4187 | 8.3583e-06
7537 | 0.0002039 | 0.0001386 | 0 | 2.8136 | 3.1502 | 3.0192 | 3.9678 | 4.7245 | 4.4187 | 2.0978e-05
7538 | 0.0002039 | 0.00013917 | 0 | 2.7941 | 3.1491 | 3.0192 | 3.9268 | 4.7216 | 4.4187 | 1.2456e-05
7539 | 0.0002039 | 0.00013886 | 0 | 2.7877 | 3.1491 | 3.0192 | 3.9133 | 4.7216 | 4.4187 | 8.6861e-06
7540 | 0.0002039 | 0.00013892 | 0 | 2.7822 | 3.1491 | 3.0192 | 3.9018 | 4.7216 | 4.4187 | 1.475e-05
7541 | 0.0002039 | 0.00013914 | 0 | 2.7749 | 3.1479 | 3.0192 | 3.8866 | 4.7189 | 4.4187 | 6.2278e-06
7542 | 0.0002039 | 0.00013915 | 0.00069306 | 2.7587 | 3.1479 | 3.0192 | 3.8527 | 4.7189 | 4.4187 | 1.2619e-05
7543 | 0.0002039 | 0.00013802 | 0.0038985 | 2.7722 | 3.1479 | 3.0192 | 3.8809 | 4.7189 | 4.4187 | 0.00056476
7544 | 0.00014843 | 0.0001215 | 0.0096258 | 2.7988 | 3.1479 | 3.0192 | 3.9365 | 4.7189 | 4.4187 | 8.2436e-05
7545 | 0.00012199 | 0.0001141 | 0.014631 | 2.8381 | 3.1467 | 3.0192 | 4.0198 | 4.7161 | 4.4187 | 5.8344e-05
7546 | 0.0001121 | 0.00011098 | 0.016556 | 2.8757 | 3.1467 | 3.0192 | 4.1004 | 4.7161 | 4.4187 | 7.965e-05
7547 | 0.00010203 | 0.00010822 | 0.014824 | 2.8944 | 3.1456 | 3.0192 | 4.1409 | 4.7133 | 4.4187 | 9.3089e-05
7548 | 0.00010112 | 0.00010799 | 0.012032 | 2.9274 | 3.1444 | 3.0192 | 4.2131 | 4.7105 | 4.4187 | 0.00019241
7549 | 0.0001019 | 0.00010764 | 0.0075082 | 2.9498 | 3.1444 | 3.0192 | 4.2627 | 4.7105 | 4.4187 | 9.2925e-05
7550 | 8.8303e-05 | 0.00010393 | 0.0032343 | 2.958 | 3.1444 | 3.0192 | 4.281 | 4.7105 | 4.4187 | 0.00010079
7551 | 7.897e-05 | 0.00010072 | 0.00040429 | 2.9314 | 3.1444 | 3.0192 | 4.2221 | 4.7105 | 4.4187 | 9.9972e-05
7552 | 7.2709e-05 | 9.8778e-05 | 0 | 2.8553 | 3.1444 | 3.0192 | 4.0566 | 4.7105 | 4.4187 | 5.8672e-05
7553 | 0.00011226 | 0.0001109 | 0 | 2.8202 | 3.1444 | 3.0192 | 3.9817 | 4.7105 | 4.4187 | 6.0311e-05
7554 | 0.00011589 | 0.00011197 | 0 | 2.7923 | 3.1444 | 3.0192 | 3.9229 | 4.7105 | 4.4187 | 0.00025354
7555 | 0.00016553 | 0.00012716 | 0 | 2.7822 | 3.142 | 3.0192 | 3.9018 | 4.7049 | 4.4187 | 0.00023157
7556 | 0.00018957 | 0.00013375 | 0 | 2.7804 | 3.142 | 3.0192 | 3.898 | 4.7049 | 4.4187 | 0.00024239
7557 | 0.0002039 | 0.00013828 | 0 | 2.7632 | 3.142 | 3.0192 | 3.8621 | 4.7049 | 4.4187 | 0.00025042
7558 | 0.0002039 | 0.00013799 | 0 | 2.7587 | 3.1409 | 3.0192 | 3.8527 | 4.7021 | 4.4187 | 9.3417e-06
7559 | 0.0002039 | 0.0001389 | 0 | 2.7605 | 3.1409 | 3.0192 | 3.8565 | 4.7021 | 4.4187 | 1.3931e-05
7560 | 0.0002039 | 0.00013923 | 0 | 2.7587 | 3.1409 | 3.0192 | 3.8527 | 4.7021 | 4.4187 | 1.0325e-05
7561 | 0.0002039 | 0.00013928 | 0 | 2.7382 | 3.1409 | 3.0192 | 3.8104 | 4.7021 | 4.4187 | 1.3767e-05
7562 | 0.0002039 | 0.00013856 | 0 | 2.7329 | 3.1409 | 3.0192 | 3.7995 | 4.7021 | 4.4187 | 6.0639e-06
7563 | 0.0002039 | 0.00013918 | 0 | 2.7453 | 3.1386 | 3.0192 | 3.825 | 4.6966 | 4.4187 | 1.2783e-05
7564 | 0.0002039 | 0.00013431 | 0 | 2.7569 | 3.1374 | 3.0192 | 3.849 | 4.6938 | 4.4187 | 1.2619e-05
7565 | 0.0002039 | 0.00013922 | 0 | 2.7795 | 3.1374 | 3.0192 | 3.8961 | 4.6938 | 4.4187 | 8.3583e-06
7566 | 0.0002039 | 0.00013899 | 0.00028878 | 2.774 | 3.1374 | 3.0192 | 3.8847 | 4.6938 | 4.4187 | 1.4258e-05
7567 | 0.0002039 | 0.00013825 | 0.0031765 | 2.7877 | 3.1374 | 3.0192 | 3.9133 | 4.6938 | 4.4187 | 0.00059639
7568 | 0.00019654 | 0.00013612 | 0.0097221 | 2.8438 | 3.1362 | 3.0192 | 4.032 | 4.691 | 4.4187 | 8.4894e-05
7569 | 0.0001731 | 0.00012955 | 0.010396 | 2.8835 | 3.1351 | 3.0192 | 4.1174 | 4.6883 | 4.4187 | 7.0308e-05
7570 | 0.00015803 | 0.00012468 | 0.0052701 | 2.9233 | 3.1351 | 3.0192 | 4.2042 | 4.6883 | 4.4187 | 8.1289e-05
7571 | 0.00015287 | 0.00012353 | 0.013765 | 2.9611 | 3.1351 | 3.0192 | 4.2879 | 4.6883 | 4.4187 | 9.4072e-05
7572 | 0.00015389 | 0.00012368 | 0.017712 | 3.001 | 3.1351 | 3.0192 | 4.3774 | 4.6883 | 4.4187 | 0.00024157
7573 | 0.00016267 | 0.00012668 | 0.012995 | 3.0354 | 3.1339 | 3.0192 | 4.4557 | 4.6855 | 4.4187 | 9.5219e-05
7574 | 0.00016218 | 0.00012661 | 0.0055445 | 3.0364 | 3.1339 | 3.0192 | 4.4582 | 4.6855 | 4.4187 | 9.3089e-05
7575 | 0.00015057 | 0.00012298 | 0.00069306 | 3.0074 | 3.1339 | 3.0192 | 4.3918 | 4.6855 | 4.4187 | 9.948e-05
7576 | 0.00014405 | 0.00012087 | 0 | 2.9163 | 3.1327 | 3.0192 | 4.1888 | 4.6828 | 4.4187 | 5.3919e-05
7577 | 0.00015127 | 0.00012264 | 0 | 2.8757 | 3.1304 | 3.0192 | 4.1004 | 4.6773 | 4.4187 | 7.08e-05
7578 | 0.0001854 | 0.00013274 | 0 | 2.8737 | 3.1304 | 3.0192 | 4.0962 | 4.6773 | 4.4187 | 0.00022502
7579 | 0.0002039 | 0.00013598 | 0 | 2.8708 | 3.1304 | 3.0192 | 4.0899 | 4.6773 | 4.4187 | 0.00024403
7580 | 0.0002039 | 0.00013926 | 0 | 2.8669 | 3.1304 | 3.0192 | 4.0816 | 4.6773 | 4.4187 | 0.00024731
7581 | 0.0002039 | 0.00013711 | 0 | 2.8689 | 3.1304 | 3.0192 | 4.0857 | 4.6773 | 4.4187 | 0.00022223
7582 | 0.0002039 | 0.00013909 | 0 | 2.8592 | 3.1293 | 3.0192 | 4.0649 | 4.6745 | 4.4187 | 1.4422e-05
7583 | 0.0002039 | 0.0001394 | 0 | 2.8582 | 3.1281 | 3.0192 | 4.0628 | 4.6718 | 4.4187 | 1.3111e-05
7584 | 0.0002039 | 0.00013938 | 0 | 2.8728 | 3.1281 | 3.0192 | 4.0941 | 4.6718 | 4.4187 | 1.0817e-05
7585 | 0.0002039 | 0.00013951 | 0 | 2.8621 | 3.127 | 3.0192 | 4.0711 | 4.669 | 4.4187 | 1.2292e-05
7586 | 0.0002039 | 0.00013839 | 0 | 2.8429 | 3.127 | 3.0192 | 4.03 | 4.669 | 4.4187 | 1.8028e-05
7587 | 0.0002039 | 0.00013944 | 0 | 2.8334 | 3.1258 | 3.0192 | 4.0097 | 4.6663 | 4.4187 | 8.85e-06
7588 | 0.0002039 | 0.00013947 | 0 | 2.823 | 3.1258 | 3.0192 | 3.9876 | 4.6663 | 4.4187 | 9.5055e-06
7589 | 0.0002039 | 0.00013918 | 0 | 2.8174 | 3.1246 | 3.0192 | 3.9757 | 4.6636 | 4.4187 | 9.3417e-06
7590 | 0.0002039 | 0.00013908 | 0.00069306 | 2.809 | 3.1235 | 3.0192 | 3.9579 | 4.6608 | 4.4187 | 1.18e-05
7591 | 0.0002039 | 0.00013874 | 0.0037541 | 2.7895 | 3.1235 | 3.0192 | 3.9171 | 4.6608 | 4.4187 | 0.00058639
7592 | 0.0002039 | 0.00013884 | 0.0069306 | 2.8127 | 3.1235 | 3.0192 | 3.9658 | 4.6608 | 4.4187 | 6.0147e-05
7593 | 0.00019696 | 0.00013709 | 0.016268 | 2.8796 | 3.1223 | 3.0192 | 4.1089 | 4.6581 | 4.4187 | 6.2933e-05
7594 | 0.00018055 | 0.0001321 | 0.019348 | 2.9163 | 3.1223 | 3.0192 | 4.1888 | 4.6581 | 4.4187 | 7.0472e-05
7595 | 0.00016514 | 0.00012754 | 0.024161 | 2.9446 | 3.1223 | 3.0192 | 4.2513 | 4.6581 | 4.4187 | 0.00011226
7596 | 0.00016148 | 0.00012575 | 0.013765 | 2.9621 | 3.1223 | 3.0192 | 4.2902 | 4.6581 | 4.4187 | 0.00019175
7597 | 0.00017024 | 0.00012912 | 0.010781 | 2.982 | 3.1212 | 3.0192 | 4.3345 | 4.6554 | 4.4187 | 8.1453e-05
7598 | 0.00016764 | 0.0001283 | 0.0036819 | 2.9653 | 3.1189 | 3.0192 | 4.2972 | 4.6499 | 4.4187 | 8.6861e-05
7599 | 0.00012836 | 0.00011604 | 0.00040429 | 2.9324 | 3.1189 | 3.0192 | 4.2243 | 4.6499 | 4.4187 | 9.6203e-05
7600 | 0.00013139 | 0.00011702 | 0 | 2.8845 | 3.1189 | 3.0192 | 4.1195 | 4.6499 | 4.4187 | 8.5878e-05
7601 | 0.00015685 | 0.00012451 | 0 | 2.8669 | 3.1177 | 3.0192 | 4.0816 | 4.6472 | 4.4187 | 7.883e-05
7602 | 0.00016812 | 0.00012841 | 0 | 2.8486 | 3.1177 | 3.0192 | 4.0422 | 4.6472 | 4.4187 | 0.00023502
7603 | 0.0002039 | 0.0001367 | 0 | 2.8305 | 3.1177 | 3.0192 | 4.0037 | 4.6472 | 4.4187 | 0.00019781
7604 | 0.0002039 | 0.00013603 | 0 | 2.8221 | 3.1177 | 3.0192 | 3.9857 | 4.6472 | 4.4187 | 0.00020863
7605 | 0.0002039 | 0.00013923 | 0 | 2.7969 | 3.1177 | 3.0192 | 3.9326 | 4.6472 | 4.4187 | 0.0002378
7606 | 0.0002039 | 0.00013955 | 0 | 2.7859 | 3.1154 | 3.0192 | 3.9094 | 4.6418 | 4.4187 | 1.6389e-05
7607 | 0.0002039 | 0.00013956 | 0 | 2.7569 | 3.1154 | 3.0192 | 3.849 | 4.6418 | 4.4187 | 8.5222e-06
7608 | 0.0002039 | 0.00013871 | 0 | 2.7551 | 3.1154 | 3.0192 | 3.8453 | 4.6418 | 4.4187 | 9.1778e-06
7609 | 0.0002039 | 0.00013853 | 0 | 2.7408 | 3.1154 | 3.0192 | 3.8159 | 4.6418 | 4.4187 | 1.1308e-05
7610 | 0.0002039 | 0.00013911 | 0 | 2.732 | 3.1143 | 3.0192 | 3.7977 | 4.6391 | 4.4187 | 1.2783e-05
7611 | 0.0002039 | 0.00013962 | 0 | 2.7337 | 3.1143 | 3.0192 | 3.8013 | 4.6391 | 4.4187 | 9.1778e-06
7612 | 0.0002039 | 0.00013894 | 0 | 2.7232 | 3.1143 | 3.0192 | 3.7797 | 4.6391 | 4.4187 | 9.5055e-06
7613 | 0.0002039 | 0.00013952 | 0 | 2.7337 | 3.1143 | 3.0192 | 3.8013 | 4.6391 | 4.4187 | 1.1308e-05
7614 | 0.0002039 | 0.00013811 | 0.00028878 | 2.7267 | 3.1143 | 3.0192 | 3.7869 | 4.6391 | 4.4187 | 6.7194e-06
7615 | 0.0002039 | 0.00013899 | 0.0029455 | 2.747 | 3.1143 | 3.0192 | 3.8287 | 4.6391 | 4.4187 | 0.0005174
7616 | 0.0002039 | 0.00013865 | 0.0041872 | 2.7905 | 3.1143 | 3.0192 | 3.919 | 4.6391 | 4.4187 | 8.9811e-05
7617 | 0.00019475 | 0.00013652 | 0.005429 | 2.8419 | 3.1143 | 3.0192 | 4.0279 | 4.6391 | 4.4187 | 6.6375e-05
7618 | 0.00018825 | 0.00013459 | 0.010107 | 2.8845 | 3.1143 | 3.0192 | 4.1195 | 4.6391 | 4.4187 | 8.6533e-05
7619 | 0.00017839 | 0.00013159 | 0.0091445 | 2.9304 | 3.1109 | 3.0192 | 4.2198 | 4.631 | 4.4187 | 9.0467e-05
7620 | 0.00018001 | 0.00013233 | 0.0077969 | 2.9642 | 3.1109 | 3.0192 | 4.2948 | 4.631 | 4.4187 | 0.00020142
7621 | 0.00017709 | 0.00013111 | 0.008952 | 2.9946 | 3.1086 | 3.0192 | 4.363 | 4.6256 | 4.4187 | 9.8497e-05
7622 | 0.00017913 | 0.00013198 | 0.0051402 | 3.0181 | 3.1086 | 3.0192 | 4.4162 | 4.6256 | 4.4187 | 9.653e-05
7623 | 0.00015954 | 0.00012586 | 0.00050536 | 3.001 | 3.1086 | 3.0192 | 4.3774 | 4.6256 | 4.4187 | 0.00010243
7624 | 0.00014596 | 0.00012128 | 0 | 2.9477 | 3.1086 | 3.0192 | 4.2581 | 4.6256 | 4.4187 | 7.3422e-05
7625 | 0.00016247 | 0.00012651 | 0 | 2.9549 | 3.1086 | 3.0192 | 4.2741 | 4.6256 | 4.4187 | 7.588e-05
7626 | 0.00017466 | 0.0001302 | 0 | 2.957 | 3.1086 | 3.0192 | 4.2787 | 4.6256 | 4.4187 | 0.00025468
7627 | 0.0002039 | 0.00013723 | 0 | 2.9457 | 3.1086 | 3.0192 | 4.2536 | 4.6256 | 4.4187 | 0.00021338
7628 | 0.0002039 | 0.0001396 | 0 | 2.9284 | 3.1086 | 3.0192 | 4.2154 | 4.6256 | 4.4187 | 0.00019749
7629 | 0.0002039 | 0.00013954 | 0 | 2.9193 | 3.1063 | 3.0192 | 4.1954 | 4.6203 | 4.4187 | 0.00024944
7630 | 0.0002039 | 0.00013745 | 0 | 2.9243 | 3.1052 | 3.0192 | 4.2065 | 4.6176 | 4.4187 | 1.2128e-05
7631 | 0.0002039 | 0.00013959 | 0 | 2.9203 | 3.1052 | 3.0192 | 4.1976 | 4.6176 | 4.4187 | 1.2128e-05
7632 | 0.0002039 | 0.00013969 | 0 | 2.9153 | 3.1052 | 3.0192 | 4.1866 | 4.6176 | 4.4187 | 1.9831e-05
7633 | 0.0002039 | 0.00013798 | 0 | 2.9163 | 3.1052 | 3.0192 | 4.1888 | 4.6176 | 4.4187 | 8.85e-06
7634 | 0.0002039 | 0.00013964 | 0 | 2.9173 | 3.1052 | 3.0192 | 4.191 | 4.6176 | 4.4187 | 1.5733e-05
7635 | 0.0002039 | 0.00013919 | 0 | 2.9163 | 3.1052 | 3.0192 | 4.1888 | 4.6176 | 4.4187 | 1.7372e-05
7636 | 0.0002039 | 0.00013949 | 0 | 2.9243 | 3.104 | 3.0192 | 4.2065 | 4.6149 | 4.4187 | 1.4258e-05
7637 | 0.0002039 | 0.00013867 | 0 | 2.9063 | 3.104 | 3.0192 | 4.1669 | 4.6149 | 4.4187 | 1.0653e-05
7638 | 0.0002039 | 0.00013968 | 0.00080857 | 2.9043 | 3.104 | 3.0192 | 4.1625 | 4.6149 | 4.4187 | 1.1964e-05
7639 | 0.0002039 | 0.00013881 | 0.004837 | 2.9063 | 3.104 | 3.0192 | 4.1669 | 4.6149 | 4.4187 | 0.00058148
7640 | 0.00018922 | 0.00013456 | 0.017519 | 2.9632 | 3.1017 | 3.0192 | 4.2925 | 4.6096 | 4.4187 | 6.5064e-05
7641 | 0.00015538 | 0.00012445 | 0.016845 | 3.0343 | 3.1017 | 3.0192 | 4.4532 | 4.6096 | 4.4187 | 8.8172e-05
7642 | 0.00014737 | 0.00012235 | 0.024931 | 3.0941 | 3.1017 | 3.0192 | 4.5917 | 4.6096 | 4.4187 | 7.7847e-05
7643 | 0.00013923 | 0.00011999 | 0.026182 | 3.1446 | 3.0995 | 3.0192 | 4.7111 | 4.6042 | 4.4187 | 7.8503e-05
7644 | 0.00014559 | 0.00012197 | 0.020696 | 3.1848 | 3.0995 | 3.0192 | 4.8076 | 4.6042 | 4.4187 | 0.00019077
7645 | 0.0001531 | 0.00012399 | 0.011455 | 3.1824 | 3.0995 | 3.0192 | 4.8019 | 4.6042 | 4.4187 | 8.4403e-05
7646 | 0.00014194 | 0.00012057 | 0.0033209 | 3.1788 | 3.0995 | 3.0192 | 4.7932 | 4.6042 | 4.4187 | 8.8336e-05
7647 | 0.00011866 | 0.00011347 | 0.00040429 | 3.1342 | 3.0995 | 3.0192 | 4.6861 | 4.6042 | 4.4187 | 7.7847e-05
7648 | 0.00012042 | 0.00011373 | 0 | 3.0573 | 3.0995 | 3.0192 | 4.506 | 4.6042 | 4.4187 | 6.6211e-05
7649 | 0.00011958 | 0.00011375 | 0 | 3.0507 | 3.0995 | 3.0192 | 4.4908 | 4.6042 | 4.4187 | 7.6372e-05
7650 | 0.0001745 | 0.00013032 | 0 | 3.0289 | 3.0983 | 3.0192 | 4.4408 | 4.6016 | 4.4187 | 0.00026091
7651 | 0.0002039 | 0.00013938 | 0 | 3.0278 | 3.0983 | 3.0192 | 4.4383 | 4.6016 | 4.4187 | 0.00024239
7652 | 0.0002039 | 0.00013905 | 0 | 3.002 | 3.0983 | 3.0192 | 4.3798 | 4.6016 | 4.4187 | 0.00024682
7653 | 0.0002039 | 0.00013893 | 0 | 2.9663 | 3.0983 | 3.0192 | 4.2995 | 4.6016 | 4.4187 | 0.0002496
7654 | 0.0002039 | 0.00013981 | 0 | 2.9416 | 3.0972 | 3.0192 | 4.2445 | 4.5989 | 4.4187 | 1.18e-05
7655 | 0.0002039 | 0.000137 | 0 | 2.9294 | 3.0972 | 3.0192 | 4.2176 | 4.5989 | 4.4187 | 8.0305e-06
7656 | 0.0002039 | 0.00013951 | 0 | 2.957 | 3.0961 | 3.0192 | 4.2787 | 4.5963 | 4.4187 | 2.7861e-05
7657 | 0.0002039 | 0.00013901 | 0 | 2.9487 | 3.0927 | 3.0192 | 4.2604 | 4.5883 | 4.4187 | 1.4914e-05
7658 | 0.0002039 | 0.0001397 | 0 | 2.9487 | 3.0938 | 3.0192 | 4.2604 | 4.591 | 4.4187 | 2.0814e-05
7659 | 0.0002039 | 0.00013988 | 0 | 2.959 | 3.0949 | 3.0192 | 4.2833 | 4.5936 | 4.4187 | 2.4419e-05
7660 | 0.0002039 | 0.0001399 | 0 | 2.9487 | 3.0949 | 3.0192 | 4.2604 | 4.5936 | 4.4187 | 2.4419e-05
7661 | 0.0002039 | 0.0001398 | 0 | 2.9498 | 3.0949 | 3.0192 | 4.2627 | 4.5936 | 4.4187 | 2.6386e-05
7662 | 0.0002039 | 0.00013969 | 0.00050536 | 2.9446 | 3.0949 | 3.0192 | 4.2513 | 4.5936 | 4.4187 | 3.1958e-05
7663 | 0.0002039 | 0.00013942 | 0.0027434 | 2.9498 | 3.0949 | 3.0192 | 4.2627 | 4.5936 | 4.4187 | 0.00057197
7664 | 0.0002039 | 0.00013946 | 0.0091445 | 2.9715 | 3.0938 | 3.0192 | 4.3111 | 4.591 | 4.4187 | 0.00063114
7665 | 0.00019034 | 0.00013553 | 0.014535 | 3.0052 | 3.0938 | 3.0192 | 4.387 | 4.591 | 4.4187 | 8.4894e-05
7666 | 0.00018219 | 0.00013341 | 0.020503 | 3.0386 | 3.0938 | 3.0192 | 4.4631 | 4.591 | 4.4187 | 7.5225e-05
7667 | 0.0001731 | 0.00013044 | 0.020888 | 3.0896 | 3.0938 | 3.0192 | 4.5811 | 4.591 | 4.4187 | 7.5553e-05
7668 | 0.0001768 | 0.00013129 | 0.013091 | 3.1043 | 3.0938 | 3.0192 | 4.6156 | 4.591 | 4.4187 | 7.9814e-05
7669 | 0.00017927 | 0.00013174 | 0.011166 | 3.118 | 3.0949 | 3.0192 | 4.6479 | 4.5936 | 4.4187 | 6.998e-05
7670 | 0.00016272 | 0.0001272 | 0.004837 | 3.1238 | 3.0949 | 3.0192 | 4.6615 | 4.5936 | 4.4187 | 9.2597e-05
7671 | 0.00016123 | 0.00012625 | 0.00028878 | 3.0595 | 3.0938 | 3.0192 | 4.5111 | 4.591 | 4.4187 | 0.00029647
7672 | 0.00013781 | 0.00011921 | 0 | 3.0052 | 3.0938 | 3.0192 | 4.387 | 4.591 | 4.4187 | 0.00030614
7673 | 0.0001469 | 0.00012226 | 0 | 2.9653 | 3.0927 | 3.0192 | 4.2972 | 4.5883 | 4.4187 | 3.0156e-05
7674 | 0.00017591 | 0.00013104 | 0 | 2.9467 | 3.0927 | 3.0192 | 4.2559 | 4.5883 | 4.4187 | 3.54e-05
7675 | 0.0002039 | 0.00013939 | 0 | 2.9173 | 3.0927 | 3.0192 | 4.191 | 4.5883 | 4.4187 | 5.1133e-05
7676 | 0.0002039 | 0.00013549 | 0 | 2.9233 | 3.0927 | 3.0192 | 4.2042 | 4.5883 | 4.4187 | 0.00016602
7677 | 0.0002039 | 0.00013993 | 0 | 2.9113 | 3.0927 | 3.0192 | 4.1778 | 4.5883 | 4.4187 | 0.00017028
7678 | 0.0002039 | 0.00013989 | 0 | 2.8934 | 3.0927 | 3.0192 | 4.1388 | 4.5883 | 4.4187 | 0.00016274
7679 | 0.0002039 | 0.00013957 | 0 | 2.9043 | 3.0927 | 3.0192 | 4.1625 | 4.5883 | 4.4187 | 1.8847e-05
7680 | 0.0002039 | 0.0001399 | 0 | 2.8835 | 3.0927 | 3.0192 | 4.1174 | 4.5883 | 4.4187 | 2.8353e-05
7681 | 0.0002039 | 0.00013987 | 0 | 2.8611 | 3.0915 | 3.0192 | 4.0691 | 4.5857 | 4.4187 | 2.1797e-05
7682 | 0.0002039 | 0.00014 | 0 | 2.8544 | 3.0915 | 3.0192 | 4.0546 | 4.5857 | 4.4187 | 2.1633e-05
7683 | 0.0002039 | 0.00014004 | 0 | 2.8534 | 3.0915 | 3.0192 | 4.0525 | 4.5857 | 4.4187 | 2.2453e-05
7684 | 0.0002039 | 0.00013743 | 0 | 2.8573 | 3.0915 | 3.0192 | 4.0608 | 4.5857 | 4.4187 | 1.4422e-05
7685 | 0.0002039 | 0.00014012 | 0 | 2.864 | 3.0915 | 3.0192 | 4.0753 | 4.5857 | 4.4187 | 2.6058e-05
7686 | 0.0002039 | 0.00013987 | 0.00057755 | 2.8582 | 3.0915 | 3.0192 | 4.0628 | 4.5857 | 4.4187 | 2.7042e-05
7687 | 0.0002039 | 0.00013958 | 0.0048129 | 2.865 | 3.0915 | 3.0192 | 4.0774 | 4.5857 | 4.4187 | 0.00063507
7688 | 0.0002039 | 0.00013926 | 0.010011 | 2.8845 | 3.0915 | 3.0192 | 4.1195 | 4.5857 | 4.4187 | 0.00056574
7689 | 0.0002039 | 0.00013962 | 0.019444 | 2.9123 | 3.0915 | 3.0192 | 4.18 | 4.5857 | 4.4187 | 8.1944e-05
7690 | 0.0002039 | 0.00013883 | 0.023968 | 2.9334 | 3.0915 | 3.0192 | 4.2265 | 4.5857 | 4.4187 | 8.1617e-05
7691 | 0.00020123 | 0.000139 | 0.019637 | 2.9632 | 3.0915 | 3.0192 | 4.2925 | 4.5857 | 4.4187 | 8.8172e-05
7692 | 0.00018738 | 0.00013458 | 0.017712 | 2.982 | 3.0915 | 3.0192 | 4.3345 | 4.5857 | 4.4187 | 8.5386e-05
7693 | 0.00018837 | 0.00013478 | 0.01107 | 2.9893 | 3.0915 | 3.0192 | 4.3511 | 4.5857 | 4.4187 | 9.4892e-05
7694 | 0.0001888 | 0.00013489 | 0.0048514 | 2.9757 | 3.0904 | 3.0192 | 4.3204 | 4.583 | 4.4187 | 7.2439e-05
7695 | 0.00015643 | 0.0001247 | 0.00040429 | 2.9549 | 3.0904 | 3.0192 | 4.2741 | 4.583 | 4.4187 | 0.00025993
7696 | 0.00015689 | 0.0001248 | 0 | 2.9375 | 3.0904 | 3.0192 | 4.2355 | 4.583 | 4.4187 | 0.00029107
7697 | 0.00016214 | 0.00012657 | 0 | 2.9324 | 3.0904 | 3.0192 | 4.2243 | 4.583 | 4.4187 | 5.3755e-05
7698 | 0.00018093 | 0.00013193 | 0 | 2.9113 | 3.0904 | 3.0192 | 4.1778 | 4.583 | 4.4187 | 5.0805e-05
7699 | 0.0002039 | 0.00013844 | 0 | 2.9023 | 3.0904 | 3.0192 | 4.1582 | 4.583 | 4.4187 | 3.753e-05
7700 | 0.0002039 | 0.00014005 | 0 | 2.8865 | 3.0904 | 3.0192 | 4.1238 | 4.583 | 4.4187 | 0.00019617
7701 | 0.0002039 | 0.00013964 | 0 | 2.8875 | 3.0904 | 3.0192 | 4.1259 | 4.583 | 4.4187 | 0.00017471
7702 | 0.0002039 | 0.00013957 | 0 | 2.8855 | 3.0904 | 3.0192 | 4.1216 | 4.583 | 4.4187 | 0.00016848
7703 | 0.0002039 | 0.00013834 | 0 | 2.8816 | 3.0904 | 3.0192 | 4.1131 | 4.583 | 4.4187 | 2.3436e-05
7704 | 0.0002039 | 0.00014005 | 0 | 2.8631 | 3.0904 | 3.0192 | 4.0732 | 4.583 | 4.4187 | 1.2128e-05
7705 | 0.0002039 | 0.00013986 | 0 | 2.8553 | 3.0904 | 3.0192 | 4.0566 | 4.583 | 4.4187 | 6.3917e-06
7706 | 0.0002039 | 0.00014001 | 0 | 2.8534 | 3.0904 | 3.0192 | 4.0525 | 4.583 | 4.4187 | 7.2111e-06
7707 | 0.0002039 | 0.00014016 | 0 | 2.8515 | 3.0904 | 3.0192 | 4.0484 | 4.583 | 4.4187 | 7.8667e-06
7708 | 0.0002039 | 0.00013935 | 0 | 2.8467 | 3.0882 | 3.0192 | 4.0381 | 4.5778 | 4.4187 | 1.7044e-05
7709 | 0.0002039 | 0.00014013 | 0 | 2.8334 | 3.0882 | 3.0192 | 4.0097 | 4.5778 | 4.4187 | 1.6389e-05
7710 | 0.0002039 | 0.00014007 | 0.00021658 | 2.8296 | 3.0882 | 3.0192 | 4.0017 | 4.5778 | 4.4187 | 2.1961e-05
7711 | 0.0002039 | 0.00013906 | 0.0021658 | 2.8391 | 3.0882 | 3.0192 | 4.0218 | 4.5778 | 4.4187 | 0.00060934
7712 | 0.0002039 | 0.00013907 | 0.0064686 | 2.8515 | 3.0882 | 3.0192 | 4.0484 | 4.5778 | 4.4187 | 7.3914e-05
7713 | 0.00019343 | 0.00013643 | 0.014439 | 2.8621 | 3.0882 | 3.0192 | 4.0711 | 4.5778 | 4.4187 | 8.2928e-05
7714 | 0.00018536 | 0.00013404 | 0.021947 | 2.8806 | 3.0882 | 3.0192 | 4.111 | 4.5778 | 4.4187 | 8.0469e-05
7715 | 0.0001845 | 0.00013384 | 0.020311 | 2.8973 | 3.0882 | 3.0192 | 4.1474 | 4.5778 | 4.4187 | 8.8828e-05
7716 | 0.00019031 | 0.00013565 | 0.021081 | 2.9063 | 3.0882 | 3.0192 | 4.1669 | 4.5778 | 4.4187 | 0.00021486
7717 | 0.00019755 | 0.00013794 | 0.012417 | 2.9223 | 3.087 | 3.0192 | 4.202 | 4.5751 | 4.4187 | 9.6694e-05
7718 | 0.00019072 | 0.00013523 | 0.0041006 | 2.9218 | 3.087 | 3.0192 | 4.2009 | 4.5751 | 4.4187 | 8.8992e-05
7719 | 0.00018426 | 0.00013331 | 0.00028878 | 2.9133 | 3.087 | 3.0192 | 4.1822 | 4.5751 | 4.4187 | 9.8333e-05
7720 | 0.00018104 | 0.00013257 | 0 | 2.9033 | 3.0882 | 3.0192 | 4.1604 | 4.5778 | 4.4187 | 5.0642e-05
7721 | 0.0002008 | 0.00013856 | 0 | 2.8924 | 3.0882 | 3.0192 | 4.1366 | 4.5778 | 4.4187 | 5.6214e-05
7722 | 0.0002039 | 0.00013988 | 0 | 2.8953 | 3.0882 | 3.0192 | 4.1431 | 4.5778 | 4.4187 | 0.00025862
7723 | 0.0002039 | 0.00013836 | 0 | 2.8953 | 3.087 | 3.0192 | 4.1431 | 4.5751 | 4.4187 | 0.00028435
7724 | 0.0002039 | 0.00013984 | 0 | 2.9013 | 3.0859 | 3.0192 | 4.156 | 4.5725 | 4.4187 | 0.00026386
7725 | 0.0002039 | 0.0001399 | 0 | 2.8934 | 3.0859 | 3.0192 | 4.1388 | 4.5725 | 4.4187 | 0.00025354
7726 | 0.0002039 | 0.00014024 | 0 | 2.8825 | 3.0859 | 3.0192 | 4.1153 | 4.5725 | 4.4187 | 1.1964e-05
7727 | 0.0002039 | 0.00013984 | 0 | 2.8747 | 3.0859 | 3.0192 | 4.0983 | 4.5725 | 4.4187 | 1.8519e-05
7728 | 0.0002039 | 0.00014034 | 0 | 2.8737 | 3.0859 | 3.0192 | 4.0962 | 4.5725 | 4.4187 | 1.2456e-05
7729 | 0.0002039 | 0.00014036 | 0 | 2.8631 | 3.0859 | 3.0192 | 4.0732 | 4.5725 | 4.4187 | 3.9333e-06
7730 | 0.0002039 | 0.00013975 | 0 | 2.8525 | 3.0859 | 3.0192 | 4.0505 | 4.5725 | 4.4187 | 1.6553e-05
7731 | 0.0002039 | 0.00014027 | 0 | 2.8277 | 3.0859 | 3.0192 | 3.9976 | 4.5725 | 4.4187 | 1.7536e-05
7732 | 0.0002039 | 0.00014004 | 0 | 2.8287 | 3.0859 | 3.0192 | 3.9996 | 4.5725 | 4.4187 | 1.5242e-05
7733 | 0.0002039 | 0.00014023 | 0 | 2.8287 | 3.0859 | 3.0192 | 3.9996 | 4.5725 | 4.4187 | 7.7028e-06
7734 | 0.0002039 | 0.00013925 | 0.00028878 | 2.8136 | 3.0859 | 3.0192 | 3.9678 | 4.5725 | 4.4187 | 1.3603e-05
7735 | 0.0002039 | 0.00013996 | 0.0043316 | 2.808 | 3.0859 | 3.0192 | 3.956 | 4.5725 | 4.4187 | 0.00059836
7736 | 0.0002039 | 0.00014 | 0.010011 | 2.8268 | 3.0837 | 3.0192 | 3.9956 | 4.5673 | 4.4187 | 8.3255e-05
7737 | 0.0002039 | 0.00013973 | 0.013669 | 2.8525 | 3.0825 | 3.0192 | 4.0505 | 4.5646 | 4.4187 | 7.5225e-05
7738 | 0.0002039 | 0.00014002 | 0.016556 | 2.8825 | 3.0825 | 3.0192 | 4.1153 | 4.5646 | 4.4187 | 8.2272e-05
7739 | 0.0002039 | 0.00014018 | 0.013669 | 2.8983 | 3.0825 | 3.0192 | 4.1495 | 4.5646 | 4.4187 | 8.85e-05
7740 | 0.0002039 | 0.00014028 | 0.0092408 | 2.9143 | 3.0825 | 3.0192 | 4.1844 | 4.5646 | 4.4187 | 0.00020486
7741 | 0.0002039 | 0.0001402 | 0.0060065 | 2.9213 | 3.0825 | 3.0192 | 4.1998 | 4.5646 | 4.4187 | 8.1617e-05
7742 | 0.0002039 | 0.00014019 | 0.0033209 | 2.9243 | 3.0825 | 3.0192 | 4.2065 | 4.5646 | 4.4187 | 0.00010538
7743 | 0.00019725 | 0.00013768 | 0.00028878 | 2.8924 | 3.0814 | 3.0192 | 4.1366 | 4.562 | 4.4187 | 8.5386e-05
7744 | 0.0001986 | 0.00013825 | 0 | 2.8553 | 3.0814 | 3.0192 | 4.0566 | 4.562 | 4.4187 | 8.2764e-05
7745 | 0.00019785 | 0.00013826 | 0 | 2.8486 | 3.0814 | 3.0192 | 4.0422 | 4.562 | 4.4187 | 6.7194e-05
7746 | 0.0002039 | 0.00014018 | 0 | 2.8362 | 3.0803 | 3.0192 | 4.0158 | 4.5594 | 4.4187 | 0.00024895
7747 | 0.0002039 | 0.00014024 | 0 | 2.8343 | 3.0803 | 3.0192 | 4.0117 | 4.5594 | 4.4187 | 0.00024616
7748 | 0.0002039 | 0.00014018 | 0 | 2.8305 | 3.0803 | 3.0192 | 4.0037 | 4.5594 | 4.4187 | 0.00022977
7749 | 0.0002039 | 0.00014032 | 0 | 2.8211 | 3.0792 | 3.0192 | 3.9837 | 4.5568 | 4.4187 | 0.0002283
7750 | 0.0002039 | 0.00013981 | 0 | 2.8108 | 3.078 | 3.0192 | 3.9619 | 4.5542 | 4.4187 | 1.5242e-05
7751 | 0.0002039 | 0.00014035 | 0 | 2.8062 | 3.078 | 3.0192 | 3.9521 | 4.5542 | 4.4187 | 1.0817e-05
7752 | 0.0002039 | 0.00014 | 0 | 2.8025 | 3.078 | 3.0192 | 3.9442 | 4.5542 | 4.4187 | 1.2783e-05
7753 | 0.0002039 | 0.00013894 | 0 | 2.785 | 3.078 | 3.0192 | 3.9075 | 4.5542 | 4.4187 | 7.2111e-06
7754 | 0.0002039 | 0.00013935 | 0 | 2.7767 | 3.078 | 3.0192 | 3.8904 | 4.5542 | 4.4187 | 1.1144e-05
7755 | 0.0002039 | 0.00013952 | 0 | 2.7932 | 3.0769 | 3.0192 | 3.9248 | 4.5516 | 4.4187 | 1.3275e-05
7756 | 0.0002039 | 0.00013979 | 0 | 2.8071 | 3.0769 | 3.0192 | 3.954 | 4.5516 | 4.4187 | 8.6861e-06
7757 | 0.0002039 | 0.00013993 | 0 | 2.8015 | 3.0769 | 3.0192 | 3.9423 | 4.5516 | 4.4187 | 8.3583e-06
7758 | 0.0002039 | 0.00013924 | 0.00021658 | 2.8127 | 3.0769 | 3.0192 | 3.9658 | 4.5516 | 4.4187 | 5.4083e-06
7759 | 0.0002039 | 0.00014004 | 0.0032487 | 2.8099 | 3.0758 | 3.0192 | 3.9599 | 4.549 | 4.4187 | 0.00058475
7760 | 0.0002039 | 0.00014019 | 0.0059199 | 2.8505 | 3.0758 | 3.0192 | 4.0463 | 4.549 | 4.4187 | 7.6208e-05
7761 | 0.0002039 | 0.00014014 | 0.01877 | 2.9193 | 3.0758 | 3.0192 | 4.1954 | 4.549 | 4.4187 | 7.1947e-05
7762 | 0.0002039 | 0.00014035 | 0.017038 | 2.957 | 3.0747 | 3.0192 | 4.2787 | 4.5464 | 4.4187 | 7.2767e-05
7763 | 0.0002039 | 0.00013996 | 0.011551 | 2.9883 | 3.0747 | 3.0192 | 4.3487 | 4.5464 | 4.4187 | 9.1122e-05
7764 | 0.0002039 | 0.00013915 | 0.01107 | 3.0419 | 3.0736 | 3.0192 | 4.4707 | 4.5438 | 4.4187 | 0.00019339
7765 | 0.0002039 | 0.00014043 | 0.0048514 | 3.0485 | 3.0725 | 3.0192 | 4.4857 | 4.5412 | 4.4187 | 9.1286e-05
7766 | 0.0002039 | 0.00014013 | 0.0015883 | 3.0419 | 3.0725 | 3.0192 | 4.4707 | 4.5412 | 4.4187 | 9.5055e-05
7767 | 0.00018103 | 0.00013318 | 0.00011551 | 3.001 | 3.0725 | 3.0192 | 4.3774 | 4.5412 | 4.4187 | 8.0142e-05
7768 | 0.00018493 | 0.00013387 | 0 | 2.9673 | 3.0725 | 3.0192 | 4.3018 | 4.5412 | 4.4187 | 9.6203e-05
7769 | 0.00018319 | 0.00013394 | 0 | 2.9508 | 3.0725 | 3.0192 | 4.265 | 4.5412 | 4.4187 | 7.0964e-05
7770 | 0.0002039 | 0.00014005 | 0 | 2.9406 | 3.0725 | 3.0192 | 4.2423 | 4.5412 | 4.4187 | 0.00023223
7771 | 0.0002039 | 0.00014039 | 0 | 2.9253 | 3.0702 | 3.0192 | 4.2087 | 4.536 | 4.4187 | 0.00024977
7772 | 0.0002039 | 0.00014073 | 0 | 2.8515 | 3.0702 | 3.0192 | 4.0484 | 4.536 | 4.4187 | 0.00021846
7773 | 0.0002039 | 0.00014029 | 0 | 2.8155 | 3.0702 | 3.0192 | 3.9718 | 4.536 | 4.4187 | 0.00023649
7774 | 0.0002039 | 0.00013742 | 0 | 2.7988 | 3.0702 | 3.0192 | 3.9365 | 4.536 | 4.4187 | 1.2456e-05
7775 | 0.0002039 | 0.00013996 | 0 | 2.8052 | 3.0702 | 3.0192 | 3.9501 | 4.536 | 4.4187 | 1.1472e-05
7776 | 0.0002039 | 0.00013937 | 0 | 2.7777 | 3.0691 | 3.0192 | 3.8923 | 4.5334 | 4.4187 | 1.2128e-05
7777 | 0.0002039 | 0.00013889 | 0 | 2.765 | 3.0691 | 3.0192 | 3.8658 | 4.5334 | 4.4187 | 7.5389e-06
7778 | 0.0002039 | 0.00013931 | 0 | 2.756 | 3.0691 | 3.0192 | 3.8472 | 4.5334 | 4.4187 | 9.8333e-06
7779 | 0.0002039 | 0.00013929 | 0 | 2.7677 | 3.0669 | 3.0192 | 3.8715 | 4.5283 | 4.4187 | 1.2947e-05
7780 | 0.0002039 | 0.00013927 | 0 | 2.7722 | 3.068 | 3.0192 | 3.8809 | 4.5309 | 4.4187 | 9.5055e-06
7781 | 0.0002039 | 0.00013824 | 0 | 2.7713 | 3.0658 | 3.0192 | 3.879 | 4.5257 | 4.4187 | 1.6061e-05
7782 | 0.0002039 | 0.00013893 | 0.00021658 | 2.7713 | 3.0658 | 3.0192 | 3.879 | 4.5257 | 4.4187 | 1.9667e-05
7783 | 0.0002039 | 0.00013999 | 0.0029599 | 2.7704 | 3.0658 | 3.0192 | 3.8771 | 4.5257 | 4.4187 | 0.0006331
7784 | 0.0002039 | 0.00013993 | 0.0062809 | 2.7886 | 3.0658 | 3.0192 | 3.9152 | 4.5257 | 4.4187 | 5.8344e-05
7785 | 0.0002039 | 0.00014051 | 0.0059488 | 2.8034 | 3.0647 | 3.0192 | 3.9462 | 4.5231 | 4.4187 | 7.5225e-05
7786 | 0.0002039 | 0.00014054 | 0.0071472 | 2.8362 | 3.0647 | 3.0192 | 4.0158 | 4.5231 | 4.4187 | 8.4894e-05
7787 | 0.0002039 | 0.00014051 | 0.0068343 | 2.8669 | 3.0647 | 3.0192 | 4.0816 | 4.5231 | 4.4187 | 7.1619e-05
7788 | 0.0002039 | 0.00014032 | 0.0050536 | 2.8865 | 3.0647 | 3.0192 | 4.1238 | 4.5231 | 4.4187 | 0.00021142
7789 | 0.0002039 | 0.0001404 | 0.0030033 | 2.8728 | 3.0647 | 3.0192 | 4.0941 | 4.5231 | 4.4187 | 0.00010489
7790 | 0.00020373 | 0.00013973 | 0.0016749 | 2.8806 | 3.0636 | 3.0192 | 4.111 | 4.5206 | 4.4187 | 9.2105e-05
7791 | 0.0001858 | 0.00013459 | 0 | 2.8592 | 3.0636 | 3.0192 | 4.0649 | 4.5206 | 4.4187 | 7.3094e-05
7792 | 0.0001817 | 0.00013298 | 0 | 2.8334 | 3.0647 | 3.0192 | 4.0097 | 4.5231 | 4.4187 | 8.2272e-05
7793 | 0.00019769 | 0.00013773 | 0 | 2.8192 | 3.0647 | 3.0192 | 3.9797 | 4.5231 | 4.4187 | 6.8997e-05
7794 | 0.0002039 | 0.0001397 | 0 | 2.784 | 3.0636 | 3.0192 | 3.9056 | 4.5206 | 4.4187 | 0.00023502
7795 | 0.0002039 | 0.0001401 | 0 | 2.7777 | 3.0636 | 3.0192 | 3.8923 | 4.5206 | 4.4187 | 0.00029254
7796 | 0.0002039 | 0.00014087 | 0 | 2.7632 | 3.0624 | 3.0192 | 3.8621 | 4.518 | 4.4187 | 0.00028172
7797 | 0.0002039 | 0.00014057 | 0 | 2.7668 | 3.0624 | 3.0192 | 3.8696 | 4.518 | 4.4187 | 0.00023846
7798 | 0.0002039 | 0.00013994 | 0 | 2.7587 | 3.0613 | 3.0192 | 3.8527 | 4.5154 | 4.4187 | 1.6553e-05
7799 | 0.0002039 | 0.00013779 | 0 | 2.7461 | 3.0602 | 3.0192 | 3.8269 | 4.5129 | 4.4187 | 1.0981e-05
7800 | 0.0002039 | 0.00013948 | 0 | 2.732 | 3.0602 | 3.0192 | 3.7977 | 4.5129 | 4.4187 | 1.0653e-05
7801 | 0.0002039 | 0.00013784 | 0 | 2.7267 | 3.0613 | 3.0192 | 3.7869 | 4.5154 | 4.4187 | 4.9167e-06
7802 | 0.0002039 | 0.000138 | 0 | 2.7293 | 3.0613 | 3.0192 | 3.7923 | 4.5154 | 4.4187 | 1.2619e-05
7803 | 0.0002039 | 0.00013751 | 0 | 2.7399 | 3.0602 | 3.0192 | 3.814 | 4.5129 | 4.4187 | 9.0139e-06
7804 | 0.0002039 | 0.00013722 | 0 | 2.725 | 3.0602 | 3.0192 | 3.7833 | 4.5129 | 4.4187 | 1.3603e-05
7805 | 0.0002039 | 0.00013659 | 0 | 2.7223 | 3.0602 | 3.0192 | 3.7779 | 4.5129 | 4.4187 | 1.1964e-05
7806 | 0.0002039 | 0.00013667 | 0.00011551 | 2.7197 | 3.0602 | 3.0192 | 3.7725 | 4.5129 | 4.4187 | 9.9972e-06
7807 | 0.0002039 | 0.0001403 | 0.0029455 | 2.7197 | 3.0591 | 3.0192 | 3.7725 | 4.5103 | 4.4187 | 0.0006077
7808 | 0.0002039 | 0.00014054 | 0.0066996 | 2.7302 | 3.0569 | 3.0192 | 3.7941 | 4.5052 | 4.4187 | 9.4892e-05
7809 | 0.0002039 | 0.00014074 | 0.0075082 | 2.7417 | 3.0569 | 3.0192 | 3.8177 | 4.5052 | 4.4187 | 7.9814e-05
7810 | 0.0002039 | 0.00014051 | 0.0091445 | 2.7686 | 3.0569 | 3.0192 | 3.8733 | 4.5052 | 4.4187 | 8.0469e-05
7811 | 0.0002039 | 0.00013908 | 0.0081435 | 2.7905 | 3.0569 | 3.0192 | 3.919 | 4.5052 | 4.4187 | 8.0469e-05
7812 | 0.0002039 | 0.00014016 | 0.0064686 | 2.7969 | 3.0569 | 3.0192 | 3.9326 | 4.5052 | 4.4187 | 0.00017749
7813 | 0.0002039 | 0.00014068 | 0.0033209 | 2.7605 | 3.0569 | 3.0192 | 3.8565 | 4.5052 | 4.4187 | 9.2761e-05
7814 | 0.0002039 | 0.00014074 | 0.0025268 | 2.7686 | 3.0569 | 3.0192 | 3.8733 | 4.5052 | 4.4187 | 0.0001003
7815 | 0.0002039 | 0.00014018 | 0.00011551 | 2.7605 | 3.0558 | 3.0192 | 3.8565 | 4.5027 | 4.4187 | 8.6697e-05
7816 | 0.0002039 | 0.0001404 | 0 | 2.7497 | 3.0547 | 3.0192 | 3.8342 | 4.5001 | 4.4187 | 7.8011e-05
7817 | 0.0002039 | 0.00014069 | 0 | 2.7293 | 3.0547 | 3.0192 | 3.7923 | 4.5001 | 4.4187 | 5.8508e-05
7818 | 0.0002039 | 0.00014052 | 0 | 2.7223 | 3.0536 | 3.0192 | 3.7779 | 4.4976 | 4.4187 | 0.00022502
7819 | 0.0002039 | 0.00014107 | 0 | 2.7127 | 3.0536 | 3.0192 | 3.7583 | 4.4976 | 4.4187 | 0.00020126
7820 | 0.0002039 | 0.00013962 | 0 | 2.7032 | 3.0525 | 3.0192 | 3.7389 | 4.495 | 4.4187 | 0.00024551
7821 | 0.0002039 | 0.00013884 | 0 | 2.6886 | 3.0525 | 3.0192 | 3.7093 | 4.495 | 4.4187 | 0.00023207
7822 | 0.0002039 | 0.00013916 | 0 | 2.6844 | 3.0514 | 3.0192 | 3.7007 | 4.4925 | 4.4187 | 1.0817e-05
7823 | 0.0002039 | 0.00013837 | 0 | 2.6776 | 3.0514 | 3.0192 | 3.687 | 4.4925 | 4.4187 | 1.6881e-05
7824 | 0.0002039 | 0.00013938 | 0 | 2.6751 | 3.0514 | 3.0192 | 3.6819 | 4.4925 | 4.4187 | 2.7042e-05
7825 | 0.0002039 | 0.00013924 | 0 | 2.6818 | 3.0503 | 3.0192 | 3.6956 | 4.49 | 4.4187 | 3.1139e-05
7826 | 0.0002039 | 0.00013869 | 0 | 2.6692 | 3.0492 | 3.0192 | 3.6701 | 4.4874 | 4.4187 | 2.9336e-05
7827 | 0.0002039 | 0.00013722 | 0 | 2.6692 | 3.0492 | 3.0192 | 3.6701 | 4.4874 | 4.4187 | 2.9336e-05
7828 | 0.0002039 | 0.00013913 | 0 | 2.67 | 3.0481 | 3.0192 | 3.6718 | 4.4849 | 4.4187 | 2.0814e-05
7829 | 0.0002039 | 0.00013824 | 0 | 2.6717 | 3.0481 | 3.0192 | 3.6751 | 4.4849 | 4.4187 | 1.5406e-05
7830 | 0.0002039 | 0.00013907 | 0.00021658 | 2.681 | 3.047 | 3.0192 | 3.6939 | 4.4824 | 4.4187 | 2.8025e-05
7831 | 0.0002039 | 0.00014038 | 0.0025268 | 2.6793 | 3.047 | 3.0192 | 3.6905 | 4.4824 | 4.4187 | 0.00054952
7832 | 0.0002039 | 0.00014019 | 0.0058718 | 2.6878 | 3.047 | 3.0192 | 3.7076 | 4.4824 | 4.4187 | 0.00050445
7833 | 0.0002039 | 0.00014039 | 0.0092408 | 2.711 | 3.0459 | 3.0192 | 3.7548 | 4.4799 | 4.4187 | 8.8992e-05
7834 | 0.0002039 | 0.00014079 | 0.013957 | 2.7373 | 3.0448 | 3.0192 | 3.8086 | 4.4773 | 4.4187 | 6.6211e-05
7835 | 0.0002039 | 0.00014046 | 0.010107 | 2.7587 | 3.0437 | 3.0192 | 3.8527 | 4.4748 | 4.4187 | 7.965e-05
7836 | 0.0002039 | 0.00014047 | 0.0087788 | 2.7731 | 3.0437 | 3.0192 | 3.8828 | 4.4748 | 4.4187 | 9.0794e-05
7837 | 0.0002039 | 0.00014078 | 0.0050247 | 2.7822 | 3.0437 | 3.0192 | 3.9018 | 4.4748 | 4.4187 | 9.4072e-05
7838 | 0.00019419 | 0.00013785 | 0.0025268 | 2.7923 | 3.0437 | 3.0192 | 3.9229 | 4.4748 | 4.4187 | 9.8661e-05
7839 | 0.00016689 | 0.00012932 | 0.00021658 | 2.774 | 3.0437 | 3.0192 | 3.8847 | 4.4748 | 4.4187 | 0.000285
7840 | 0.00017049 | 0.00013045 | 0 | 2.756 | 3.0404 | 3.0192 | 3.8472 | 4.4673 | 4.4187 | 0.00034597
7841 | 0.00018979 | 0.00013652 | 0 | 2.7488 | 3.0393 | 3.0192 | 3.8324 | 4.4648 | 4.4187 | 5.3428e-05
7842 | 0.0001847 | 0.00013464 | 0 | 2.7162 | 3.0393 | 3.0192 | 3.7654 | 4.4648 | 4.4187 | 5.5394e-05
7843 | 0.0002039 | 0.00013985 | 0 | 2.7084 | 3.0393 | 3.0192 | 3.7495 | 4.4648 | 4.4187 | 2.95e-05
7844 | 0.0002039 | 0.00013536 | 0 | 2.7075 | 3.0393 | 3.0192 | 3.7477 | 4.4648 | 4.4187 | 0.0001752
7845 | 0.0002039 | 0.00014051 | 0 | 2.7075 | 3.0393 | 3.0192 | 3.7477 | 4.4648 | 4.4187 | 0.00015733
7846 | 0.0002039 | 0.0001409 | 0 | 2.6998 | 3.0383 | 3.0192 | 3.7319 | 4.4623 | 4.4187 | 0.00015864
7847 | 0.0002039 | 0.00014102 | 0 | 2.7049 | 3.0361 | 3.0192 | 3.7424 | 4.4573 | 4.4187 | 2.9008e-05
7848 | 0.0002039 | 0.00014029 | 0 | 2.7067 | 3.0361 | 3.0192 | 3.7459 | 4.4573 | 4.4187 | 2.3928e-05
7849 | 0.0002039 | 0.00014024 | 0 | 2.7049 | 3.035 | 3.0192 | 3.7424 | 4.4548 | 4.4187 | 1.9503e-05
7850 | 0.0002039 | 0.00014103 | 0 | 2.7171 | 3.035 | 3.0192 | 3.7672 | 4.4548 | 4.4187 | 2.9336e-05
7851 | 0.0002039 | 0.00014067 | 0 | 2.7241 | 3.035 | 3.0192 | 3.7815 | 4.4548 | 4.4187 | 3.54e-05
7852 | 0.0002039 | 0.00014094 | 0 | 2.732 | 3.0339 | 3.0192 | 3.7977 | 4.4523 | 4.4187 | 2.9828e-05
7853 | 0.0002039 | 0.00013763 | 0 | 2.7329 | 3.0339 | 3.0192 | 3.7995 | 4.4523 | 4.4187 | 3.3433e-05
7854 | 0.0002039 | 0.00014084 | 0.00011551 | 2.739 | 3.0328 | 3.0192 | 3.8122 | 4.4498 | 4.4187 | 2.3272e-05
7855 | 0.0002039 | 0.00014055 | 0.0030033 | 2.7453 | 3.0328 | 3.0192 | 3.825 | 4.4498 | 4.4187 | 0.00061393
7856 | 0.0002039 | 0.00014031 | 0.0069306 | 2.756 | 3.0306 | 3.0192 | 3.8472 | 4.4449 | 4.4187 | 0.00060459
7857 | 0.0002039 | 0.00014082 | 0.014342 | 2.8034 | 3.0306 | 3.0192 | 3.9462 | 4.4449 | 4.4187 | 8.5222e-05
7858 | 0.0002039 | 0.00014056 | 0.018193 | 2.8534 | 3.0296 | 3.0192 | 4.0525 | 4.4424 | 4.4187 | 9.4728e-05
7859 | 0.0002039 | 0.00014083 | 0.017038 | 2.9003 | 3.0296 | 3.0192 | 4.1539 | 4.4424 | 4.4187 | 9.6367e-05
7860 | 0.00019155 | 0.00013637 | 0.013572 | 2.9163 | 3.0285 | 3.0192 | 4.1888 | 4.4399 | 4.4187 | 8.2436e-05
7861 | 0.00019807 | 0.00013893 | 0.0099146 | 2.9284 | 3.0274 | 3.0192 | 4.2154 | 4.4374 | 4.4187 | 8.768e-05
7862 | 0.00018139 | 0.00013326 | 0.0031765 | 2.9203 | 3.0263 | 3.0192 | 4.1976 | 4.4349 | 4.4187 | 0.00010587
7863 | 0.00016577 | 0.00012889 | 0 | 2.9003 | 3.0263 | 3.0192 | 4.1539 | 4.4349 | 4.4187 | 0.00030369
7864 | 0.00015941 | 0.00012703 | 0 | 2.8669 | 3.0263 | 3.0192 | 4.0816 | 4.4349 | 4.4187 | 0.00031991
7865 | 0.00017366 | 0.00013157 | 0 | 2.8372 | 3.0252 | 3.0192 | 4.0178 | 4.4325 | 4.4187 | 4.2611e-05
7866 | 0.00018206 | 0.00013425 | 0 | 2.823 | 3.0241 | 3.0192 | 3.9876 | 4.43 | 4.4187 | 3.4089e-05
7867 | 0.0002039 | 0.00014022 | 0 | 2.8192 | 3.0241 | 3.0192 | 3.9797 | 4.43 | 4.4187 | 4.9494e-05
7868 | 0.0002039 | 0.00013895 | 0 | 2.8127 | 3.0231 | 3.0192 | 3.9658 | 4.4275 | 4.4187 | 0.00019126
7869 | 0.0002039 | 0.00013994 | 0 | 2.8006 | 3.0231 | 3.0192 | 3.9403 | 4.4275 | 4.4187 | 0.00017634
7870 | 0.0002039 | 0.00014106 | 0 | 2.8164 | 3.0231 | 3.0192 | 3.9737 | 4.4275 | 4.4187 | 0.00015127
7871 | 0.0002039 | 0.00014052 | 0 | 2.7905 | 3.0198 | 3.0192 | 3.919 | 4.4202 | 4.4187 | 2.6222e-05
7872 | 0.0002039 | 0.00014041 | 0 | 2.7895 | 3.0209 | 3.0192 | 3.9171 | 4.4226 | 4.4187 | 6.7194e-06
7873 | 0.0002039 | 0.00014051 | 0 | 2.7749 | 3.0166 | 3.0192 | 3.8866 | 4.4128 | 4.4187 | 1.5733e-05
7874 | 0.0002039 | 0.00014113 | 0 | 2.7978 | 3.0177 | 3.0192 | 3.9345 | 4.4153 | 4.4187 | 8.6861e-06
7875 | 0.0002039 | 0.00014117 | 0 | 2.7988 | 3.0166 | 3.0192 | 3.9365 | 4.4128 | 4.4187 | 1.9011e-05
7876 | 0.0002039 | 0.00014108 | 0 | 2.796 | 3.0166 | 3.0192 | 3.9306 | 4.4128 | 4.4187 | 8.3583e-06
7877 | 0.0002039 | 0.00014099 | 0 | 2.8043 | 3.0166 | 3.0192 | 3.9481 | 4.4128 | 4.4187 | 8.1944e-06
7878 | 0.0002039 | 0.00014049 | 0.00028878 | 2.8006 | 3.0166 | 3.0192 | 3.9403 | 4.4128 | 4.4187 | 9.6694e-06
7879 | 0.0002039 | 0.00014048 | 0.0028156 | 2.7932 | 3.0155 | 3.0192 | 3.9248 | 4.4104 | 4.4187 | 0.00058312
7880 | 0.0002039 | 0.00014049 | 0.011166 | 2.8071 | 3.0144 | 3.0192 | 3.954 | 4.4079 | 4.4187 | 7.588e-05
7881 | 0.0002039 | 0.0001408 | 0.012995 | 2.8477 | 3.0144 | 3.0192 | 4.0402 | 4.4079 | 4.4187 | 6.8178e-05
7882 | 0.00020039 | 0.00013953 | 0.016556 | 2.8934 | 3.0144 | 3.0192 | 4.1388 | 4.4079 | 4.4187 | 8.2436e-05
7883 | 0.00019579 | 0.0001384 | 0.014246 | 2.9406 | 3.0144 | 3.0192 | 4.2423 | 4.4079 | 4.4187 | 8.0142e-05
7884 | 0.0001878 | 0.00013564 | 0.012417 | 2.9457 | 3.0144 | 3.0192 | 4.2536 | 4.4079 | 4.4187 | 0.00021174
7885 | 0.00019048 | 0.00013694 | 0.0068584 | 2.959 | 3.0144 | 3.0192 | 4.2833 | 4.4079 | 4.4187 | 8.6697e-05
7886 | 0.00016945 | 0.00013047 | 0.0023102 | 2.9487 | 3.0144 | 3.0192 | 4.2604 | 4.4079 | 4.4187 | 0.00010161
7887 | 0.00013657 | 0.00012032 | 0 | 2.9406 | 3.0134 | 3.0192 | 4.2423 | 4.4055 | 4.4187 | 8.8828e-05
7888 | 0.00013253 | 0.000119 | 0 | 2.8835 | 3.0112 | 3.0192 | 4.1174 | 4.4006 | 4.4187 | 7.7028e-05
7889 | 0.00014965 | 0.00012438 | 0 | 2.8796 | 3.0102 | 3.0192 | 4.1089 | 4.3982 | 4.4187 | 8.4403e-05
7890 | 0.00018372 | 0.00013476 | 0 | 2.8486 | 3.0102 | 3.0192 | 4.0422 | 4.3982 | 4.4187 | 0.00023256
7891 | 0.0002039 | 0.00013878 | 0 | 2.8458 | 3.0102 | 3.0192 | 4.0361 | 4.3982 | 4.4187 | 0.00024501
7892 | 0.0002039 | 0.00014031 | 0 | 2.8458 | 3.0091 | 3.0192 | 4.0361 | 4.3958 | 4.4187 | 0.00022502
7893 | 0.0002039 | 0.00014104 | 0 | 2.8381 | 3.0091 | 3.0192 | 4.0198 | 4.3958 | 4.4187 | 0.00027746
7894 | 0.0002039 | 0.00014066 | 0 | 2.8239 | 3.0091 | 3.0192 | 3.9896 | 4.3958 | 4.4187 | 1.0325e-05
7895 | 0.0002039 | 0.00014109 | 0 | 2.8155 | 3.0091 | 3.0192 | 3.9718 | 4.3958 | 4.4187 | 9.5055e-06
7896 | 0.0002039 | 0.00013942 | 0 | 2.7932 | 3.0091 | 3.0192 | 3.9248 | 4.3958 | 4.4187 | 1.3275e-05
7897 | 0.0002039 | 0.00014118 | 0 | 2.774 | 3.0091 | 3.0192 | 3.8847 | 4.3958 | 4.4187 | 8.5222e-06
7898 | 0.0002039 | 0.000141 | 0 | 2.7551 | 3.0091 | 3.0192 | 3.8453 | 4.3958 | 4.4187 | 1.4094e-05
7899 | 0.0002039 | 0.0001401 | 0 | 2.765 | 3.0091 | 3.0192 | 3.8658 | 4.3958 | 4.4187 | 6.0639e-06
7900 | 0.0002039 | 0.00013978 | 0 | 2.7632 | 3.0091 | 3.0192 | 3.8621 | 4.3958 | 4.4187 | 4.425e-06
7901 | 0.0002039 | 0.00014123 | 0 | 2.7479 | 3.0069 | 3.0192 | 3.8305 | 4.3909 | 4.4187 | 2.4583e-05
7902 | 0.0002039 | 0.00014059 | 0 | 2.7533 | 3.0069 | 3.0192 | 3.8416 | 4.3909 | 4.4187 | 9.5055e-06
7903 | 0.0002039 | 0.00014064 | 0.0016605 | 2.747 | 3.0059 | 3.0192 | 3.8287 | 4.3885 | 4.4187 | 0.00060901
7904 | 0.0002039 | 0.00014053 | 0.0055445 | 2.7749 | 3.0048 | 3.0192 | 3.8866 | 4.3861 | 4.4187 | 7.5717e-05
7905 | 0.0002039 | 0.00014107 | 0.0099146 | 2.8015 | 3.0048 | 3.0192 | 3.9423 | 4.3861 | 4.4187 | 6.4408e-05
7906 | 0.0002039 | 0.00014104 | 0.014535 | 2.8602 | 3.0048 | 3.0192 | 4.067 | 4.3861 | 4.4187 | 7.883e-05
7907 | 0.0002039 | 0.00014098 | 0.014342 | 2.9123 | 3.0048 | 3.0192 | 4.18 | 4.3861 | 4.4187 | 0.00010718
7908 | 0.0002039 | 0.00014098 | 0.010011 | 2.9365 | 3.0048 | 3.0192 | 4.2333 | 4.3861 | 4.4187 | 0.00019831
7909 | 0.0002039 | 0.00014091 | 0.0043316 | 2.9529 | 3.0037 | 3.0192 | 4.2695 | 4.3837 | 4.4187 | 0.00010112
7910 | 0.00019626 | 0.0001388 | 0.0015883 | 2.9529 | 3.0037 | 3.0192 | 4.2695 | 4.3837 | 4.4187 | 8.8336e-05
7911 | 0.00018129 | 0.00013382 | 0.00011551 | 2.9223 | 3.0037 | 3.0192 | 4.202 | 4.3837 | 4.4187 | 9.8989e-05
7912 | 0.00016473 | 0.00012892 | 0 | 2.8825 | 3.0037 | 3.0192 | 4.1153 | 4.3837 | 4.4187 | 7.7519e-05
7913 | 0.00019614 | 0.00013849 | 0 | 2.8544 | 3.0037 | 3.0192 | 4.0546 | 4.3837 | 4.4187 | 6.2442e-05
7914 | 0.0002039 | 0.00014069 | 0 | 2.8534 | 3.0048 | 3.0192 | 4.0525 | 4.3861 | 4.4187 | 0.00021125
7915 | 0.0002039 | 0.00013903 | 0 | 2.8534 | 3.0048 | 3.0192 | 4.0525 | 4.3861 | 4.4187 | 0.0001947
7916 | 0.0002039 | 0.00014037 | 0 | 2.8515 | 3.0037 | 3.0192 | 4.0484 | 4.3837 | 4.4187 | 0.00021207
7917 | 0.0002039 | 0.00014087 | 0 | 2.8448 | 3.0027 | 3.0192 | 4.0341 | 4.3813 | 4.4187 | 0.00023092
7918 | 0.0002039 | 0.00014136 | 0 | 2.8287 | 3.0027 | 3.0192 | 3.9996 | 4.3813 | 4.4187 | 1.8683e-05
7919 | 0.0002039 | 0.00014138 | 0 | 2.8155 | 3.0027 | 3.0192 | 3.9718 | 4.3813 | 4.4187 | 2.1142e-05
7920 | 0.0002039 | 0.00014065 | 0 | 2.809 | 3.0027 | 3.0192 | 3.9579 | 4.3813 | 4.4187 | 1.2619e-05
7921 | 0.0002039 | 0.00014089 | 0 | 2.7969 | 3.0016 | 3.0192 | 3.9326 | 4.3788 | 4.4187 | 1.1308e-05
7922 | 0.0002039 | 0.0001415 | 0 | 2.7923 | 3.0016 | 3.0192 | 3.9229 | 4.3788 | 4.4187 | 9.5055e-06
7923 | 0.0002039 | 0.00014027 | 0 | 2.7795 | 3.0005 | 3.0192 | 3.8961 | 4.3764 | 4.4187 | 1.3439e-05
7924 | 0.0002039 | 0.00014132 | 0 | 2.7804 | 2.9995 | 3.0192 | 3.898 | 4.374 | 4.4187 | 1.5569e-05
7925 | 0.0002039 | 0.00014117 | 0 | 2.7786 | 2.9995 | 3.0192 | 3.8942 | 4.374 | 4.4187 | 7.5389e-06
7926 | 0.0002039 | 0.00014113 | 0.00011551 | 2.7668 | 2.9995 | 3.0192 | 3.8696 | 4.374 | 4.4187 | 1.2619e-05
7927 | 0.0002039 | 0.00014092 | 0.0015161 | 2.7668 | 2.9995 | 3.0192 | 3.8696 | 4.374 | 4.4187 | 0.00058443
7928 | 0.0002039 | 0.00014053 | 0.0050247 | 2.7758 | 2.9995 | 3.0192 | 3.8885 | 4.374 | 4.4187 | 7.6044e-05
7929 | 0.0002039 | 0.00014113 | 0.010781 | 2.808 | 2.9995 | 3.0192 | 3.956 | 4.374 | 4.4187 | 7.8175e-05
7930 | 0.0002039 | 0.00013954 | 0.010877 | 2.8534 | 2.9995 | 3.0192 | 4.0525 | 4.374 | 4.4187 | 9.6367e-05
7931 | 0.0002039 | 0.00014098 | 0.0094333 | 2.8865 | 2.9984 | 3.0192 | 4.1238 | 4.3716 | 4.4187 | 0.00012079
7932 | 0.0002039 | 0.00014123 | 0.0056022 | 2.9013 | 2.9974 | 3.0192 | 4.156 | 4.3692 | 4.4187 | 0.00020502
7933 | 0.0002039 | 0.00014124 | 0.0033209 | 2.9093 | 2.9984 | 3.0192 | 4.1734 | 4.3716 | 4.4187 | 8.2764e-05
7934 | 0.0002039 | 0.00014099 | 0.0012995 | 2.9113 | 2.9974 | 3.0192 | 4.1778 | 4.3692 | 4.4187 | 7.1455e-05
7935 | 0.00018636 | 0.00013556 | 0 | 2.8904 | 2.9974 | 3.0192 | 4.1323 | 4.3692 | 4.4187 | 7.1292e-05
7936 | 0.00017583 | 0.00013265 | 0 | 2.8631 | 2.9974 | 3.0192 | 4.0732 | 4.3692 | 4.4187 | 7.6536e-05
7937 | 0.00018969 | 0.00013627 | 0 | 2.8553 | 2.9974 | 3.0192 | 4.0566 | 4.3692 | 4.4187 | 6.3425e-05
7938 | 0.0002039 | 0.00014123 | 0 | 2.8183 | 2.9974 | 3.0192 | 3.9777 | 4.3692 | 4.4187 | 0.00023338
7939 | 0.0002039 | 0.00014113 | 0 | 2.8136 | 2.9963 | 3.0192 | 3.9678 | 4.3668 | 4.4187 | 0.00021846
7940 | 0.0002039 | 0.00014119 | 0 | 2.7831 | 2.9952 | 3.0192 | 3.9037 | 4.3644 | 4.4187 | 0.00023223
7941 | 0.0002039 | 0.00014073 | 0 | 2.7822 | 2.9952 | 3.0192 | 3.9018 | 4.3644 | 4.4187 | 0.00020945
7942 | 0.0002039 | 0.00014081 | 0 | 2.7831 | 2.9963 | 3.0192 | 3.9037 | 4.3668 | 4.4187 | 8.5222e-06
7943 | 0.0002039 | 0.0001415 | 0 | 2.7605 | 2.9963 | 3.0192 | 3.8565 | 4.3668 | 4.4187 | 1.1636e-05
7944 | 0.0002039 | 0.0001409 | 0 | 2.739 | 2.9974 | 3.0192 | 3.8122 | 4.3692 | 4.4187 | 2.1469e-05
7945 | 0.0002039 | 0.00014046 | 0 | 2.7145 | 2.9963 | 3.0192 | 3.7619 | 4.3668 | 4.4187 | 9.5055e-06
7946 | 0.0002039 | 0.0001416 | 0 | 2.7162 | 2.9963 | 3.0192 | 3.7654 | 4.3668 | 4.4187 | 1.5242e-05
7947 | 0.0002039 | 0.0001415 | 0 | 2.7206 | 2.9952 | 3.0192 | 3.7743 | 4.3644 | 4.4187 | 8.0305e-06
7948 | 0.0002039 | 0.00014152 | 0 | 2.7075 | 2.9942 | 3.0192 | 3.7477 | 4.362 | 4.4187 | 9.0139e-06
7949 | 0.0002039 | 0.00014142 | 0 | 2.7119 | 2.9942 | 3.0192 | 3.7565 | 4.362 | 4.4187 | 1.1144e-05
7950 | 0.0002039 | 0.00013973 | 0.00021658 | 2.7145 | 2.9942 | 3.0192 | 3.7619 | 4.362 | 4.4187 | 1.3603e-05
7951 | 0.0002039 | 0.00014088 | 0.0025268 | 2.7241 | 2.9942 | 3.0192 | 3.7815 | 4.362 | 4.4187 | 0.00059819
7952 | 0.0002039 | 0.00014104 | 0.0088558 | 2.7426 | 2.9931 | 3.0192 | 3.8195 | 4.3597 | 4.4187 | 5.8836e-05
7953 | 0.0002039 | 0.00014138 | 0.013861 | 2.7749 | 2.9931 | 3.0192 | 3.8866 | 4.3597 | 4.4187 | 7.4078e-05
7954 | 0.0002039 | 0.00014054 | 0.021273 | 2.8155 | 2.9942 | 3.0192 | 3.9718 | 4.362 | 4.4187 | 0.00010472
7955 | 0.0002039 | 0.00014138 | 0.01723 | 2.8592 | 2.9942 | 3.0192 | 4.0649 | 4.362 | 4.4187 | 8.7353e-05
7956 | 0.0002039 | 0.00014051 | 0.01338 | 2.8904 | 2.9942 | 3.0192 | 4.1323 | 4.362 | 4.4187 | 0.00020716
7957 | 0.0002039 | 0.00014136 | 0.0061798 | 2.8983 | 2.9921 | 3.0192 | 4.1495 | 4.3573 | 4.4187 | 0.00010899
7958 | 0.0002039 | 0.00014151 | 0.0030033 | 2.8963 | 2.9921 | 3.0192 | 4.1452 | 4.3573 | 4.4187 | 8.1617e-05
7959 | 0.0002039 | 0.00014108 | 0.00021658 | 2.8611 | 2.9921 | 3.0192 | 4.0691 | 4.3573 | 4.4187 | 9.5383e-05
7960 | 0.0002039 | 0.00014085 | 0 | 2.8258 | 2.9921 | 3.0192 | 3.9936 | 4.3573 | 4.4187 | 6.8014e-05
7961 | 0.0002039 | 0.00014144 | 0 | 2.784 | 2.9921 | 3.0192 | 3.9056 | 4.3573 | 4.4187 | 7.4078e-05
7962 | 0.0002039 | 0.00014037 | 0 | 2.774 | 2.991 | 3.0192 | 3.8847 | 4.3549 | 4.4187 | 0.0002301
7963 | 0.0002039 | 0.00014129 | 0 | 2.7453 | 2.991 | 3.0192 | 3.825 | 4.3549 | 4.4187 | 0.00020224
7964 | 0.0002039 | 0.00014083 | 0 | 2.7551 | 2.991 | 3.0192 | 3.8453 | 4.3549 | 4.4187 | 0.00023321
7965 | 0.0002039 | 0.00014152 | 0 | 2.7399 | 2.991 | 3.0192 | 3.814 | 4.3549 | 4.4187 | 0.00023747
7966 | 0.0002039 | 0.00014167 | 0 | 2.7479 | 2.991 | 3.0192 | 3.8305 | 4.3549 | 4.4187 | 1.3767e-05
7967 | 0.0002039 | 0.00014169 | 0 | 2.7578 | 2.9899 | 3.0192 | 3.8509 | 4.3525 | 4.4187 | 9.3417e-06
7968 | 0.0002039 | 0.00014172 | 0 | 2.7426 | 2.9889 | 3.0192 | 3.8195 | 4.3501 | 4.4187 | 1.2947e-05
7969 | 0.0002039 | 0.00014058 | 0 | 2.7399 | 2.9878 | 3.0192 | 3.814 | 4.3478 | 4.4187 | 9.8333e-06
7970 | 0.0002039 | 0.00014164 | 0 | 2.7136 | 2.9878 | 3.0192 | 3.7601 | 4.3478 | 4.4187 | 1.4094e-05
7971 | 0.0002039 | 0.0001417 | 0 | 2.7093 | 2.9878 | 3.0192 | 3.7512 | 4.3478 | 4.4187 | 1.5569e-05
7972 | 0.0002039 | 0.00014145 | 0 | 2.7067 | 2.9878 | 3.0192 | 3.7459 | 4.3478 | 4.4187 | 7.8667e-06
7973 | 0.0002039 | 0.00014173 | 0 | 2.7071 | 2.9878 | 3.0192 | 3.7468 | 4.3478 | 4.4187 | 1.9667e-05
7974 | 0.0002039 | 0.00014173 | 0.00011551 | 2.718 | 2.9878 | 3.0192 | 3.769 | 4.3478 | 4.4187 | 8.3583e-06
7975 | 0.0002039 | 0.00014096 | 0.0027145 | 2.7171 | 2.9878 | 3.0192 | 3.7672 | 4.3478 | 4.4187 | 0.00057033
7976 | 0.0002039 | 0.00014105 | 0.0068584 | 2.7171 | 2.9878 | 3.0192 | 3.7672 | 4.3478 | 4.4187 | 7.6044e-05
7977 | 0.00019463 | 0.0001386 | 0.010588 | 2.7153 | 2.9878 | 3.0192 | 3.7636 | 4.3478 | 4.4187 | 7.3094e-05
7978 | 0.00017096 | 0.00013137 | 0.013861 | 2.7206 | 2.9868 | 3.0192 | 3.7743 | 4.3454 | 4.4187 | 9.1942e-05
7979 | 0.00016547 | 0.00012968 | 0.014054 | 2.7311 | 2.9857 | 3.0192 | 3.7959 | 4.343 | 4.4187 | 8.1453e-05
7980 | 0.00016388 | 0.00012726 | 0.010492 | 2.7506 | 2.9857 | 3.0192 | 3.8361 | 4.343 | 4.4187 | 0.00021896
7981 | 0.00017845 | 0.00013388 | 0.0070461 | 2.7623 | 2.9847 | 3.0192 | 3.8602 | 4.3406 | 4.4187 | 8.178e-05
7982 | 0.00016184 | 0.00012853 | 0.0030033 | 2.7533 | 2.9857 | 3.0192 | 3.8416 | 4.343 | 4.4187 | 8.5386e-05
7983 | 0.00012929 | 0.00011869 | 9.6258e-05 | 2.7417 | 2.9847 | 3.0192 | 3.8177 | 4.3406 | 4.4187 | 7.7683e-05
7984 | 0.0001301 | 0.00011884 | 0 | 2.7232 | 2.9847 | 3.0192 | 3.7797 | 4.3406 | 4.4187 | 6.7358e-05
7985 | 0.00016364 | 0.00012937 | 0 | 2.7197 | 2.9847 | 3.0192 | 3.7725 | 4.3406 | 4.4187 | 7.7028e-05
7986 | 0.00016598 | 0.00013014 | 0 | 2.718 | 2.9847 | 3.0192 | 3.769 | 4.3406 | 4.4187 | 0.00020191
7987 | 0.0002039 | 0.00013924 | 0 | 2.7119 | 2.9847 | 3.0192 | 3.7565 | 4.3406 | 4.4187 | 0.0002419
7988 | 0.0002039 | 0.00014201 | 0 | 2.7049 | 2.9836 | 3.0192 | 3.7424 | 4.3383 | 4.4187 | 0.00024501
7989 | 0.0002039 | 0.00013695 | 0 | 2.7006 | 2.9836 | 3.0192 | 3.7337 | 4.3383 | 4.4187 | 0.00025714
7990 | 0.0002039 | 0.0001416 | 0 | 2.6955 | 2.9826 | 3.0192 | 3.7232 | 4.3359 | 4.4187 | 9.1778e-06
7991 | 0.0002039 | 0.00014167 | 0 | 2.6955 | 2.9826 | 3.0192 | 3.7232 | 4.3359 | 4.4187 | 1.0981e-05
7992 | 0.0002039 | 0.00014137 | 0 | 2.6895 | 2.9826 | 3.0192 | 3.7111 | 4.3359 | 4.4187 | 2.9992e-05
7993 | 0.0002039 | 0.00013697 | 0 | 2.6835 | 2.9826 | 3.0192 | 3.699 | 4.3359 | 4.4187 | 2.9828e-05
7994 | 0.0002039 | 0.00014034 | 0 | 2.6751 | 2.9815 | 3.0192 | 3.6819 | 4.3336 | 4.4187 | 2.5894e-05
7995 | 0.0002039 | 0.00013987 | 0 | 2.6708 | 2.9815 | 3.0192 | 3.6735 | 4.3336 | 4.4187 | 3.5236e-05
7996 | 0.0002039 | 0.00013964 | 0 | 2.6708 | 2.9815 | 3.0192 | 3.6735 | 4.3336 | 4.4187 | 2.4911e-05
7997 | 0.0002039 | 0.00014008 | 0 | 2.6599 | 2.9815 | 3.0192 | 3.6516 | 4.3336 | 4.4187 | 3.0647e-05
7998 | 0.0002039 | 0.00013933 | 0.00021658 | 2.6549 | 2.9805 | 3.0192 | 3.6416 | 4.3312 | 4.4187 | 2.3928e-05
7999 | 0.0002039 | 0.00014156 | 0.0026712 | 2.6616 | 2.9794 | 3.0192 | 3.6549 | 4.3288 | 4.4187 | 0.00058672
8000 | 0.0002039 | 0.00014105 | 0.0095296 | 2.6784 | 2.9794 | 3.0192 | 3.6887 | 4.3288 | 4.4187 | 0.00059344
8001 | 0.0002039 | 0.00014182 | 0.016268 | 2.7136 | 2.9794 | 3.0192 | 3.7601 | 4.3288 | 4.4187 | 7.5061e-05
8002 | 0.00020218 | 0.00014131 | 0.01569 | 2.7417 | 2.9794 | 3.0192 | 3.8177 | 4.3288 | 4.4187 | 7.2603e-05
8003 | 0.00019272 | 0.00013848 | 0.016268 | 2.7569 | 2.9794 | 3.0192 | 3.849 | 4.3288 | 4.4187 | 9.4728e-05
8004 | 0.00019543 | 0.00013845 | 0.013957 | 2.7704 | 2.9794 | 3.0192 | 3.8771 | 4.3288 | 4.4187 | 0.00010587
8005 | 0.0002039 | 0.00014166 | 0.0067573 | 2.7777 | 2.9784 | 3.0192 | 3.8923 | 4.3265 | 4.4187 | 7.965e-05
8006 | 0.00019775 | 0.00013873 | 0.002238 | 2.7777 | 2.9763 | 3.0192 | 3.8923 | 4.3218 | 4.4187 | 7.375e-05
8007 | 0.00018847 | 0.0001367 | 0 | 2.7731 | 2.9763 | 3.0192 | 3.8828 | 4.3218 | 4.4187 | 0.00030106
8008 | 0.00018452 | 0.00013543 | 0 | 2.7605 | 2.9763 | 3.0192 | 3.8565 | 4.3218 | 4.4187 | 0.0002909
8009 | 0.00018597 | 0.00013623 | 0 | 2.7497 | 2.9752 | 3.0192 | 3.8342 | 4.3194 | 4.4187 | 4.933e-05
8010 | 0.0002039 | 0.00014098 | 0 | 2.7506 | 2.9752 | 3.0192 | 3.8361 | 4.3194 | 4.4187 | 3.5564e-05
8011 | 0.0002039 | 0.00014208 | 0 | 2.7479 | 2.9752 | 3.0192 | 3.8305 | 4.3194 | 4.4187 | 4.5561e-05
8012 | 0.0002039 | 0.00014086 | 0 | 2.739 | 2.9752 | 3.0192 | 3.8122 | 4.3194 | 4.4187 | 0.00017684
8013 | 0.0002039 | 0.0001384 | 0 | 2.7311 | 2.9752 | 3.0192 | 3.7959 | 4.3194 | 4.4187 | 0.00018323
8014 | 0.0002039 | 0.00013951 | 0 | 2.7162 | 2.9742 | 3.0192 | 3.7654 | 4.3171 | 4.4187 | 0.00021125
8015 | 0.0002039 | 0.00013952 | 0 | 2.7041 | 2.9731 | 3.0192 | 3.7407 | 4.3148 | 4.4187 | 2.5894e-05
8016 | 0.0002039 | 0.00014023 | 0 | 2.6886 | 2.9731 | 3.0192 | 3.7093 | 4.3148 | 4.4187 | 3.3925e-05
8017 | 0.0002039 | 0.00013779 | 0 | 2.6566 | 2.9721 | 3.0192 | 3.6449 | 4.3124 | 4.4187 | 2.3928e-05
8018 | 0.0002039 | 0.00013924 | 0 | 2.645 | 2.9721 | 3.0192 | 3.6217 | 4.3124 | 4.4187 | 1.5897e-05
8019 | 0.0002039 | 0.00013802 | 0 | 2.645 | 2.9721 | 3.0192 | 3.6217 | 4.3124 | 4.4187 | 2.7206e-05
8020 | 0.0002039 | 0.00013919 | 0 | 2.6558 | 2.9721 | 3.0192 | 3.6432 | 4.3124 | 4.4187 | 2.3436e-05
8021 | 0.0002039 | 0.00013739 | 0 | 2.6409 | 2.9721 | 3.0192 | 3.6135 | 4.3124 | 4.4187 | 1.8356e-05
8022 | 0.0002039 | 0.00013887 | 0.00011551 | 2.6384 | 2.971 | 3.0192 | 3.6086 | 4.3101 | 4.4187 | 2.5075e-05
8023 | 0.0002039 | 0.00014152 | 0.0017904 | 2.6327 | 2.971 | 3.0192 | 3.5972 | 4.3101 | 4.4187 | 0.00058738
8024 | 0.0002039 | 0.00014187 | 0.0082301 | 2.6475 | 2.97 | 3.0192 | 3.6267 | 4.3078 | 4.4187 | 0.00058721
8025 | 0.0002039 | 0.00014055 | 0.0096258 | 2.7153 | 2.97 | 3.0192 | 3.7636 | 4.3078 | 4.4187 | 9.44e-05
8026 | 0.0002039 | 0.00014173 | 0.0092408 | 2.7399 | 2.969 | 3.0192 | 3.814 | 4.3054 | 4.4187 | 0.00010177
8027 | 0.0002039 | 0.00014001 | 0.0098184 | 2.7749 | 2.969 | 3.0192 | 3.8866 | 4.3054 | 4.4187 | 7.9978e-05
8028 | 0.0002039 | 0.00013994 | 0.0085911 | 2.7905 | 2.969 | 3.0192 | 3.919 | 4.3054 | 4.4187 | 0.00010669
8029 | 0.0002039 | 0.00014199 | 0.0042739 | 2.8025 | 2.9679 | 3.0192 | 3.9442 | 4.3031 | 4.4187 | 9.2433e-05
8030 | 0.0002039 | 0.00014198 | 0.0013861 | 2.7868 | 2.9679 | 3.0192 | 3.9113 | 4.3031 | 4.4187 | 6.9325e-05
8031 | 0.0002039 | 0.00014145 | 0 | 2.7488 | 2.9679 | 3.0192 | 3.8324 | 4.3031 | 4.4187 | 0.0003127
8032 | 0.00020044 | 0.00014079 | 0 | 2.7058 | 2.9679 | 3.0192 | 3.7442 | 4.3031 | 4.4187 | 0.00029434
8033 | 0.0001952 | 0.00013885 | 0 | 2.6938 | 2.9679 | 3.0192 | 3.7197 | 4.3031 | 4.4187 | 5.1297e-05
8034 | 0.0001999 | 0.00014066 | 0 | 2.6946 | 2.969 | 3.0192 | 3.7215 | 4.3054 | 4.4187 | 4.0972e-05
8035 | 0.0002039 | 0.00014111 | 0 | 2.6861 | 2.969 | 3.0192 | 3.7042 | 4.3054 | 4.4187 | 4.0317e-05
8036 | 0.0002039 | 0.00014196 | 0 | 2.6717 | 2.969 | 3.0192 | 3.6751 | 4.3054 | 4.4187 | 0.00019339
8037 | 0.0002039 | 0.00013956 | 0 | 2.6844 | 2.9669 | 3.0192 | 3.7007 | 4.3008 | 4.4187 | 0.00019798
8038 | 0.0002039 | 0.00014172 | 0 | 2.6989 | 2.9669 | 3.0192 | 3.7302 | 4.3008 | 4.4187 | 0.00017257
8039 | 0.0002039 | 0.00014087 | 0 | 2.6946 | 2.9658 | 3.0192 | 3.7215 | 4.2985 | 4.4187 | 2.7369e-05
8040 | 0.0002039 | 0.0001416 | 0 | 2.6767 | 2.9658 | 3.0192 | 3.6853 | 4.2985 | 4.4187 | 9.9972e-06
8041 | 0.0002039 | 0.00014096 | 0 | 2.6566 | 2.9658 | 3.0192 | 3.6449 | 4.2985 | 4.4187 | 1.4586e-05
8042 | 0.0002039 | 0.00014106 | 0 | 2.6583 | 2.9648 | 3.0192 | 3.6482 | 4.2961 | 4.4187 | 6.7194e-06
8043 | 0.0002039 | 0.00014039 | 0 | 2.6475 | 2.9648 | 3.0192 | 3.6267 | 4.2961 | 4.4187 | 1.7864e-05
8044 | 0.0002039 | 0.00014019 | 0 | 2.6433 | 2.9648 | 3.0192 | 3.6184 | 4.2961 | 4.4187 | 1.7044e-05
8045 | 0.0002039 | 0.00013943 | 0 | 2.6401 | 2.9648 | 3.0192 | 3.6119 | 4.2961 | 4.4187 | 8.85e-06
8046 | 0.0002039 | 0.00014018 | 0.00014439 | 2.6392 | 2.9638 | 3.0192 | 3.6102 | 4.2938 | 4.4187 | 8.5222e-06
8047 | 0.0002039 | 0.00014181 | 0.0021658 | 2.6392 | 2.9638 | 3.0192 | 3.6102 | 4.2938 | 4.4187 | 0.00062753
8048 | 0.0002039 | 0.0001414 | 0.010252 | 2.6508 | 2.9638 | 3.0192 | 3.6333 | 4.2938 | 4.4187 | 6.9489e-05
8049 | 0.0002039 | 0.00014092 | 0.018337 | 2.6734 | 2.9627 | 3.0192 | 3.6785 | 4.2915 | 4.4187 | 6.785e-05
8050 | 0.0002039 | 0.00014199 | 0.017904 | 2.6972 | 2.9617 | 3.0192 | 3.7267 | 4.2892 | 4.4187 | 9.3908e-05
8051 | 0.0002039 | 0.00014203 | 0.0095296 | 2.711 | 2.9617 | 3.0192 | 3.7548 | 4.2892 | 4.4187 | 7.6044e-05
8052 | 0.00018857 | 0.00013715 | 0.013139 | 2.7302 | 2.9617 | 3.0192 | 3.7941 | 4.2892 | 4.4187 | 0.00018995
8053 | 0.00017251 | 0.00013259 | 0.0068151 | 2.7417 | 2.9617 | 3.0192 | 3.8177 | 4.2892 | 4.4187 | 8.7189e-05
8054 | 0.00017023 | 0.00013146 | 0.0014439 | 2.7426 | 2.9607 | 3.0192 | 3.8195 | 4.2869 | 4.4187 | 7.7519e-05
8055 | 0.00016329 | 0.00012973 | 0 | 2.7285 | 2.9607 | 3.0192 | 3.7905 | 4.2869 | 4.4187 | 0.00010669
8056 | 0.00017009 | 0.00013159 | 0 | 2.7067 | 2.9607 | 3.0192 | 3.7459 | 4.2869 | 4.4187 | 7.8667e-05
8057 | 0.00017822 | 0.00013411 | 0 | 2.7093 | 2.9607 | 3.0192 | 3.7512 | 4.2869 | 4.4187 | 7.1292e-05
8058 | 0.0001818 | 0.00013544 | 0 | 2.7041 | 2.9596 | 3.0192 | 3.7407 | 4.2846 | 4.4187 | 0.00023682
8059 | 0.0002039 | 0.00014112 | 0 | 2.6989 | 2.9586 | 3.0192 | 3.7302 | 4.2823 | 4.4187 | 0.00024829
8060 | 0.0002039 | 0.00014168 | 0 | 2.6818 | 2.9586 | 3.0192 | 3.6956 | 4.2823 | 4.4187 | 0.00023403
8061 | 0.0002039 | 0.00014214 | 0 | 2.6776 | 2.9586 | 3.0192 | 3.687 | 4.2823 | 4.4187 | 0.0002283
8062 | 0.0002039 | 0.00014221 | 0 | 2.6475 | 2.9586 | 3.0192 | 3.6267 | 4.2823 | 4.4187 | 1.0325e-05
8063 | 0.0002039 | 0.00014062 | 0 | 2.6351 | 2.9586 | 3.0192 | 3.6021 | 4.2823 | 4.4187 | 1.3111e-05
8064 | 0.0002039 | 0.00014233 | 0 | 2.6205 | 2.9575 | 3.0192 | 3.573 | 4.28 | 4.4187 | 1.0981e-05
8065 | 0.0002039 | 0.00013879 | 0 | 2.614 | 2.9555 | 3.0192 | 3.5603 | 4.2754 | 4.4187 | 1.1308e-05
8066 | 0.0002039 | 0.00014225 | 0 | 2.6108 | 2.9555 | 3.0192 | 3.5539 | 4.2754 | 4.4187 | 1.3767e-05
8067 | 0.0002039 | 0.00014214 | 0 | 2.6004 | 2.9555 | 3.0192 | 3.5334 | 4.2754 | 4.4187 | 1.9339e-05
8068 | 0.0002039 | 0.00014223 | 0 | 2.598 | 2.9555 | 3.0192 | 3.5287 | 4.2754 | 4.4187 | 4.0972e-06
8069 | 0.0002039 | 0.00014089 | 0 | 2.5932 | 2.9555 | 3.0192 | 3.5194 | 4.2754 | 4.4187 | 8.1944e-06
8070 | 0.0002039 | 0.00014201 | 0 | 2.59 | 2.9555 | 3.0192 | 3.5132 | 4.2754 | 4.4187 | 1.7208e-05
8071 | 0.0002039 | 0.00014169 | 0.0023824 | 2.5956 | 2.9555 | 3.0192 | 3.5241 | 4.2754 | 4.4187 | 0.00060098
8072 | 0.0002039 | 0.00014194 | 0.006122 | 2.6068 | 2.9544 | 3.0192 | 3.546 | 4.2731 | 4.4187 | 6.0311e-05
8073 | 0.0002039 | 0.0001421 | 0.0079413 | 2.6237 | 2.9534 | 3.0192 | 3.5794 | 4.2708 | 4.4187 | 6.8997e-05
8074 | 0.00019275 | 0.00013829 | 0.011262 | 2.6541 | 2.9524 | 3.0192 | 3.6399 | 4.2685 | 4.4187 | 9.5875e-05
8075 | 0.0001981 | 0.00014024 | 0.011407 | 2.6658 | 2.9524 | 3.0192 | 3.6633 | 4.2685 | 4.4187 | 7.1619e-05
8076 | 0.0002039 | 0.00014163 | 0.0068151 | 2.6675 | 2.9524 | 3.0192 | 3.6667 | 4.2685 | 4.4187 | 0.00021797
8077 | 0.0002039 | 0.00014089 | 0.0027722 | 2.6793 | 2.9524 | 3.0192 | 3.6905 | 4.2685 | 4.4187 | 0.00010571
8078 | 0.0002039 | 0.00014162 | 0.0014439 | 2.6793 | 2.9524 | 3.0192 | 3.6905 | 4.2685 | 4.4187 | 9.6367e-05
8079 | 0.00020204 | 0.00014102 | 0 | 2.6549 | 2.9503 | 3.0192 | 3.6416 | 4.2639 | 4.4187 | 8.5058e-05
8080 | 0.0002039 | 0.00014154 | 0 | 2.6384 | 2.9503 | 3.0192 | 3.6086 | 4.2639 | 4.4187 | 8.6861e-05
8081 | 0.0002039 | 0.00014118 | 0 | 2.618 | 2.9503 | 3.0192 | 3.5682 | 4.2639 | 4.4187 | 8.7517e-05
8082 | 0.00020064 | 0.00014107 | 0 | 2.6092 | 2.9503 | 3.0192 | 3.5507 | 4.2639 | 4.4187 | 0.00022125
8083 | 0.0002039 | 0.00014101 | 0 | 2.5996 | 2.9493 | 3.0192 | 3.5319 | 4.2616 | 4.4187 | 0.00023469
8084 | 0.0002039 | 0.00014174 | 0 | 2.5996 | 2.9493 | 3.0192 | 3.5319 | 4.2616 | 4.4187 | 0.0002637
8085 | 0.0002039 | 0.00014162 | 0 | 2.6172 | 2.9493 | 3.0192 | 3.5666 | 4.2616 | 4.4187 | 0.00020896
8086 | 0.0002039 | 0.0001415 | 0 | 2.6124 | 2.9483 | 3.0192 | 3.5571 | 4.2594 | 4.4187 | 2.1797e-05
8087 | 0.0002039 | 0.00014174 | 0 | 2.5956 | 2.9472 | 3.0192 | 3.5241 | 4.2571 | 4.4187 | 1.2128e-05
8088 | 0.0002039 | 0.00014174 | 0 | 2.6012 | 2.9472 | 3.0192 | 3.535 | 4.2571 | 4.4187 | 1.2128e-05
8089 | 0.0002039 | 0.00014213 | 0 | 2.6076 | 2.9462 | 3.0192 | 3.5476 | 4.2548 | 4.4187 | 1.4586e-05
8090 | 0.0002039 | 0.00014233 | 0 | 2.6108 | 2.9462 | 3.0192 | 3.5539 | 4.2548 | 4.4187 | 1.6061e-05
8091 | 0.0002039 | 0.00014156 | 0 | 2.6076 | 2.9462 | 3.0192 | 3.5476 | 4.2548 | 4.4187 | 1.4094e-05
8092 | 0.0002039 | 0.00014213 | 0 | 2.6076 | 2.9462 | 3.0192 | 3.5476 | 4.2548 | 4.4187 | 3.9333e-06
8093 | 0.0002039 | 0.00014182 | 0 | 2.59 | 2.9442 | 3.0192 | 3.5132 | 4.2503 | 4.4187 | 9.9972e-06
8094 | 0.0002039 | 0.00014206 | 0 | 2.6028 | 2.9442 | 3.0192 | 3.5381 | 4.2503 | 4.4187 | 1.2783e-05
8095 | 0.0002039 | 0.000142 | 0.0012129 | 2.5932 | 2.9442 | 3.0192 | 3.5194 | 4.2503 | 4.4187 | 0.00067653
8096 | 0.0002039 | 0.00014206 | 0.0027722 | 2.6044 | 2.9442 | 3.0192 | 3.5413 | 4.2503 | 4.4187 | 7.9322e-05
8097 | 0.0002039 | 0.00014223 | 0.0095296 | 2.6278 | 2.9431 | 3.0192 | 3.5875 | 4.248 | 4.4187 | 7.3422e-05
8098 | 0.0002039 | 0.0001423 | 0.024835 | 2.6533 | 2.9411 | 3.0192 | 3.6382 | 4.2435 | 4.4187 | 9.9972e-05
8099 | 0.00018369 | 0.00013623 | 0.016171 | 2.6717 | 2.9411 | 3.0192 | 3.6751 | 4.2435 | 4.4187 | 9.4892e-05
8100 | 0.00017596 | 0.00013389 | 0.010252 | 2.6725 | 2.9411 | 3.0192 | 3.6768 | 4.2435 | 4.4187 | 0.00020765
8101 | 0.00017568 | 0.00013378 | 0.0075082 | 2.6818 | 2.9411 | 3.0192 | 3.6956 | 4.2435 | 4.4187 | 0.00011718
8102 | 0.00016008 | 0.0001285 | 0.0076525 | 2.6776 | 2.9401 | 3.0192 | 3.687 | 4.2412 | 4.4187 | 9.2433e-05
8103 | 0.00014254 | 0.00012366 | 0.0016364 | 2.6742 | 2.9401 | 3.0192 | 3.6802 | 4.2412 | 4.4187 | 6.6375e-05
8104 | 0.000135 | 0.00012085 | 0 | 2.6692 | 2.9401 | 3.0192 | 3.6701 | 4.2412 | 4.4187 | 6.9325e-05
8105 | 0.00015532 | 0.0001275 | 0 | 2.6525 | 2.938 | 3.0192 | 3.6366 | 4.2367 | 4.4187 | 8.5386e-05
8106 | 0.00017855 | 0.00013362 | 0 | 2.6392 | 2.938 | 3.0192 | 3.6102 | 4.2367 | 4.4187 | 0.0002401
8107 | 0.0002039 | 0.00014218 | 0 | 2.6229 | 2.937 | 3.0192 | 3.5778 | 4.2344 | 4.4187 | 0.00025665
8108 | 0.0002039 | 0.00014213 | 0 | 2.6213 | 2.937 | 3.0192 | 3.5746 | 4.2344 | 4.4187 | 0.00022879
8109 | 0.0002039 | 0.00014208 | 0 | 2.6205 | 2.937 | 3.0192 | 3.573 | 4.2344 | 4.4187 | 0.00022223
8110 | 0.0002039 | 0.00014212 | 0 | 2.6196 | 2.937 | 3.0192 | 3.5714 | 4.2344 | 4.4187 | 1.0817e-05
8111 | 0.0002039 | 0.00014187 | 0 | 2.614 | 2.937 | 3.0192 | 3.5603 | 4.2344 | 4.4187 | 7.2111e-06
8112 | 0.0002039 | 0.00014248 | 0 | 2.6116 | 2.936 | 3.0192 | 3.5555 | 4.2322 | 4.4187 | 1.2783e-05
8113 | 0.0002039 | 0.00014222 | 0 | 2.6052 | 2.935 | 3.0192 | 3.5429 | 4.2299 | 4.4187 | 2.2289e-05
8114 | 0.0002039 | 0.00014225 | 0 | 2.6076 | 2.935 | 3.0192 | 3.5476 | 4.2299 | 4.4187 | 9.1778e-06
8115 | 0.0002039 | 0.00014233 | 0 | 2.602 | 2.934 | 3.0192 | 3.5366 | 4.2277 | 4.4187 | 4.7528e-06
8116 | 0.0002039 | 0.00014122 | 0 | 2.6036 | 2.9319 | 3.0192 | 3.5397 | 4.2232 | 4.4187 | 1.7864e-05
8117 | 0.0002039 | 0.00014131 | 0 | 2.5912 | 2.9319 | 3.0192 | 3.5155 | 4.2232 | 4.4187 | 2.3272e-05
8118 | 0.0002039 | 0.00014087 | 0 | 2.5916 | 2.9319 | 3.0192 | 3.5163 | 4.2232 | 4.4187 | 8.3583e-06
8119 | 0.0002039 | 0.00014224 | 0 | 2.602 | 2.9319 | 3.0192 | 3.5366 | 4.2232 | 4.4187 | 0.00060065
8120 | 0.0002039 | 0.0001419 | 0.0015883 | 2.6148 | 2.9309 | 3.0192 | 3.5618 | 4.221 | 4.4187 | 8.6533e-05
8121 | 0.0002039 | 0.00014235 | 0.0063531 | 2.6351 | 2.9299 | 3.0192 | 3.6021 | 4.2187 | 4.4187 | 7.6208e-05
8122 | 0.00018929 | 0.00013788 | 0.0093852 | 2.6533 | 2.9299 | 3.0192 | 3.6382 | 4.2187 | 4.4187 | 9.653e-05
8123 | 0.00017175 | 0.00013264 | 0.0093852 | 2.6767 | 2.9289 | 3.0192 | 3.6853 | 4.2165 | 4.4187 | 0.00011538
8124 | 0.00017336 | 0.00013322 | 0.0079702 | 2.6921 | 2.9289 | 3.0192 | 3.7163 | 4.2165 | 4.4187 | 0.00022682
8125 | 0.00016949 | 0.00013193 | 0.01054 | 2.7049 | 2.9289 | 3.0192 | 3.7424 | 4.2165 | 4.4187 | 9.063e-05
8126 | 0.0001594 | 0.00012882 | 0.007075 | 2.6989 | 2.9289 | 3.0192 | 3.7302 | 4.2165 | 4.4187 | 7.8011e-05
8127 | 0.00013927 | 0.00012225 | 0.0024835 | 2.6861 | 2.9289 | 3.0192 | 3.7042 | 4.2165 | 4.4187 | 9.4072e-05
8128 | 0.00013681 | 0.00012159 | 0 | 2.6776 | 2.9289 | 3.0192 | 3.687 | 4.2165 | 4.4187 | 7.4405e-05
8129 | 0.00017594 | 0.00013343 | 0 | 2.6725 | 2.9258 | 3.0192 | 3.6768 | 4.2098 | 4.4187 | 8.3255e-05
8130 | 0.00018852 | 0.00013703 | 0 | 2.6725 | 2.9258 | 3.0192 | 3.6768 | 4.2098 | 4.4187 | 0.00023584
8131 | 0.0002039 | 0.00014109 | 0 | 2.67 | 2.9248 | 3.0192 | 3.6718 | 4.2076 | 4.4187 | 0.0002519
8132 | 0.0002039 | 0.00013655 | 0 | 2.6599 | 2.9248 | 3.0192 | 3.6516 | 4.2076 | 4.4187 | 0.0002283
8133 | 0.0002039 | 0.00014177 | 0 | 2.6725 | 2.9248 | 3.0192 | 3.6768 | 4.2076 | 4.4187 | 0.00023977
8134 | 0.0002039 | 0.00014164 | 0 | 2.6751 | 2.9248 | 3.0192 | 3.6819 | 4.2076 | 4.4187 | 1.4586e-05
8135 | 0.0002039 | 0.00014133 | 0 | 2.6751 | 2.9248 | 3.0192 | 3.6819 | 4.2076 | 4.4187 | 1.8192e-05
8136 | 0.0002039 | 0.00014191 | 0 | 2.6767 | 2.9248 | 3.0192 | 3.6853 | 4.2076 | 4.4187 | 1.3275e-05
8137 | 0.0002039 | 0.00013946 | 0 | 2.6835 | 2.9238 | 3.0192 | 3.699 | 4.2054 | 4.4187 | 6.5555e-06
8138 | 0.0002039 | 0.00014111 | 0 | 2.6844 | 2.9218 | 3.0192 | 3.7007 | 4.2009 | 4.4187 | 6.0639e-06
8139 | 0.0002039 | 0.00014096 | 0 | 2.7015 | 2.9218 | 3.0192 | 3.7354 | 4.2009 | 4.4187 | 1.2292e-05
8140 | 0.0002039 | 0.0001408 | 0 | 2.7127 | 2.9218 | 3.0192 | 3.7583 | 4.2009 | 4.4187 | 7.375e-06
8141 | 0.0002039 | 0.00014107 | 0 | 2.6921 | 2.9218 | 3.0192 | 3.7163 | 4.2009 | 4.4187 | 1.0653e-05
8142 | 0.0002039 | 0.00014008 | 0 | 2.665 | 2.9218 | 3.0192 | 3.6616 | 4.2009 | 4.4187 | 9.0139e-06
8143 | 0.0002039 | 0.00014244 | 0 | 2.6491 | 2.9208 | 3.0192 | 3.63 | 4.1987 | 4.4187 | 0.00062491
8144 | 0.0002039 | 0.00014253 | 0.0017327 | 2.6558 | 2.9208 | 3.0192 | 3.6432 | 4.1987 | 4.4187 | 6.9325e-05
8145 | 0.0002039 | 0.00014263 | 0.007075 | 2.7145 | 2.9208 | 3.0192 | 3.7619 | 4.1987 | 4.4187 | 7.0472e-05
8146 | 0.0002039 | 0.00014226 | 0.014583 | 2.7435 | 2.9198 | 3.0192 | 3.8214 | 4.1965 | 4.4187 | 7.5225e-05
8147 | 0.0002039 | 0.00014259 | 0.018048 | 2.7659 | 2.9188 | 3.0192 | 3.8677 | 4.1943 | 4.4187 | 9.6203e-05
8148 | 0.0001986 | 0.00014096 | 0.015738 | 2.7859 | 2.9188 | 3.0192 | 3.9094 | 4.1943 | 4.4187 | 0.000226
8149 | 0.0002039 | 0.00014256 | 0.01184 | 2.7941 | 2.9188 | 3.0192 | 3.9268 | 4.1943 | 4.4187 | 9.7186e-05
8150 | 0.0002039 | 0.00014256 | 0.0060643 | 2.7758 | 2.9188 | 3.0192 | 3.8885 | 4.1943 | 4.4187 | 7.67e-05
8151 | 0.0001956 | 0.00013944 | 0.0011551 | 2.756 | 2.9178 | 3.0192 | 3.8472 | 4.1921 | 4.4187 | 8.7517e-05
8152 | 0.0002039 | 0.00014235 | 0 | 2.7346 | 2.9178 | 3.0192 | 3.8031 | 4.1921 | 4.4187 | 7.4078e-05
8153 | 0.0002011 | 0.00014166 | 0 | 2.7206 | 2.9178 | 3.0192 | 3.7743 | 4.1921 | 4.4187 | 7.8339e-05
8154 | 0.00020304 | 0.00014227 | 0 | 2.7276 | 2.9168 | 3.0192 | 3.7887 | 4.1899 | 4.4187 | 0.00028287
8155 | 0.0002039 | 0.00013805 | 0 | 2.7435 | 2.9158 | 3.0192 | 3.8214 | 4.1877 | 4.4187 | 0.00025665
8156 | 0.0002039 | 0.00014299 | 0 | 2.7417 | 2.9158 | 3.0192 | 3.8177 | 4.1877 | 4.4187 | 0.00025239
8157 | 0.0002039 | 0.00014076 | 0 | 2.7399 | 2.9148 | 3.0192 | 3.814 | 4.1855 | 4.4187 | 0.00027468
8158 | 0.0002039 | 0.00014174 | 0 | 2.7302 | 2.9148 | 3.0192 | 3.7941 | 4.1855 | 4.4187 | 8.5222e-06
8159 | 0.0002039 | 0.0001426 | 0 | 2.7206 | 2.9148 | 3.0192 | 3.7743 | 4.1855 | 4.4187 | 1.0489e-05
8160 | 0.0002039 | 0.00014251 | 0 | 2.7075 | 2.9138 | 3.0192 | 3.7477 | 4.1833 | 4.4187 | 2.6878e-05
8161 | 0.0002039 | 0.00014045 | 0 | 2.7197 | 2.9138 | 3.0192 | 3.7725 | 4.1833 | 4.4187 | 2.6714e-05
8162 | 0.0002039 | 0.00014243 | 0 | 2.7162 | 2.9128 | 3.0192 | 3.7654 | 4.1811 | 4.4187 | 3.0319e-05
8163 | 0.0002039 | 0.00014198 | 0 | 2.6972 | 2.9128 | 3.0192 | 3.7267 | 4.1811 | 4.4187 | 2.1961e-05
8164 | 0.0002039 | 0.00014157 | 0 | 2.6912 | 2.9128 | 3.0192 | 3.7145 | 4.1811 | 4.4187 | 2.4092e-05
8165 | 0.0002039 | 0.00014006 | 0 | 2.6852 | 2.9128 | 3.0192 | 3.7025 | 4.1811 | 4.4187 | 2.8681e-05
8166 | 0.0002039 | 0.00014186 | 0 | 2.6852 | 2.9128 | 3.0192 | 3.7025 | 4.1811 | 4.4187 | 3.753e-05
8167 | 0.0002039 | 0.00014246 | 0 | 2.6869 | 2.9128 | 3.0192 | 3.7059 | 4.1811 | 4.4187 | 0.00062196
8168 | 0.0002039 | 0.00014222 | 0.00093852 | 2.7049 | 2.9128 | 3.0192 | 3.7424 | 4.1811 | 4.4187 | 0.00059705
8169 | 0.0002039 | 0.00014269 | 0.0027722 | 2.7223 | 2.9128 | 3.0192 | 3.7779 | 4.1811 | 4.4187 | 0.00010571
8170 | 0.0002039 | 0.00014168 | 0.0095296 | 2.7373 | 2.9128 | 3.0192 | 3.8086 | 4.1811 | 4.4187 | 9.3089e-05
8171 | 0.0002039 | 0.00014259 | 0.0064252 | 2.7461 | 2.9128 | 3.0192 | 3.8269 | 4.1811 | 4.4187 | 6.2278e-05
8172 | 0.0002039 | 0.00014122 | 0.0075803 | 2.7578 | 2.9117 | 3.0192 | 3.8509 | 4.1789 | 4.4187 | 9.3908e-05
8173 | 0.0002039 | 0.00014213 | 0.0069884 | 2.7713 | 2.9107 | 3.0192 | 3.879 | 4.1767 | 4.4187 | 7.588e-05
8174 | 0.0002039 | 0.00014274 | 0.002599 | 2.7453 | 2.9107 | 3.0192 | 3.825 | 4.1767 | 4.4187 | 8.1944e-05
8175 | 0.00019771 | 0.00014077 | 0.00086633 | 2.725 | 2.9097 | 3.0192 | 3.7833 | 4.1745 | 4.4187 | 0.00029566
8176 | 0.0001933 | 0.00013886 | 0 | 2.7127 | 2.9097 | 3.0192 | 3.7583 | 4.1745 | 4.4187 | 0.00031958
8177 | 0.00019157 | 0.00013869 | 0 | 2.7093 | 2.9097 | 3.0192 | 3.7512 | 4.1745 | 4.4187 | 5.2772e-05
8178 | 0.0002039 | 0.00014229 | 0 | 2.711 | 2.9097 | 3.0192 | 3.7548 | 4.1745 | 4.4187 | 3.9497e-05
8179 | 0.0002039 | 0.00014312 | 0 | 2.711 | 2.9097 | 3.0192 | 3.7548 | 4.1745 | 4.4187 | 3.2942e-05
8180 | 0.0002039 | 0.00014294 | 0 | 2.7084 | 2.9097 | 3.0192 | 3.7495 | 4.1745 | 4.4187 | 0.00018323
8181 | 0.0002039 | 0.00014105 | 0 | 2.7355 | 2.9097 | 3.0192 | 3.8049 | 4.1745 | 4.4187 | 0.00017372
8182 | 0.0002039 | 0.00014149 | 0 | 2.7551 | 2.9097 | 3.0192 | 3.8453 | 4.1745 | 4.4187 | 0.00016307
8183 | 0.0002039 | 0.00014009 | 0 | 2.7587 | 2.9097 | 3.0192 | 3.8527 | 4.1745 | 4.4187 | 1.8847e-05
8184 | 0.0002039 | 0.0001416 | 0 | 2.7578 | 2.9087 | 3.0192 | 3.8509 | 4.1723 | 4.4187 | 2.0486e-05
8185 | 0.0002039 | 0.00013855 | 0 | 2.7533 | 2.9087 | 3.0192 | 3.8416 | 4.1723 | 4.4187 | 1.2947e-05
8186 | 0.0002039 | 0.00014115 | 0 | 2.7453 | 2.9087 | 3.0192 | 3.825 | 4.1723 | 4.4187 | 3.3433e-05
8187 | 0.0002039 | 0.0001382 | 0 | 2.7355 | 2.9077 | 3.0192 | 3.8049 | 4.1701 | 4.4187 | 3.0647e-05
8188 | 0.0002039 | 0.00013958 | 0 | 2.7382 | 2.9077 | 3.0192 | 3.8104 | 4.1701 | 4.4187 | 2.3272e-05
8189 | 0.0002039 | 0.00014087 | 0 | 2.7276 | 2.9077 | 3.0192 | 3.7887 | 4.1701 | 4.4187 | 2.3928e-05
8190 | 0.0002039 | 0.00014014 | 0 | 2.7364 | 2.9077 | 3.0192 | 3.8068 | 4.1701 | 4.4187 | 2.0158e-05
8191 | 0.0002039 | 0.00014264 | 0 | 2.7162 | 2.9077 | 3.0192 | 3.7654 | 4.1701 | 4.4187 | 0.00055984
8192 | 0.0002039 | 0.00014287 | 0.0012995 | 2.7276 | 2.9077 | 3.0192 | 3.7887 | 4.1701 | 4.4187 | 0.00056574
8193 | 0.0002039 | 0.00014236 | 0.0069306 | 2.7373 | 2.9067 | 3.0192 | 3.8086 | 4.1679 | 4.4187 | 9.5383e-05
8194 | 0.0002039 | 0.00014268 | 0.014439 | 2.7524 | 2.9067 | 3.0192 | 3.8398 | 4.1679 | 4.4187 | 9.2433e-05
8195 | 0.0002039 | 0.00014237 | 0.016605 | 2.7731 | 2.9067 | 3.0192 | 3.8828 | 4.1679 | 4.4187 | 6.8669e-05
8196 | 0.0002039 | 0.00014283 | 0.015594 | 2.7969 | 2.9067 | 3.0192 | 3.9326 | 4.1679 | 4.4187 | 9.5383e-05
8197 | 0.0002039 | 0.00014267 | 0.011262 | 2.8146 | 2.9067 | 3.0192 | 3.9698 | 4.1679 | 4.4187 | 8.4894e-05
8198 | 0.0002039 | 0.00014294 | 0.0067862 | 2.7997 | 2.9067 | 3.0192 | 3.9384 | 4.1679 | 4.4187 | 9.4728e-05
8199 | 0.0002039 | 0.00014284 | 0.0014439 | 2.7813 | 2.9067 | 3.0192 | 3.8999 | 4.1679 | 4.4187 | 0.00027796
8200 | 0.0002039 | 0.00014246 | 0 | 2.7551 | 2.9067 | 3.0192 | 3.8453 | 4.1679 | 4.4187 | 0.00030877
8201 | 0.0002039 | 0.00014285 | 0 | 2.7373 | 2.9067 | 3.0192 | 3.8086 | 4.1679 | 4.4187 | 4.343e-05
8202 | 0.0002039 | 0.00014269 | 0 | 2.7382 | 2.9067 | 3.0192 | 3.8104 | 4.1679 | 4.4187 | 4.2775e-05
8203 | 0.0002039 | 0.00014201 | 0 | 2.732 | 2.9067 | 3.0192 | 3.7977 | 4.1679 | 4.4187 | 3.5564e-05
8204 | 0.0002039 | 0.00014236 | 0 | 2.718 | 2.9057 | 3.0192 | 3.769 | 4.1658 | 4.4187 | 0.00019109
8205 | 0.0002039 | 0.00014101 | 0 | 2.7024 | 2.9057 | 3.0192 | 3.7372 | 4.1658 | 4.4187 | 0.00016995
8206 | 0.0002039 | 0.00014089 | 0 | 2.6946 | 2.9057 | 3.0192 | 3.7215 | 4.1658 | 4.4187 | 0.00015192
8207 | 0.0002039 | 0.00014074 | 0 | 2.6878 | 2.9057 | 3.0192 | 3.7076 | 4.1658 | 4.4187 | 2.1142e-05
8208 | 0.0002039 | 0.00013903 | 0 | 2.6895 | 2.9057 | 3.0192 | 3.7111 | 4.1658 | 4.4187 | 1.9339e-05
8209 | 0.0002039 | 0.00014019 | 0 | 2.6852 | 2.9057 | 3.0192 | 3.7025 | 4.1658 | 4.4187 | 1.6061e-05
8210 | 0.0002039 | 0.00013993 | 0 | 2.6861 | 2.9057 | 3.0192 | 3.7042 | 4.1658 | 4.4187 | 1.4258e-05
8211 | 0.0002039 | 0.00013979 | 0 | 2.6844 | 2.9057 | 3.0192 | 3.7007 | 4.1658 | 4.4187 | 6.3917e-06
8212 | 0.0002039 | 0.00013875 | 0 | 2.6818 | 2.9057 | 3.0192 | 3.6956 | 4.1658 | 4.4187 | 1.2292e-05
8213 | 0.0002039 | 0.00013915 | 0 | 2.6751 | 2.9057 | 3.0192 | 3.6819 | 4.1658 | 4.4187 | 2.2944e-06
8214 | 0.0002039 | 0.00013875 | 0 | 2.6776 | 2.9057 | 3.0192 | 3.687 | 4.1658 | 4.4187 | 6.8833e-06
8215 | 0.0002039 | 0.00014212 | 0 | 2.6658 | 2.9057 | 3.0192 | 3.6633 | 4.1658 | 4.4187 | 0.00061376
8216 | 0.0002039 | 0.00014244 | 0.0020214 | 2.67 | 2.9057 | 3.0192 | 3.6718 | 4.1658 | 4.4187 | 7.2439e-05
8217 | 0.0002039 | 0.00014301 | 0.0065263 | 2.7119 | 2.9057 | 3.0192 | 3.7565 | 4.1658 | 4.4187 | 8.0305e-05
8218 | 0.0002039 | 0.00014314 | 0.0099627 | 2.7578 | 2.9048 | 3.0192 | 3.8509 | 4.1636 | 4.4187 | 8.3911e-05
8219 | 0.0002039 | 0.00014307 | 0.011407 | 2.7813 | 2.9048 | 3.0192 | 3.8999 | 4.1636 | 4.4187 | 8.3255e-05
8220 | 0.0002039 | 0.00014243 | 0.01415 | 2.8043 | 2.9048 | 3.0192 | 3.9481 | 4.1636 | 4.4187 | 0.00025616
8221 | 0.0002039 | 0.00014263 | 0.013572 | 2.7868 | 2.9048 | 3.0192 | 3.9113 | 4.1636 | 4.4187 | 9.6039e-05
8222 | 0.0002039 | 0.00014313 | 0.0049092 | 2.7704 | 2.9048 | 3.0192 | 3.8771 | 4.1636 | 4.4187 | 8.4567e-05
8223 | 0.0002039 | 0.00014285 | 0.0012995 | 2.7488 | 2.9048 | 3.0192 | 3.8324 | 4.1636 | 4.4187 | 8.8336e-05
8224 | 0.0002039 | 0.00014304 | 0 | 2.7215 | 2.9048 | 3.0192 | 3.7761 | 4.1636 | 4.4187 | 6.5555e-05
8225 | 0.0002039 | 0.00014297 | 0 | 2.7197 | 2.9048 | 3.0192 | 3.7725 | 4.1636 | 4.4187 | 6.1622e-05
8226 | 0.0002039 | 0.00014075 | 0 | 2.6929 | 2.9038 | 3.0192 | 3.718 | 4.1614 | 4.4187 | 0.00025829
8227 | 0.0002039 | 0.00014322 | 0 | 2.6759 | 2.9038 | 3.0192 | 3.6836 | 4.1614 | 4.4187 | 0.00025436
8228 | 0.0002039 | 0.00014144 | 0 | 2.6692 | 2.9038 | 3.0192 | 3.6701 | 4.1614 | 4.4187 | 0.00027992
8229 | 0.0002039 | 0.00013978 | 0 | 2.6708 | 2.9038 | 3.0192 | 3.6735 | 4.1614 | 4.4187 | 0.00027304
8230 | 0.0002039 | 0.00013981 | 0 | 2.6734 | 2.9038 | 3.0192 | 3.6785 | 4.1614 | 4.4187 | 1.4586e-05
8231 | 0.0002039 | 0.00013981 | 0 | 2.6742 | 2.9038 | 3.0192 | 3.6802 | 4.1614 | 4.4187 | 1.9831e-05
8232 | 0.0002039 | 0.00014057 | 0 | 2.6793 | 2.9028 | 3.0192 | 3.6905 | 4.1592 | 4.4187 | 1.1636e-05
8233 | 0.0002039 | 0.00013953 | 0 | 2.681 | 2.9028 | 3.0192 | 3.6939 | 4.1592 | 4.4187 | 9.0139e-06
8234 | 0.0002039 | 0.00013979 | 0 | 2.6844 | 2.9028 | 3.0192 | 3.7007 | 4.1592 | 4.4187 | 1.9994e-05
8235 | 0.0002039 | 0.00013941 | 0 | 2.6903 | 2.9028 | 3.0192 | 3.7128 | 4.1592 | 4.4187 | 1.1308e-05
8236 | 0.0002039 | 0.00013933 | 0 | 2.6886 | 2.9018 | 3.0192 | 3.7093 | 4.1571 | 4.4187 | 1.2292e-05
8237 | 0.0002039 | 0.00013928 | 0 | 2.6878 | 2.9018 | 3.0192 | 3.7076 | 4.1571 | 4.4187 | 1.1144e-05
8238 | 0.0002039 | 0.00013933 | 0 | 2.6886 | 2.9018 | 3.0192 | 3.7093 | 4.1571 | 4.4187 | 8.5222e-06
8239 | 0.0002039 | 0.00014272 | 0 | 2.6912 | 2.9018 | 3.0192 | 3.7145 | 4.1571 | 4.4187 | 0.00065047
8240 | 0.0002039 | 0.00014311 | 0.0020936 | 2.6912 | 2.9018 | 3.0192 | 3.7145 | 4.1571 | 4.4187 | 7.8994e-05
8241 | 0.0002039 | 0.00014316 | 0.0039851 | 2.7032 | 2.9018 | 3.0192 | 3.7389 | 4.1571 | 4.4187 | 6.4408e-05
8242 | 0.0002039 | 0.0001424 | 0.0046204 | 2.7197 | 2.9018 | 3.0192 | 3.7725 | 4.1571 | 4.4187 | 9.6694e-05
8243 | 0.0002039 | 0.00014316 | 0.0053712 | 2.7311 | 2.9018 | 3.0192 | 3.7959 | 4.1571 | 4.4187 | 8.8828e-05
8244 | 0.0002039 | 0.00014309 | 0.0049092 | 2.7355 | 2.9018 | 3.0192 | 3.8049 | 4.1571 | 4.4187 | 0.00020617
8245 | 0.0002039 | 0.00014301 | 0.0056311 | 2.7364 | 2.9018 | 3.0192 | 3.8068 | 4.1571 | 4.4187 | 7.9814e-05
8246 | 0.0002039 | 0.00014325 | 0.0046204 | 2.7355 | 2.9018 | 3.0192 | 3.8049 | 4.1571 | 4.4187 | 9.2761e-05
8247 | 0.0002039 | 0.00014316 | 0.0014439 | 2.7311 | 2.9018 | 3.0192 | 3.7959 | 4.1571 | 4.4187 | 0.00011407
8248 | 0.0002039 | 0.00014309 | 0 | 2.725 | 2.9018 | 3.0192 | 3.7833 | 4.1571 | 4.4187 | 5.9983e-05
8249 | 0.0002039 | 0.00014296 | 0 | 2.7188 | 2.9018 | 3.0192 | 3.7707 | 4.1571 | 4.4187 | 6.9489e-05
8250 | 0.0002039 | 0.00014275 | 0 | 2.7197 | 2.9018 | 3.0192 | 3.7725 | 4.1571 | 4.4187 | 0.00028894
8251 | 0.0002039 | 0.00014358 | 0 | 2.7153 | 2.9008 | 3.0192 | 3.7636 | 4.1549 | 4.4187 | 0.00023895
8252 | 0.0002039 | 0.00014293 | 0 | 2.7075 | 2.8998 | 3.0192 | 3.7477 | 4.1527 | 4.4187 | 0.00023715
8253 | 0.0002039 | 0.00014247 | 0 | 2.7049 | 2.8998 | 3.0192 | 3.7424 | 4.1527 | 4.4187 | 0.00026157
8254 | 0.0002039 | 0.00014265 | 0 | 2.7084 | 2.8998 | 3.0192 | 3.7495 | 4.1527 | 4.4187 | 1.5242e-05
8255 | 0.0002039 | 0.00014172 | 0 | 2.7006 | 2.8998 | 3.0192 | 3.7337 | 4.1527 | 4.4187 | 1.1144e-05
8256 | 0.0002039 | 0.00014184 | 0 | 2.6921 | 2.8998 | 3.0192 | 3.7163 | 4.1527 | 4.4187 | 1.1636e-05
8257 | 0.0002039 | 0.00014218 | 0 | 2.6725 | 2.8998 | 3.0192 | 3.6768 | 4.1527 | 4.4187 | 1.3603e-05
8258 | 0.0002039 | 0.00014168 | 0 | 2.6708 | 2.8998 | 3.0192 | 3.6735 | 4.1527 | 4.4187 | 1.7208e-05
8259 | 0.0002039 | 0.00014211 | 0 | 2.6827 | 2.8998 | 3.0192 | 3.6973 | 4.1527 | 4.4187 | 8.85e-06
8260 | 0.0002039 | 0.00014152 | 0 | 2.6989 | 2.8988 | 3.0192 | 3.7302 | 4.1506 | 4.4187 | 1.7864e-05
8261 | 0.0002039 | 0.00014122 | 0 | 2.6998 | 2.8988 | 3.0192 | 3.7319 | 4.1506 | 4.4187 | 2.3272e-05
8262 | 0.0002039 | 0.0001415 | 0 | 2.6878 | 2.8988 | 3.0192 | 3.7076 | 4.1506 | 4.4187 | 1.0817e-05
8263 | 0.0002039 | 0.00014303 | 0 | 2.6878 | 2.8988 | 3.0192 | 3.7076 | 4.1506 | 4.4187 | 0.00054788
8264 | 0.0002039 | 0.00014312 | 0.0018048 | 2.6844 | 2.8988 | 3.0192 | 3.7007 | 4.1506 | 4.4187 | 8.4075e-05
8265 | 0.0002039 | 0.00014326 | 0.0062375 | 2.6972 | 2.8978 | 3.0192 | 3.7267 | 4.1484 | 4.4187 | 8.178e-05
8266 | 0.0002039 | 0.00014326 | 0.011407 | 2.7067 | 2.8978 | 3.0192 | 3.7459 | 4.1484 | 4.4187 | 8.3419e-05
8267 | 0.0002039 | 0.00014333 | 0.015161 | 2.7171 | 2.8978 | 3.0192 | 3.7672 | 4.1484 | 4.4187 | 0.00010587
8268 | 0.0002039 | 0.00014339 | 0.015305 | 2.7329 | 2.8968 | 3.0192 | 3.7995 | 4.1462 | 4.4187 | 0.00020912
8269 | 0.0002039 | 0.00014341 | 0.0092408 | 2.7355 | 2.8978 | 3.0192 | 3.8049 | 4.1484 | 4.4187 | 8.5386e-05
8270 | 0.0002039 | 0.00014329 | 0.0032343 | 2.7302 | 2.8978 | 3.0192 | 3.7941 | 4.1484 | 4.4187 | 7.588e-05
8271 | 0.0002039 | 0.00014248 | 0.00086633 | 2.7232 | 2.8978 | 3.0192 | 3.7797 | 4.1484 | 4.4187 | 9.9972e-05
8272 | 0.0002039 | 0.0001425 | 0 | 2.711 | 2.8978 | 3.0192 | 3.7548 | 4.1484 | 4.4187 | 9.3417e-05
8273 | 0.0002039 | 0.00014222 | 0 | 2.6793 | 2.8968 | 3.0192 | 3.6905 | 4.1462 | 4.4187 | 7.9322e-05
8274 | 0.0002039 | 0.00014286 | 0 | 2.6574 | 2.8968 | 3.0192 | 3.6466 | 4.1462 | 4.4187 | 0.00023715
8275 | 0.0002039 | 0.00014378 | 0 | 2.6467 | 2.8968 | 3.0192 | 3.625 | 4.1462 | 4.4187 | 0.00022436
8276 | 0.0002039 | 0.00014318 | 0 | 2.6467 | 2.8968 | 3.0192 | 3.625 | 4.1462 | 4.4187 | 0.00024649
8277 | 0.0002039 | 0.00014137 | 0 | 2.6491 | 2.8968 | 3.0192 | 3.63 | 4.1462 | 4.4187 | 0.00025075
8278 | 0.0002039 | 0.00014266 | 0 | 2.6433 | 2.8968 | 3.0192 | 3.6184 | 4.1462 | 4.4187 | 1.6225e-05
8279 | 0.0002039 | 0.00014176 | 0 | 2.6319 | 2.8968 | 3.0192 | 3.5956 | 4.1462 | 4.4187 | 1.9175e-05
8280 | 0.0002039 | 0.00014251 | 0 | 2.6261 | 2.8968 | 3.0192 | 3.5843 | 4.1462 | 4.4187 | 1.0325e-05
8281 | 0.0002039 | 0.00013969 | 0 | 2.6253 | 2.8968 | 3.0192 | 3.5827 | 4.1462 | 4.4187 | 1.4258e-05
8282 | 0.0002039 | 0.00014155 | 0 | 2.6261 | 2.8968 | 3.0192 | 3.5843 | 4.1462 | 4.4187 | 1.6553e-05
8283 | 0.0002039 | 0.00014147 | 0 | 2.6302 | 2.8958 | 3.0192 | 3.5923 | 4.1441 | 4.4187 | 1.2947e-05
8284 | 0.0002039 | 0.00014098 | 0 | 2.6253 | 2.8958 | 3.0192 | 3.5827 | 4.1441 | 4.4187 | 1.0325e-05
8285 | 0.0002039 | 0.00014134 | 0 | 2.6327 | 2.8958 | 3.0192 | 3.5972 | 4.1441 | 4.4187 | 1.0981e-05
8286 | 0.0002039 | 0.00014031 | 0 | 2.6221 | 2.8958 | 3.0192 | 3.5762 | 4.1441 | 4.4187 | 1.6553e-05
8287 | 0.0002039 | 0.00014275 | 0 | 2.6278 | 2.8958 | 3.0192 | 3.5875 | 4.1441 | 4.4187 | 0.00067096
8288 | 0.0002039 | 0.0001426 | 0.0010396 | 2.6327 | 2.8958 | 3.0192 | 3.5972 | 4.1441 | 4.4187 | 7.2603e-05
8289 | 0.0002039 | 0.00014236 | 0.002599 | 2.6541 | 2.8958 | 3.0192 | 3.6399 | 4.1441 | 4.4187 | 7.9158e-05
8290 | 0.0002039 | 0.00014339 | 0.0036386 | 2.6641 | 2.8948 | 3.0192 | 3.66 | 4.1419 | 4.4187 | 9.9808e-05
8291 | 0.0002039 | 0.00014301 | 0.0032343 | 2.6878 | 2.8948 | 3.0192 | 3.7076 | 4.1419 | 4.4187 | 9.4072e-05
8292 | 0.0002039 | 0.00014251 | 0.0033931 | 2.7136 | 2.8948 | 3.0192 | 3.7601 | 4.1419 | 4.4187 | 0.00022928
8293 | 0.0002039 | 0.00014332 | 0.0037541 | 2.725 | 2.8948 | 3.0192 | 3.7833 | 4.1419 | 4.4187 | 8.5386e-05
8294 | 0.0002039 | 0.00014341 | 0.0019059 | 2.7311 | 2.8948 | 3.0192 | 3.7959 | 4.1419 | 4.4187 | 9.7842e-05
8295 | 0.0002039 | 0.00014336 | 0.00043316 | 2.725 | 2.8938 | 3.0192 | 3.7833 | 4.1398 | 4.4187 | 8.4403e-05
8296 | 0.0002039 | 0.00014327 | 0 | 2.718 | 2.8948 | 3.0192 | 3.769 | 4.1419 | 4.4187 | 6.0967e-05
8297 | 0.0002039 | 0.00014336 | 0 | 2.7041 | 2.8948 | 3.0192 | 3.7407 | 4.1419 | 4.4187 | 7.1128e-05
8298 | 0.0002039 | 0.00014338 | 0 | 2.6861 | 2.8948 | 3.0192 | 3.7042 | 4.1419 | 4.4187 | 0.0002342
8299 | 0.0002039 | 0.00014115 | 0 | 2.67 | 2.8948 | 3.0192 | 3.6718 | 4.1419 | 4.4187 | 0.00025649
8300 | 0.0002039 | 0.00014364 | 0 | 2.6599 | 2.8948 | 3.0192 | 3.6516 | 4.1419 | 4.4187 | 0.00025108
8301 | 0.0002039 | 0.0001431 | 0 | 2.6641 | 2.8948 | 3.0192 | 3.66 | 4.1419 | 4.4187 | 0.00023797
8302 | 0.0002039 | 0.00014308 | 0 | 2.6658 | 2.8938 | 3.0192 | 3.6633 | 4.1398 | 4.4187 | 5.2444e-06
8303 | 0.0002039 | 0.00014317 | 0 | 2.6608 | 2.8928 | 3.0192 | 3.6533 | 4.1376 | 4.4187 | 1.2947e-05
8304 | 0.0002039 | 0.00014283 | 0 | 2.6549 | 2.8928 | 3.0192 | 3.6416 | 4.1376 | 4.4187 | 2.0978e-05
8305 | 0.0002039 | 0.0001425 | 0 | 2.6533 | 2.8928 | 3.0192 | 3.6382 | 4.1376 | 4.4187 | 1.4258e-05
8306 | 0.0002039 | 0.00014221 | 0 | 2.6525 | 2.8918 | 3.0192 | 3.6366 | 4.1355 | 4.4187 | 1.2947e-05
8307 | 0.0002039 | 0.00014265 | 0 | 2.6525 | 2.8918 | 3.0192 | 3.6366 | 4.1355 | 4.4187 | 1.1308e-05
8308 | 0.0002039 | 0.00014141 | 0 | 2.6516 | 2.8918 | 3.0192 | 3.6349 | 4.1355 | 4.4187 | 1.1472e-05
8309 | 0.0002039 | 0.00014303 | 0 | 2.6541 | 2.8928 | 3.0192 | 3.6399 | 4.1376 | 4.4187 | 8.85e-06
8310 | 0.0002039 | 0.00014297 | 0 | 2.6516 | 2.8928 | 3.0192 | 3.6349 | 4.1376 | 4.4187 | 1.18e-05
8311 | 0.0002039 | 0.00014328 | 0 | 2.6508 | 2.8928 | 3.0192 | 3.6333 | 4.1376 | 4.4187 | 0.00065392
8312 | 0.0002039 | 0.00014338 | 0.00046204 | 2.6633 | 2.8928 | 3.0192 | 3.6583 | 4.1376 | 4.4187 | 6.5228e-05
8313 | 0.0002039 | 0.00014267 | 0.0036578 | 2.6869 | 2.8928 | 3.0192 | 3.7059 | 4.1376 | 4.4187 | 9.2269e-05
8314 | 0.0002039 | 0.00014329 | 0.012706 | 2.711 | 2.8928 | 3.0192 | 3.7548 | 4.1376 | 4.4187 | 9.0958e-05
8315 | 0.0002039 | 0.0001435 | 0.0078547 | 2.7337 | 2.8909 | 3.0192 | 3.8013 | 4.1333 | 4.4187 | 0.00010391
8316 | 0.0002039 | 0.00014319 | 0.015449 | 2.7435 | 2.8899 | 3.0192 | 3.8214 | 4.1312 | 4.4187 | 0.00023043
8317 | 0.0002039 | 0.00014362 | 0.0046782 | 2.7515 | 2.8899 | 3.0192 | 3.8379 | 4.1312 | 4.4187 | 7.7355e-05
8318 | 0.0002039 | 0.0001428 | 0.0029455 | 2.7569 | 2.8899 | 3.0192 | 3.849 | 4.1312 | 4.4187 | 9.5219e-05
8319 | 0.0002039 | 0.00014353 | 0.0017327 | 2.7355 | 2.8899 | 3.0192 | 3.8049 | 4.1312 | 4.4187 | 8.5878e-05
8320 | 0.0002039 | 0.00014345 | 0 | 2.7258 | 2.8909 | 3.0192 | 3.7851 | 4.1333 | 4.4187 | 6.4244e-05
8321 | 0.0002039 | 0.00014336 | 0 | 2.7162 | 2.8909 | 3.0192 | 3.7654 | 4.1333 | 4.4187 | 7.293e-05
8322 | 0.0002039 | 0.00014273 | 0 | 2.7232 | 2.8909 | 3.0192 | 3.7797 | 4.1333 | 4.4187 | 0.00023977
8323 | 0.0002039 | 0.00014399 | 0 | 2.7188 | 2.8909 | 3.0192 | 3.7707 | 4.1333 | 4.4187 | 0.00026189
8324 | 0.0002039 | 0.00014369 | 0 | 2.7171 | 2.8909 | 3.0192 | 3.7672 | 4.1333 | 4.4187 | 0.00025517
8325 | 0.0002039 | 0.00014133 | 0 | 2.7162 | 2.8909 | 3.0192 | 3.7654 | 4.1333 | 4.4187 | 0.0002655
8326 | 0.0002039 | 0.00013925 | 0 | 2.7093 | 2.8899 | 3.0192 | 3.7512 | 4.1312 | 4.4187 | 7.0472e-06
8327 | 0.0002039 | 0.00014245 | 0 | 2.7032 | 2.8899 | 3.0192 | 3.7389 | 4.1312 | 4.4187 | 1.3767e-05
8328 | 0.0002039 | 0.00014196 | 0 | 2.6946 | 2.8899 | 3.0192 | 3.7215 | 4.1312 | 4.4187 | 1.5897e-05
8329 | 0.0002039 | 0.00014225 | 0 | 2.6835 | 2.8889 | 3.0192 | 3.699 | 4.129 | 4.4187 | 3.1467e-05
8330 | 0.0002039 | 0.00014184 | 0 | 2.6835 | 2.8889 | 3.0192 | 3.699 | 4.129 | 4.4187 | 1.9503e-05
8331 | 0.0002039 | 0.00014237 | 0 | 2.6827 | 2.8889 | 3.0192 | 3.6973 | 4.129 | 4.4187 | 2.5239e-05
8332 | 0.0002039 | 0.00014024 | 0 | 2.6734 | 2.8889 | 3.0192 | 3.6785 | 4.129 | 4.4187 | 2.0158e-05
8333 | 0.0002039 | 0.00014125 | 0 | 2.6742 | 2.8899 | 3.0192 | 3.6802 | 4.1312 | 4.4187 | 3.0975e-05
8334 | 0.0002039 | 0.00013942 | 0 | 2.6708 | 2.8889 | 3.0192 | 3.6735 | 4.129 | 4.4187 | 2.9172e-05
8335 | 0.0002039 | 0.00014314 | 0 | 2.6666 | 2.8889 | 3.0192 | 3.665 | 4.129 | 4.4187 | 0.00060967
8336 | 0.0002039 | 0.00014319 | 0.0013284 | 2.681 | 2.8889 | 3.0192 | 3.6939 | 4.129 | 4.4187 | 0.00058803
8337 | 0.0002039 | 0.00014366 | 0.0048129 | 2.7162 | 2.8879 | 3.0192 | 3.7654 | 4.1269 | 4.4187 | 8.5386e-05
8338 | 0.0002039 | 0.00014335 | 0.0098184 | 2.7515 | 2.8879 | 3.0192 | 3.8379 | 4.1269 | 4.4187 | 7.7192e-05
8339 | 0.0002039 | 0.00014383 | 0.015016 | 2.7758 | 2.8879 | 3.0192 | 3.8885 | 4.1269 | 4.4187 | 9.5875e-05
8340 | 0.0002039 | 0.00014386 | 0.015161 | 2.7932 | 2.8879 | 3.0192 | 3.9248 | 4.1269 | 4.4187 | 7.965e-05
8341 | 0.0002039 | 0.00014375 | 0.009674 | 2.8071 | 2.8879 | 3.0192 | 3.954 | 4.1269 | 4.4187 | 9.1942e-05
8342 | 0.0002039 | 0.00014377 | 0.0051017 | 2.8015 | 2.8879 | 3.0192 | 3.9423 | 4.1269 | 4.4187 | 8.1125e-05
8343 | 0.0002039 | 0.00014354 | 0.00086633 | 2.7722 | 2.8869 | 3.0192 | 3.8809 | 4.1247 | 4.4187 | 0.00027976
8344 | 0.0002039 | 0.00014351 | 0 | 2.7162 | 2.8869 | 3.0192 | 3.7654 | 4.1247 | 4.4187 | 0.00031631
8345 | 0.0002039 | 0.00014368 | 0 | 2.6981 | 2.8879 | 3.0192 | 3.7284 | 4.1269 | 4.4187 | 4.9822e-05
8346 | 0.0002039 | 0.00014278 | 0 | 2.6793 | 2.8879 | 3.0192 | 3.6905 | 4.1269 | 4.4187 | 4.8347e-05
8347 | 0.0002039 | 0.00014417 | 0 | 2.6692 | 2.8879 | 3.0192 | 3.6701 | 4.1269 | 4.4187 | 5.0478e-05
8348 | 0.0002039 | 0.00014287 | 0 | 2.67 | 2.8879 | 3.0192 | 3.6718 | 4.1269 | 4.4187 | 0.00017126
8349 | 0.0002039 | 0.00014262 | 0 | 2.6835 | 2.8879 | 3.0192 | 3.699 | 4.1269 | 4.4187 | 0.00019601
8350 | 0.0002039 | 0.00014208 | 0 | 2.6751 | 2.8879 | 3.0192 | 3.6819 | 4.1269 | 4.4187 | 0.00019945
8351 | 0.0002039 | 0.00014303 | 0 | 2.6641 | 2.8869 | 3.0192 | 3.66 | 4.1247 | 4.4187 | 3.7694e-05
8352 | 0.0002039 | 0.00014233 | 0 | 2.6658 | 2.8869 | 3.0192 | 3.6633 | 4.1247 | 4.4187 | 1.5242e-05
8353 | 0.0002039 | 0.00014023 | 0 | 2.6717 | 2.8869 | 3.0192 | 3.6751 | 4.1247 | 4.4187 | 3.835e-05
8354 | 0.0002039 | 0.00014227 | 0 | 2.6625 | 2.8869 | 3.0192 | 3.6566 | 4.1247 | 4.4187 | 2.0158e-05
8355 | 0.0002039 | 0.00014214 | 0 | 2.6625 | 2.8869 | 3.0192 | 3.6566 | 4.1247 | 4.4187 | 2.1469e-05
8356 | 0.0002039 | 0.00014242 | 0 | 2.6633 | 2.8869 | 3.0192 | 3.6583 | 4.1247 | 4.4187 | 2.7533e-05
8357 | 0.0002039 | 0.00014266 | 0 | 2.6683 | 2.8879 | 3.0192 | 3.6684 | 4.1269 | 4.4187 | 2.9828e-05
8358 | 0.0002039 | 0.00014235 | 0 | 2.6658 | 2.8879 | 3.0192 | 3.6633 | 4.1269 | 4.4187 | 1.2292e-05
8359 | 0.0002039 | 0.00014357 | 0 | 2.6566 | 2.8869 | 3.0192 | 3.6449 | 4.1247 | 4.4187 | 0.00061278
8360 | 0.0002039 | 0.0001434 | 0.00063531 | 2.6658 | 2.8869 | 3.0192 | 3.6633 | 4.1247 | 4.4187 | 0.00064228
8361 | 0.0002039 | 0.00014377 | 0.0034653 | 2.6827 | 2.8869 | 3.0192 | 3.6973 | 4.1247 | 4.4187 | 0.0001103
8362 | 0.0002039 | 0.00014262 | 0.0040429 | 2.7084 | 2.8869 | 3.0192 | 3.7495 | 4.1247 | 4.4187 | 7.5225e-05
8363 | 0.0002039 | 0.00014197 | 0.0042354 | 2.7267 | 2.8869 | 3.0192 | 3.7869 | 4.1247 | 4.4187 | 7.4242e-05
8364 | 0.0002039 | 0.00014334 | 0.0069306 | 2.739 | 2.8869 | 3.0192 | 3.8122 | 4.1247 | 4.4187 | 8.9155e-05
8365 | 0.0002039 | 0.00014374 | 0.0069306 | 2.7444 | 2.8859 | 3.0192 | 3.8232 | 4.1226 | 4.4187 | 8.3747e-05
8366 | 0.0002039 | 0.00014355 | 0.0039707 | 2.739 | 2.8859 | 3.0192 | 3.8122 | 4.1226 | 4.4187 | 9.8005e-05
8367 | 0.0002039 | 0.00014375 | 0.0010396 | 2.7285 | 2.8869 | 3.0192 | 3.7905 | 4.1247 | 4.4187 | 0.00026812
8368 | 0.0002039 | 0.00014312 | 0 | 2.7171 | 2.8869 | 3.0192 | 3.7672 | 4.1247 | 4.4187 | 0.00031827
8369 | 0.0002039 | 0.00014356 | 0 | 2.711 | 2.8869 | 3.0192 | 3.7548 | 4.1247 | 4.4187 | 5.2608e-05
8370 | 0.0002039 | 0.00014199 | 0 | 2.7093 | 2.8879 | 3.0192 | 3.7512 | 4.1269 | 4.4187 | 4.0644e-05
8371 | 0.0002039 | 0.00014427 | 0 | 2.7119 | 2.8889 | 3.0192 | 3.7565 | 4.129 | 4.4187 | 4.7855e-05
8372 | 0.0002039 | 0.00014363 | 0 | 2.7006 | 2.8889 | 3.0192 | 3.7337 | 4.129 | 4.4187 | 0.00016733
8373 | 0.0002039 | 0.00014292 | 0 | 2.6666 | 2.8889 | 3.0192 | 3.665 | 4.129 | 4.4187 | 0.00014881
8374 | 0.0002039 | 0.00013987 | 0 | 2.6574 | 2.8879 | 3.0192 | 3.6466 | 4.1269 | 4.4187 | 0.0001906
8375 | 0.0002039 | 0.00014194 | 0 | 2.6608 | 2.8879 | 3.0192 | 3.6533 | 4.1269 | 4.4187 | 2.7369e-05
8376 | 0.0002039 | 0.0001421 | 0 | 2.6625 | 2.8879 | 3.0192 | 3.6566 | 4.1269 | 4.4187 | 1.0489e-05
8377 | 0.0002039 | 0.00014193 | 0 | 2.6717 | 2.8869 | 3.0192 | 3.6751 | 4.1247 | 4.4187 | 1.1144e-05
8378 | 0.0002039 | 0.00014151 | 0 | 2.6784 | 2.8869 | 3.0192 | 3.6887 | 4.1247 | 4.4187 | 9.3417e-06
8379 | 0.0002039 | 0.0001419 | 0 | 2.6742 | 2.8869 | 3.0192 | 3.6802 | 4.1247 | 4.4187 | 1.2292e-05
8380 | 0.0002039 | 0.00014141 | 0 | 2.6549 | 2.8869 | 3.0192 | 3.6416 | 4.1247 | 4.4187 | 1.0981e-05
8381 | 0.0002039 | 0.00014184 | 0 | 2.6417 | 2.8869 | 3.0192 | 3.6151 | 4.1247 | 4.4187 | 7.8667e-06
8382 | 0.0002039 | 0.00014167 | 0 | 2.6583 | 2.8879 | 3.0192 | 3.6482 | 4.1269 | 4.4187 | 9.3417e-06
8383 | 0.0002039 | 0.00014354 | 0 | 2.6525 | 2.8889 | 3.0192 | 3.6366 | 4.129 | 4.4187 | 0.0005641
8384 | 0.0002039 | 0.00014388 | 0.00046204 | 2.6717 | 2.8889 | 3.0192 | 3.6751 | 4.129 | 4.4187 | 6.5719e-05
8385 | 0.0002039 | 0.00014332 | 0.0021658 | 2.7067 | 2.8889 | 3.0192 | 3.7459 | 4.129 | 4.4187 | 7.293e-05
8386 | 0.0002039 | 0.00014351 | 0.0083745 | 2.7453 | 2.8889 | 3.0192 | 3.825 | 4.129 | 4.4187 | 0.00010063
8387 | 0.0002039 | 0.00014213 | 0.0072194 | 2.7749 | 2.8869 | 3.0192 | 3.8866 | 4.1247 | 4.4187 | 7.1128e-05
8388 | 0.0002039 | 0.000144 | 0.008952 | 2.7969 | 2.8869 | 3.0192 | 3.9326 | 4.1247 | 4.4187 | 0.00023485
8389 | 0.0002039 | 0.00014387 | 0.008952 | 2.8164 | 2.8869 | 3.0192 | 3.9737 | 4.1247 | 4.4187 | 8.85e-05
8390 | 0.0002039 | 0.00014404 | 0.0046204 | 2.8296 | 2.8869 | 3.0192 | 4.0017 | 4.1247 | 4.4187 | 9.6039e-05
8391 | 0.0002039 | 0.00014392 | 0.0012995 | 2.8043 | 2.8869 | 3.0192 | 3.9481 | 4.1247 | 4.4187 | 8.3092e-05
8392 | 0.0002039 | 0.00014388 | 0 | 2.7758 | 2.8869 | 3.0192 | 3.8885 | 4.1247 | 4.4187 | 8.1289e-05
8393 | 0.0002039 | 0.00014375 | 0 | 2.7569 | 2.8869 | 3.0192 | 3.849 | 4.1247 | 4.4187 | 7.8339e-05
8394 | 0.0002039 | 0.00014382 | 0 | 2.756 | 2.8869 | 3.0192 | 3.8472 | 4.1247 | 4.4187 | 0.00024141
8395 | 0.0002039 | 0.00014268 | 0 | 2.7426 | 2.8879 | 3.0192 | 3.8195 | 4.1269 | 4.4187 | 0.00025993
8396 | 0.0002039 | 0.00014325 | 0 | 2.739 | 2.8879 | 3.0192 | 3.8122 | 4.1269 | 4.4187 | 0.00023174
8397 | 0.0002039 | 0.0001425 | 0 | 2.7417 | 2.8879 | 3.0192 | 3.8177 | 4.1269 | 4.4187 | 0.00026697
8398 | 0.0002039 | 0.00014154 | 0 | 2.7453 | 2.8869 | 3.0192 | 3.825 | 4.1247 | 4.4187 | 1.7372e-05
8399 | 0.0002039 | 0.00014179 | 0 | 2.7533 | 2.8869 | 3.0192 | 3.8416 | 4.1247 | 4.4187 | 1.1308e-05
8400 | 0.0002039 | 0.00014104 | 0 | 2.756 | 2.8859 | 3.0192 | 3.8472 | 4.1226 | 4.4187 | 1.5733e-05
8401 | 0.0002039 | 0.00014211 | 0 | 2.7695 | 2.8859 | 3.0192 | 3.8752 | 4.1226 | 4.4187 | 1.6225e-05
8402 | 0.0002039 | 0.00014116 | 0 | 2.7749 | 2.8859 | 3.0192 | 3.8866 | 4.1226 | 4.4187 | 8.5222e-06
8403 | 0.0002039 | 0.00014197 | 0 | 2.7795 | 2.8849 | 3.0192 | 3.8961 | 4.1205 | 4.4187 | 1.5569e-05
8404 | 0.0002039 | 0.00013975 | 0 | 2.7777 | 2.8849 | 3.0192 | 3.8923 | 4.1205 | 4.4187 | 1.5078e-05
8405 | 0.0002039 | 0.00014111 | 0 | 2.7777 | 2.8849 | 3.0192 | 3.8923 | 4.1205 | 4.4187 | 9.5055e-06
8406 | 0.0002039 | 0.00014115 | 0 | 2.7749 | 2.8859 | 3.0192 | 3.8866 | 4.1226 | 4.4187 | 1.8028e-05
8407 | 0.0002039 | 0.00014368 | 0 | 2.774 | 2.8859 | 3.0192 | 3.8847 | 4.1226 | 4.4187 | 0.0006331
8408 | 0.0002039 | 0.00014398 | 0.00092408 | 2.7877 | 2.8859 | 3.0192 | 3.9133 | 4.1226 | 4.4187 | 8.9647e-05
8409 | 0.0002039 | 0.00014411 | 0.0037541 | 2.8034 | 2.8859 | 3.0192 | 3.9462 | 4.1226 | 4.4187 | 5.8017e-05
8410 | 0.0002039 | 0.00014411 | 0.0099627 | 2.8258 | 2.8859 | 3.0192 | 3.9936 | 4.1226 | 4.4187 | 7.2111e-05
8411 | 0.0002039 | 0.00014401 | 0.011407 | 2.8529 | 2.8849 | 3.0192 | 4.0515 | 4.1205 | 4.4187 | 8.7353e-05
8412 | 0.0002039 | 0.00014378 | 0.011407 | 2.8728 | 2.8849 | 3.0192 | 4.0941 | 4.1205 | 4.4187 | 0.00021273
8413 | 0.0002039 | 0.00014414 | 0.0069306 | 2.8816 | 2.8849 | 3.0192 | 4.1131 | 4.1205 | 4.4187 | 9.2269e-05
8414 | 0.0002039 | 0.00014315 | 0.0036386 | 2.8845 | 2.8849 | 3.0192 | 4.1195 | 4.1205 | 4.4187 | 9.0303e-05
8415 | 0.0002039 | 0.00014402 | 0.0013284 | 2.8621 | 2.8849 | 3.0192 | 4.0711 | 4.1205 | 4.4187 | 0.00010079
8416 | 0.0002039 | 0.00014337 | 0 | 2.8391 | 2.8859 | 3.0192 | 4.0218 | 4.1226 | 4.4187 | 6.998e-05
8417 | 0.0002039 | 0.00014362 | 0 | 2.8174 | 2.8859 | 3.0192 | 3.9757 | 4.1226 | 4.4187 | 7.4242e-05
8418 | 0.0002039 | 0.00014363 | 0 | 2.8118 | 2.8859 | 3.0192 | 3.9639 | 4.1226 | 4.4187 | 0.00022174
8419 | 0.0002039 | 0.00014422 | 0 | 2.8052 | 2.8859 | 3.0192 | 3.9501 | 4.1226 | 4.4187 | 0.00031778
8420 | 0.0002039 | 0.00014324 | 0 | 2.8052 | 2.8859 | 3.0192 | 3.9501 | 4.1226 | 4.4187 | 0.00022191
8421 | 0.0002039 | 0.00014275 | 0 | 2.8127 | 2.8859 | 3.0192 | 3.9658 | 4.1226 | 4.4187 | 0.00025665
8422 | 0.0002039 | 0.00014198 | 0 | 2.8183 | 2.8849 | 3.0192 | 3.9777 | 4.1205 | 4.4187 | 1.0325e-05
8423 | 0.0002039 | 0.00014198 | 0 | 2.8136 | 2.8859 | 3.0192 | 3.9678 | 4.1226 | 4.4187 | 1.0981e-05
8424 | 0.0002039 | 0.00014165 | 0 | 2.7988 | 2.8859 | 3.0192 | 3.9365 | 4.1226 | 4.4187 | 8.6861e-06
8425 | 0.0002039 | 0.00014211 | 0 | 2.785 | 2.8859 | 3.0192 | 3.9075 | 4.1226 | 4.4187 | 2.1797e-05
8426 | 0.0002039 | 0.00014241 | 0 | 2.7686 | 2.8859 | 3.0192 | 3.8733 | 4.1226 | 4.4187 | 1.3767e-05
8427 | 0.0002039 | 0.00014215 | 0 | 2.739 | 2.8869 | 3.0192 | 3.8122 | 4.1247 | 4.4187 | 1.1144e-05
8428 | 0.0002039 | 0.00014197 | 0 | 2.7241 | 2.8869 | 3.0192 | 3.7815 | 4.1247 | 4.4187 | 1.4094e-05
8429 | 0.0002039 | 0.00014125 | 0 | 2.7373 | 2.8869 | 3.0192 | 3.8086 | 4.1247 | 4.4187 | 8.5222e-06
8430 | 0.0002039 | 0.00014044 | 0 | 2.7497 | 2.8869 | 3.0192 | 3.8342 | 4.1247 | 4.4187 | 9.9972e-06
8431 | 0.0002039 | 0.00014389 | 0 | 2.7578 | 2.8869 | 3.0192 | 3.8509 | 4.1247 | 4.4187 | 0.00060967
8432 | 0.0002039 | 0.00014408 | 0.0011551 | 2.7668 | 2.8859 | 3.0192 | 3.8696 | 4.1226 | 4.4187 | 7.0144e-05
8433 | 0.0002039 | 0.00014409 | 0.00566 | 2.7786 | 2.8859 | 3.0192 | 3.8942 | 4.1226 | 4.4187 | 6.3917e-05
8434 | 0.0002039 | 0.00014421 | 0.01184 | 2.8006 | 2.8859 | 3.0192 | 3.9403 | 4.1226 | 4.4187 | 8.768e-05
8435 | 0.0002039 | 0.0001439 | 0.012273 | 2.8202 | 2.8869 | 3.0192 | 3.9817 | 4.1247 | 4.4187 | 7.1128e-05
8436 | 0.0002039 | 0.00014066 | 0.0092408 | 2.8563 | 2.8869 | 3.0192 | 4.0587 | 4.1247 | 4.4187 | 0.00022633
8437 | 0.0002039 | 0.00014414 | 0.0058477 | 2.8708 | 2.8869 | 3.0192 | 4.0899 | 4.1247 | 4.4187 | 9.6367e-05
8438 | 0.0002039 | 0.0001443 | 0.0057755 | 2.8553 | 2.8879 | 3.0192 | 4.0566 | 4.1269 | 4.4187 | 0.00011915
8439 | 0.0002039 | 0.00014423 | 0.0015016 | 2.8381 | 2.8889 | 3.0192 | 4.0198 | 4.129 | 4.4187 | 7.8011e-05
8440 | 0.0002039 | 0.00014414 | 0 | 2.8164 | 2.8889 | 3.0192 | 3.9737 | 4.129 | 4.4187 | 7.293e-05
8441 | 0.0002039 | 0.00014402 | 0 | 2.808 | 2.8889 | 3.0192 | 3.956 | 4.129 | 4.4187 | 5.7033e-05
8442 | 0.0002039 | 0.00014424 | 0 | 2.7914 | 2.8889 | 3.0192 | 3.921 | 4.129 | 4.4187 | 0.00024649
8443 | 0.0002039 | 0.00014439 | 0 | 2.7578 | 2.8889 | 3.0192 | 3.8509 | 4.129 | 4.4187 | 0.00025681
8444 | 0.0002039 | 0.00014335 | 0 | 2.739 | 2.8879 | 3.0192 | 3.8122 | 4.1269 | 4.4187 | 0.00024239
8445 | 0.0002039 | 0.00014172 | 0 | 2.7215 | 2.8879 | 3.0192 | 3.7761 | 4.1269 | 4.4187 | 0.00026419
8446 | 0.0002039 | 0.00014191 | 0 | 2.7127 | 2.8889 | 3.0192 | 3.7583 | 4.129 | 4.4187 | 1.5406e-05
8447 | 0.0002039 | 0.00014284 | 0 | 2.7006 | 2.8889 | 3.0192 | 3.7337 | 4.129 | 4.4187 | 1.3275e-05
8448 | 0.0002039 | 0.0001419 | 0 | 2.6776 | 2.8889 | 3.0192 | 3.687 | 4.129 | 4.4187 | 1.3111e-05
8449 | 0.0002039 | 0.00014116 | 0 | 2.665 | 2.8889 | 3.0192 | 3.6616 | 4.129 | 4.4187 | 1.6717e-05
8450 | 0.0002039 | 0.00013967 | 0 | 2.6583 | 2.8889 | 3.0192 | 3.6482 | 4.129 | 4.4187 | 1.0161e-05
8451 | 0.0002039 | 0.00014206 | 0 | 2.6784 | 2.8889 | 3.0192 | 3.6887 | 4.129 | 4.4187 | 1.3111e-05
8452 | 0.0002039 | 0.00013998 | 0 | 2.6566 | 2.8889 | 3.0192 | 3.6449 | 4.129 | 4.4187 | 1.2947e-05
8453 | 0.0002039 | 0.00014059 | 0 | 2.6725 | 2.8889 | 3.0192 | 3.6768 | 4.129 | 4.4187 | 1.8683e-05
8454 | 0.0002039 | 0.00014145 | 0 | 2.6734 | 2.8889 | 3.0192 | 3.6785 | 4.129 | 4.4187 | 1.1964e-05
8455 | 0.0002039 | 0.00014395 | 0 | 2.6793 | 2.8889 | 3.0192 | 3.6905 | 4.129 | 4.4187 | 0.00065621
8456 | 0.0002039 | 0.00014424 | 0.0015883 | 2.6784 | 2.8889 | 3.0192 | 3.6887 | 4.129 | 4.4187 | 7.4405e-05
8457 | 0.0002039 | 0.00014436 | 0.0072194 | 2.7329 | 2.8889 | 3.0192 | 3.7995 | 4.129 | 4.4187 | 8.4239e-05
8458 | 0.0002039 | 0.0001436 | 0.013717 | 2.7695 | 2.8889 | 3.0192 | 3.8752 | 4.129 | 4.4187 | 9.9808e-05
8459 | 0.0002039 | 0.00014408 | 0.017615 | 2.808 | 2.8889 | 3.0192 | 3.956 | 4.129 | 4.4187 | 9.0467e-05
8460 | 0.0002039 | 0.00014434 | 0.020359 | 2.8486 | 2.8889 | 3.0192 | 4.0422 | 4.129 | 4.4187 | 0.00020912
8461 | 0.0002039 | 0.00014399 | 0.018337 | 2.864 | 2.8889 | 3.0192 | 4.0753 | 4.129 | 4.4187 | 7.883e-05
8462 | 0.00019906 | 0.00014297 | 0.009674 | 2.8855 | 2.8889 | 3.0192 | 4.1216 | 4.129 | 4.4187 | 8.4567e-05
8463 | 0.0001979 | 0.00014255 | 0.0017904 | 2.8429 | 2.8889 | 3.0192 | 4.03 | 4.129 | 4.4187 | 0.00010096
8464 | 0.00018746 | 0.00013936 | 0 | 2.7941 | 2.8889 | 3.0192 | 3.9268 | 4.129 | 4.4187 | 5.6542e-05
8465 | 0.0002037 | 0.00014409 | 0 | 2.7713 | 2.8889 | 3.0192 | 3.879 | 4.129 | 4.4187 | 6.1786e-05
8466 | 0.00019031 | 0.00013969 | 0 | 2.7722 | 2.8899 | 3.0192 | 3.8809 | 4.1312 | 4.4187 | 0.0002496
8467 | 0.0002039 | 0.00014471 | 0 | 2.7767 | 2.8889 | 3.0192 | 3.8904 | 4.129 | 4.4187 | 0.00024829
8468 | 0.0002039 | 0.00014277 | 0 | 2.774 | 2.8889 | 3.0192 | 3.8847 | 4.129 | 4.4187 | 0.00026402
8469 | 0.0002039 | 0.00014132 | 0 | 2.784 | 2.8899 | 3.0192 | 3.9056 | 4.1312 | 4.4187 | 0.00024551
8470 | 0.0002039 | 0.00014249 | 0 | 2.796 | 2.8899 | 3.0192 | 3.9306 | 4.1312 | 4.4187 | 1.3439e-05
8471 | 0.0002039 | 0.00014249 | 0 | 2.7997 | 2.8899 | 3.0192 | 3.9384 | 4.1312 | 4.4187 | 9.6694e-06
8472 | 0.0002039 | 0.0001412 | 0 | 2.7895 | 2.8899 | 3.0192 | 3.9171 | 4.1312 | 4.4187 | 6.2278e-06
8473 | 0.0002039 | 0.00014193 | 0 | 2.7777 | 2.8899 | 3.0192 | 3.8923 | 4.1312 | 4.4187 | 1.2619e-05
8474 | 0.0002039 | 0.00014117 | 0 | 2.7722 | 2.8899 | 3.0192 | 3.8809 | 4.1312 | 4.4187 | 2.3928e-05
8475 | 0.0002039 | 0.0001402 | 0 | 2.8108 | 2.8899 | 3.0192 | 3.9619 | 4.1312 | 4.4187 | 7.0472e-06
8476 | 0.0002039 | 0.00014154 | 0 | 2.8025 | 2.8899 | 3.0192 | 3.9442 | 4.1312 | 4.4187 | 1.5569e-05
8477 | 0.0002039 | 0.00014195 | 0 | 2.7951 | 2.8899 | 3.0192 | 3.9287 | 4.1312 | 4.4187 | 1.4094e-05
8478 | 0.0002039 | 0.0001407 | 0 | 2.8052 | 2.8899 | 3.0192 | 3.9501 | 4.1312 | 4.4187 | 1.0161e-05
8479 | 0.0002039 | 0.00014401 | 0 | 2.7978 | 2.8899 | 3.0192 | 3.9345 | 4.1312 | 4.4187 | 0.00063556
8480 | 0.0002039 | 0.0001443 | 0.00075082 | 2.8249 | 2.8889 | 3.0192 | 3.9916 | 4.129 | 4.4187 | 6.3589e-05
8481 | 0.00019726 | 0.00014207 | 0.0027434 | 2.8573 | 2.8899 | 3.0192 | 4.0608 | 4.1312 | 4.4187 | 6.3261e-05
8482 | 0.00019014 | 0.00013978 | 0.0076525 | 2.8757 | 2.8899 | 3.0192 | 4.1004 | 4.1312 | 4.4187 | 0.00010833
8483 | 0.00018876 | 0.00013958 | 0.013284 | 2.8944 | 2.8899 | 3.0192 | 4.1409 | 4.1312 | 4.4187 | 9.145e-05
8484 | 0.00018195 | 0.00013778 | 0.0059488 | 2.9284 | 2.8899 | 3.0192 | 4.2154 | 4.1312 | 4.4187 | 0.00022174
8485 | 0.00018722 | 0.00013766 | 0.0035375 | 2.9498 | 2.8899 | 3.0192 | 4.2627 | 4.1312 | 4.4187 | 7.6864e-05
8486 | 0.00018572 | 0.0001389 | 0.0023102 | 2.9498 | 2.8899 | 3.0192 | 4.2627 | 4.1312 | 4.4187 | 9.3417e-05
8487 | 0.00017543 | 0.00013585 | 0.00057755 | 2.9243 | 2.8899 | 3.0192 | 4.2065 | 4.1312 | 4.4187 | 7.8339e-05
8488 | 0.00019054 | 0.00014032 | 0 | 2.8944 | 2.8899 | 3.0192 | 4.1409 | 4.1312 | 4.4187 | 8.5878e-05
8489 | 0.00017123 | 0.00013408 | 0 | 2.8582 | 2.8899 | 3.0192 | 4.0628 | 4.1312 | 4.4187 | 6.8997e-05
8490 | 0.0001771 | 0.00013643 | 0 | 2.8496 | 2.8899 | 3.0192 | 4.0443 | 4.1312 | 4.4187 | 0.00027681
8491 | 0.0002039 | 0.00014403 | 0 | 2.8419 | 2.8889 | 3.0192 | 4.0279 | 4.129 | 4.4187 | 0.00026796
8492 | 0.0002039 | 0.0001444 | 0 | 2.8202 | 2.8889 | 3.0192 | 3.9817 | 4.129 | 4.4187 | 0.00029598
8493 | 0.0002039 | 0.00014275 | 0 | 2.7988 | 2.8879 | 3.0192 | 3.9365 | 4.1269 | 4.4187 | 0.00022895
8494 | 0.0002039 | 0.00014305 | 0 | 2.7978 | 2.8889 | 3.0192 | 3.9345 | 4.129 | 4.4187 | 8.1944e-06
8495 | 0.0002039 | 0.00014171 | 0 | 2.7859 | 2.8899 | 3.0192 | 3.9094 | 4.1312 | 4.4187 | 1.5242e-05
8496 | 0.0002039 | 0.0001433 | 0 | 2.7777 | 2.8899 | 3.0192 | 3.8923 | 4.1312 | 4.4187 | 2.6714e-05
8497 | 0.0002039 | 0.00014325 | 0 | 2.7677 | 2.8899 | 3.0192 | 3.8715 | 4.1312 | 4.4187 | 2.8353e-05
8498 | 0.0002039 | 0.00014085 | 0 | 2.7659 | 2.8899 | 3.0192 | 3.8677 | 4.1312 | 4.4187 | 3.1139e-05
8499 | 0.0002039 | 0.0001429 | 0 | 2.7551 | 2.8889 | 3.0192 | 3.8453 | 4.129 | 4.4187 | 2.0486e-05
8500 | 0.0002039 | 0.00014324 | 0 | 2.7569 | 2.8889 | 3.0192 | 3.849 | 4.129 | 4.4187 | 1.4914e-05
8501 | 0.0002039 | 0.0001437 | 0 | 2.7596 | 2.8889 | 3.0192 | 3.8546 | 4.129 | 4.4187 | 2.5894e-05
8502 | 0.0002039 | 0.00014217 | 0 | 2.7641 | 2.8889 | 3.0192 | 3.864 | 4.129 | 4.4187 | 2.7206e-05
8503 | 0.0002039 | 0.00014345 | 0 | 2.7497 | 2.8889 | 3.0192 | 3.8342 | 4.129 | 4.4187 | 0.00068112
8504 | 0.0002039 | 0.00014413 | 0.0010396 | 2.7659 | 2.8899 | 3.0192 | 3.8677 | 4.1312 | 4.4187 | 0.0006585
8505 | 0.00018979 | 0.00014023 | 0.0049669 | 2.785 | 2.8899 | 3.0192 | 3.9075 | 4.1312 | 4.4187 | 9.2925e-05
8506 | 0.00017425 | 0.00013558 | 0.012706 | 2.8211 | 2.8899 | 3.0192 | 3.9837 | 4.1312 | 4.4187 | 0.00010931
8507 | 0.00016603 | 0.00013323 | 0.015594 | 2.84 | 2.8899 | 3.0192 | 4.0239 | 4.1312 | 4.4187 | 8.5222e-05
8508 | 0.00017674 | 0.0001363 | 0.013284 | 2.8544 | 2.8889 | 3.0192 | 4.0546 | 4.129 | 4.4187 | 7.4733e-05
8509 | 0.00018795 | 0.00013984 | 0.008952 | 2.8728 | 2.8889 | 3.0192 | 4.0941 | 4.129 | 4.4187 | 8.7025e-05
8510 | 0.00019659 | 0.00014212 | 0.0043894 | 2.8553 | 2.8889 | 3.0192 | 4.0566 | 4.129 | 4.4187 | 0.00010112
8511 | 0.00016318 | 0.0001321 | 0.0010396 | 2.8277 | 2.8889 | 3.0192 | 3.9976 | 4.129 | 4.4187 | 0.0002732
8512 | 0.00015213 | 0.00012835 | 0 | 2.8099 | 2.8889 | 3.0192 | 3.9599 | 4.129 | 4.4187 | 0.00028795
8513 | 0.00017437 | 0.00013581 | 0 | 2.8025 | 2.8889 | 3.0192 | 3.9442 | 4.129 | 4.4187 | 4.4086e-05
8514 | 0.00018787 | 0.00013982 | 0 | 2.7804 | 2.8889 | 3.0192 | 3.898 | 4.129 | 4.4187 | 4.5889e-05
8515 | 0.0002039 | 0.00014505 | 0 | 2.7786 | 2.8889 | 3.0192 | 3.8942 | 4.129 | 4.4187 | 4.6872e-05
8516 | 0.0002039 | 0.0001443 | 0 | 2.7804 | 2.8879 | 3.0192 | 3.898 | 4.1269 | 4.4187 | 0.00018208
8517 | 0.0002039 | 0.00014309 | 0 | 2.7695 | 2.8889 | 3.0192 | 3.8752 | 4.129 | 4.4187 | 0.00017913
8518 | 0.0002039 | 0.00014214 | 0 | 2.7731 | 2.8889 | 3.0192 | 3.8828 | 4.129 | 4.4187 | 0.00016077
8519 | 0.0002039 | 0.0001423 | 0 | 2.7668 | 2.8889 | 3.0192 | 3.8696 | 4.129 | 4.4187 | 2.1633e-05
8520 | 0.0002039 | 0.00014235 | 0 | 2.7596 | 2.8889 | 3.0192 | 3.8546 | 4.129 | 4.4187 | 2.9828e-05
8521 | 0.0002039 | 0.00014299 | 0 | 2.7569 | 2.8889 | 3.0192 | 3.849 | 4.129 | 4.4187 | 2.5731e-05
8522 | 0.0002039 | 0.00014212 | 0 | 2.7578 | 2.8889 | 3.0192 | 3.8509 | 4.129 | 4.4187 | 2.9828e-05
8523 | 0.0002039 | 0.00014124 | 0 | 2.7551 | 2.8879 | 3.0192 | 3.8453 | 4.1269 | 4.4187 | 3.0156e-05
8524 | 0.0002039 | 0.00014184 | 0 | 2.7641 | 2.8869 | 3.0192 | 3.864 | 4.1247 | 4.4187 | 2.5403e-05
8525 | 0.0002039 | 0.0001415 | 0 | 2.7659 | 2.8869 | 3.0192 | 3.8677 | 4.1247 | 4.4187 | 3.4089e-05
8526 | 0.0002039 | 0.00014298 | 0 | 2.7614 | 2.8869 | 3.0192 | 3.8583 | 4.1247 | 4.4187 | 2.1633e-05
8527 | 0.0002039 | 0.00014448 | 0 | 2.7578 | 2.8869 | 3.0192 | 3.8509 | 4.1247 | 4.4187 | 0.00061147
8528 | 0.0002039 | 0.00014455 | 0.00075082 | 2.7587 | 2.8869 | 3.0192 | 3.8527 | 4.1247 | 4.4187 | 0.00056853
8529 | 0.0002039 | 0.00014463 | 0.0023102 | 2.7932 | 2.8869 | 3.0192 | 3.9248 | 4.1247 | 4.4187 | 8.7517e-05
8530 | 0.0002039 | 0.00014452 | 0.0027722 | 2.8287 | 2.8869 | 3.0192 | 3.9996 | 4.1247 | 4.4187 | 7.9158e-05
8531 | 0.0002039 | 0.00014379 | 0.0043894 | 2.8631 | 2.8869 | 3.0192 | 4.0732 | 4.1247 | 4.4187 | 8.6042e-05
8532 | 0.0002039 | 0.00014445 | 0.0031765 | 2.8845 | 2.8869 | 3.0192 | 4.1195 | 4.1247 | 4.4187 | 0.00010604
8533 | 0.0002039 | 0.00014472 | 0.0023824 | 2.9043 | 2.8869 | 3.0192 | 4.1625 | 4.1247 | 4.4187 | 9.0139e-05
8534 | 0.00020175 | 0.00014295 | 0.0016171 | 2.9013 | 2.8869 | 3.0192 | 4.156 | 4.1247 | 4.4187 | 8.5058e-05
8535 | 0.00019038 | 0.00013988 | 0.00046204 | 2.8865 | 2.8869 | 3.0192 | 4.1238 | 4.1247 | 4.4187 | 0.00032368
8536 | 0.00018544 | 0.00013893 | 0 | 2.8525 | 2.8859 | 3.0192 | 4.0505 | 4.1226 | 4.4187 | 0.00027959
8537 | 0.00018515 | 0.0001389 | 0 | 2.7951 | 2.8859 | 3.0192 | 3.9287 | 4.1226 | 4.4187 | 3.8678e-05
8538 | 0.00019758 | 0.00014219 | 0 | 2.7831 | 2.8859 | 3.0192 | 3.9037 | 4.1226 | 4.4187 | 5.2117e-05
8539 | 0.0002039 | 0.00014393 | 0 | 2.8155 | 2.8849 | 3.0192 | 3.9718 | 4.1205 | 4.4187 | 5.2117e-05
8540 | 0.0002039 | 0.00014397 | 0 | 2.8136 | 2.8849 | 3.0192 | 3.9678 | 4.1205 | 4.4187 | 0.00016291
8541 | 0.0002039 | 0.00014352 | 0 | 2.8006 | 2.8849 | 3.0192 | 3.9403 | 4.1205 | 4.4187 | 0.0001729
8542 | 0.0002039 | 0.00014392 | 0 | 2.8164 | 2.884 | 3.0192 | 3.9737 | 4.1183 | 4.4187 | 0.0001729
8543 | 0.0002039 | 0.00014412 | 0 | 2.8221 | 2.883 | 3.0192 | 3.9857 | 4.1162 | 4.4187 | 2.9008e-05
8544 | 0.0002039 | 0.00014288 | 0 | 2.8334 | 2.883 | 3.0192 | 4.0097 | 4.1162 | 4.4187 | 1.1472e-05
8545 | 0.0002039 | 0.00014485 | 0 | 2.8353 | 2.882 | 3.0192 | 4.0137 | 4.1141 | 4.4187 | 1.1636e-05
8546 | 0.0002039 | 0.0001449 | 0 | 2.8334 | 2.882 | 3.0192 | 4.0097 | 4.1141 | 4.4187 | 1.2619e-05
8547 | 0.0002039 | 0.0001422 | 0 | 2.8372 | 2.882 | 3.0192 | 4.0178 | 4.1141 | 4.4187 | 1.1472e-05
8548 | 0.0002039 | 0.00014481 | 0 | 2.8505 | 2.882 | 3.0192 | 4.0463 | 4.1141 | 4.4187 | 1.3931e-05
8549 | 0.0002039 | 0.00014491 | 0 | 2.8458 | 2.882 | 3.0192 | 4.0361 | 4.1141 | 4.4187 | 1.8192e-05
8550 | 0.0002039 | 0.00014406 | 0 | 2.8505 | 2.882 | 3.0192 | 4.0463 | 4.1141 | 4.4187 | 9.3417e-06
8551 | 0.0002039 | 0.00014428 | 0 | 2.8362 | 2.882 | 3.0192 | 4.0158 | 4.1141 | 4.4187 | 0.00065113
8552 | 0.0002039 | 0.00014415 | 0.00075082 | 2.8486 | 2.882 | 3.0192 | 4.0422 | 4.1141 | 4.4187 | 7.3422e-05
8553 | 0.00019698 | 0.0001426 | 0.0017327 | 2.866 | 2.882 | 3.0192 | 4.0795 | 4.1141 | 4.4187 | 7.1128e-05
8554 | 0.00018888 | 0.00013916 | 0.0033209 | 2.8718 | 2.883 | 3.0192 | 4.092 | 4.1162 | 4.4187 | 8.5386e-05
8555 | 0.00018773 | 0.00013976 | 0.0037541 | 2.9003 | 2.882 | 3.0192 | 4.1539 | 4.1141 | 4.4187 | 9.9644e-05
8556 | 0.00018803 | 0.00014012 | 0.0042354 | 2.9436 | 2.882 | 3.0192 | 4.2491 | 4.1141 | 4.4187 | 0.0002142
8557 | 0.00018919 | 0.00013938 | 0.0038263 | 2.9013 | 2.882 | 3.0192 | 4.156 | 4.1141 | 4.4187 | 9.3417e-05
8558 | 0.00018698 | 0.0001397 | 0.0031043 | 2.8934 | 2.882 | 3.0192 | 4.1388 | 4.1141 | 4.4187 | 9.0794e-05
8559 | 0.00017514 | 0.00013602 | 0.00072194 | 2.8767 | 2.882 | 3.0192 | 4.1026 | 4.1141 | 4.4187 | 8.7844e-05
8560 | 0.00019208 | 0.00014105 | 0 | 2.8534 | 2.882 | 3.0192 | 4.0525 | 4.1141 | 4.4187 | 6.5719e-05
8561 | 0.00020336 | 0.0001442 | 0 | 2.84 | 2.882 | 3.0192 | 4.0239 | 4.1141 | 4.4187 | 7.9486e-05
8562 | 0.00018981 | 0.00014043 | 0 | 2.7859 | 2.882 | 3.0192 | 3.9094 | 4.1141 | 4.4187 | 0.00026534
8563 | 0.0002039 | 0.000144 | 0 | 2.7704 | 2.881 | 3.0192 | 3.8771 | 4.112 | 4.4187 | 0.00024256
8564 | 0.0002039 | 0.00014514 | 0 | 2.7831 | 2.881 | 3.0192 | 3.9037 | 4.112 | 4.4187 | 0.00025403
8565 | 0.0002039 | 0.00014488 | 0 | 2.7731 | 2.881 | 3.0192 | 3.8828 | 4.112 | 4.4187 | 0.00024239
8566 | 0.0002039 | 0.00014459 | 0 | 2.7668 | 2.881 | 3.0192 | 3.8696 | 4.112 | 4.4187 | 1.1636e-05
8567 | 0.0002039 | 0.00014462 | 0 | 2.7822 | 2.881 | 3.0192 | 3.9018 | 4.112 | 4.4187 | 1.4586e-05
8568 | 0.0002039 | 0.00014247 | 0 | 2.785 | 2.88 | 3.0192 | 3.9075 | 4.1098 | 4.4187 | 1.2292e-05
8569 | 0.0002039 | 0.00014498 | 0 | 2.7886 | 2.881 | 3.0192 | 3.9152 | 4.112 | 4.4187 | 1.9339e-05
8570 | 0.0002039 | 0.00014415 | 0 | 2.7758 | 2.881 | 3.0192 | 3.8885 | 4.112 | 4.4187 | 1.8683e-05
8571 | 0.0002039 | 0.00014458 | 0 | 2.7731 | 2.881 | 3.0192 | 3.8828 | 4.112 | 4.4187 | 7.8667e-06
8572 | 0.0002039 | 0.00014416 | 0 | 2.7758 | 2.881 | 3.0192 | 3.8885 | 4.112 | 4.4187 | 8.6861e-06
8573 | 0.0002039 | 0.00014479 | 0 | 2.7695 | 2.881 | 3.0192 | 3.8752 | 4.112 | 4.4187 | 9.3417e-06
8574 | 0.0002039 | 0.00014478 | 0 | 2.7758 | 2.881 | 3.0192 | 3.8885 | 4.112 | 4.4187 | 1.6225e-05
8575 | 0.0002039 | 0.00014451 | 0 | 2.7713 | 2.881 | 3.0192 | 3.879 | 4.112 | 4.4187 | 0.00063687
8576 | 0.0002039 | 0.00014464 | 0.0020214 | 2.7777 | 2.882 | 3.0192 | 3.8923 | 4.1141 | 4.4187 | 8.8336e-05
8577 | 0.0002039 | 0.00014473 | 0.0054145 | 2.8118 | 2.882 | 3.0192 | 3.9639 | 4.1141 | 4.4187 | 7.5717e-05
8578 | 0.00020096 | 0.00014285 | 0.0073926 | 2.8324 | 2.882 | 3.0192 | 4.0077 | 4.1141 | 4.4187 | 9.8989e-05
8579 | 0.00019695 | 0.0001424 | 0.0077969 | 2.8477 | 2.882 | 3.0192 | 4.0402 | 4.1141 | 4.4187 | 8.6369e-05
8580 | 0.0002039 | 0.00014483 | 0.010107 | 2.8438 | 2.881 | 3.0192 | 4.032 | 4.112 | 4.4187 | 0.00020191
8581 | 0.0002039 | 0.00014493 | 0.0043316 | 2.8505 | 2.881 | 3.0192 | 4.0463 | 4.112 | 4.4187 | 0.0001062
8582 | 0.0002039 | 0.00014445 | 0.0022139 | 2.865 | 2.883 | 3.0192 | 4.0774 | 4.1162 | 4.4187 | 0.00010472
8583 | 0.00019863 | 0.0001433 | 0.0010396 | 2.864 | 2.883 | 3.0192 | 4.0753 | 4.1162 | 4.4187 | 8.1453e-05
8584 | 0.00018777 | 0.00013998 | 0 | 2.8505 | 2.882 | 3.0192 | 4.0463 | 4.1141 | 4.4187 | 6.8997e-05
8585 | 0.00019598 | 0.00014215 | 0 | 2.8458 | 2.882 | 3.0192 | 4.0361 | 4.1141 | 4.4187 | 8.0633e-05
8586 | 0.0002039 | 0.00014455 | 0 | 2.8621 | 2.881 | 3.0192 | 4.0711 | 4.112 | 4.4187 | 0.00027959
8587 | 0.0002039 | 0.00014407 | 0 | 2.8698 | 2.881 | 3.0192 | 4.0878 | 4.112 | 4.4187 | 0.00022125
8588 | 0.0002039 | 0.0001452 | 0 | 2.8875 | 2.882 | 3.0192 | 4.1259 | 4.1141 | 4.4187 | 0.00027992
8589 | 0.0002039 | 0.000145 | 0 | 2.8865 | 2.881 | 3.0192 | 4.1238 | 4.112 | 4.4187 | 0.00026157
8590 | 0.0002039 | 0.00014407 | 0 | 2.8894 | 2.881 | 3.0192 | 4.1302 | 4.112 | 4.4187 | 8.0305e-06
8591 | 0.0002039 | 0.00014411 | 0 | 2.9294 | 2.882 | 3.0192 | 4.2176 | 4.1141 | 4.4187 | 1.3439e-05
8592 | 0.0002039 | 0.00014466 | 0 | 2.9324 | 2.881 | 3.0192 | 4.2243 | 4.112 | 4.4187 | 2.4911e-05
8593 | 0.0002039 | 0.00014278 | 0 | 2.9233 | 2.881 | 3.0192 | 4.2042 | 4.112 | 4.4187 | 2.9664e-05
8594 | 0.0002039 | 0.00014403 | 0 | 2.9173 | 2.882 | 3.0192 | 4.191 | 4.1141 | 4.4187 | 2.7042e-05
8595 | 0.0002039 | 0.00014269 | 0 | 2.9284 | 2.882 | 3.0192 | 4.2154 | 4.1141 | 4.4187 | 2.6222e-05
8596 | 0.0002039 | 0.0001439 | 0 | 2.9436 | 2.882 | 3.0192 | 4.2491 | 4.1141 | 4.4187 | 3.6383e-05
8597 | 0.0002039 | 0.00014333 | 0 | 2.9446 | 2.881 | 3.0192 | 4.2513 | 4.112 | 4.4187 | 2.2289e-05
8598 | 0.0002039 | 0.00014425 | 0 | 2.9344 | 2.881 | 3.0192 | 4.2288 | 4.112 | 4.4187 | 2.4419e-05
8599 | 0.0002039 | 0.00014477 | 0 | 2.9294 | 2.882 | 3.0192 | 4.2176 | 4.1141 | 4.4187 | 0.00062622
8600 | 0.0002039 | 0.00014477 | 0.00086633 | 2.9365 | 2.882 | 3.0192 | 4.2333 | 4.1141 | 4.4187 | 0.00058869
8601 | 0.0002039 | 0.00014499 | 0.0028878 | 2.9549 | 2.882 | 3.0192 | 4.2741 | 4.1141 | 4.4187 | 8.0469e-05
8602 | 0.0002039 | 0.00014413 | 0.0098184 | 2.9757 | 2.881 | 3.0192 | 4.3204 | 4.112 | 4.4187 | 9.6367e-05
8603 | 0.0002039 | 0.00014473 | 0.0076814 | 2.9946 | 2.881 | 3.0192 | 4.363 | 4.112 | 4.4187 | 9.5711e-05
8604 | 0.0002039 | 0.00014078 | 0.0062087 | 3.0234 | 2.881 | 3.0192 | 4.4284 | 4.112 | 4.4187 | 9.3908e-05
8605 | 0.0002039 | 0.00014408 | 0.0043316 | 2.9653 | 2.882 | 3.0192 | 4.2972 | 4.1141 | 4.4187 | 0.00010341
8606 | 0.0002039 | 0.00014501 | 0.0020214 | 2.9518 | 2.881 | 3.0192 | 4.2673 | 4.112 | 4.4187 | 9.0303e-05
8607 | 0.00019675 | 0.00014279 | 0.00063531 | 2.9406 | 2.881 | 3.0192 | 4.2423 | 4.112 | 4.4187 | 0.00030434
8608 | 0.00017471 | 0.00013593 | 0 | 2.8993 | 2.882 | 3.0192 | 4.1517 | 4.1141 | 4.4187 | 0.00030156
8609 | 0.00018479 | 0.00013907 | 0 | 2.864 | 2.882 | 3.0192 | 4.0753 | 4.1141 | 4.4187 | 4.7528e-05
8610 | 0.0002039 | 0.00014495 | 0 | 2.8239 | 2.883 | 3.0192 | 3.9896 | 4.1162 | 4.4187 | 5.0642e-05
8611 | 0.0002039 | 0.00014534 | 0 | 2.8062 | 2.883 | 3.0192 | 3.9521 | 4.1162 | 4.4187 | 3.1139e-05
8612 | 0.0002039 | 0.00014528 | 0 | 2.8108 | 2.883 | 3.0192 | 3.9619 | 4.1162 | 4.4187 | 0.0001829
8613 | 0.0002039 | 0.00014467 | 0 | 2.8052 | 2.883 | 3.0192 | 3.9501 | 4.1162 | 4.4187 | 0.00018323
8614 | 0.0002039 | 0.00014415 | 0 | 2.809 | 2.883 | 3.0192 | 3.9579 | 4.1162 | 4.4187 | 0.00017913
8615 | 0.0002039 | 0.0001445 | 0 | 2.8006 | 2.883 | 3.0192 | 3.9403 | 4.1162 | 4.4187 | 2.4092e-05
8616 | 0.0002039 | 0.00014504 | 7.2194e-05 | 2.7749 | 2.884 | 3.0192 | 3.8866 | 4.1183 | 4.4187 | 3.2942e-05
8617 | 0.0002039 | 0.00014501 | 7.2194e-05 | 2.7758 | 2.884 | 3.0192 | 3.8885 | 4.1183 | 4.4187 | 3.0811e-05
8618 | 0.0002039 | 0.00014501 | 0 | 2.7417 | 2.884 | 3.0192 | 3.8177 | 4.1183 | 4.4187 | 3.7367e-05
8619 | 0.0002039 | 0.00014487 | 5.7755e-05 | 2.7506 | 2.884 | 3.0192 | 3.8361 | 4.1183 | 4.4187 | 1.8683e-05
8620 | 0.0002039 | 0.00014473 | 5.7755e-05 | 2.7435 | 2.884 | 3.0192 | 3.8214 | 4.1183 | 4.4187 | 2.7206e-05
8621 | 0.0002039 | 0.00014354 | 0 | 2.7435 | 2.8849 | 3.0192 | 3.8214 | 4.1205 | 4.4187 | 2.4256e-05
8622 | 0.0002039 | 0.00014466 | 0 | 2.7461 | 2.8849 | 3.0192 | 3.8269 | 4.1205 | 4.4187 | 2.5567e-05
8623 | 0.0002039 | 0.00014483 | 0 | 2.747 | 2.884 | 3.0192 | 3.8287 | 4.1183 | 4.4187 | 0.00057164
8624 | 0.0002039 | 0.00014472 | 0.00086633 | 2.7533 | 2.884 | 3.0192 | 3.8416 | 4.1183 | 4.4187 | 0.00060213
8625 | 0.0002039 | 0.00014511 | 0.0023102 | 2.7695 | 2.884 | 3.0192 | 3.8752 | 4.1183 | 4.4187 | 0.00010374
8626 | 0.0002039 | 0.00014497 | 0.0049669 | 2.7932 | 2.884 | 3.0192 | 3.9248 | 4.1183 | 4.4187 | 7.3258e-05
8627 | 0.00019897 | 0.00014331 | 0.0066418 | 2.8034 | 2.8849 | 3.0192 | 3.9462 | 4.1205 | 4.4187 | 0.000118
8628 | 0.00019486 | 0.00014219 | 0.0073638 | 2.8108 | 2.8859 | 3.0192 | 3.9619 | 4.1226 | 4.4187 | 8.4894e-05
8629 | 0.00018951 | 0.00014024 | 0.0057755 | 2.8277 | 2.8849 | 3.0192 | 3.9976 | 4.1205 | 4.4187 | 0.00010571
8630 | 0.0001816 | 0.00013825 | 0.0042161 | 2.8127 | 2.884 | 3.0192 | 3.9658 | 4.1183 | 4.4187 | 9.0467e-05
8631 | 0.00017947 | 0.00013719 | 0.0012995 | 2.7978 | 2.884 | 3.0192 | 3.9345 | 4.1183 | 4.4187 | 0.00029385
8632 | 0.00017797 | 0.00013702 | 0 | 2.7767 | 2.8849 | 3.0192 | 3.8904 | 4.1205 | 4.4187 | 0.00030008
8633 | 0.00018803 | 0.00014019 | 0 | 2.7641 | 2.8849 | 3.0192 | 3.864 | 4.1205 | 4.4187 | 4.638e-05
8634 | 0.0002039 | 0.00014492 | 0 | 2.7623 | 2.8859 | 3.0192 | 3.8602 | 4.1226 | 4.4187 | 2.4911e-05
8635 | 0.0002039 | 0.00014249 | 0 | 2.7677 | 2.8859 | 3.0192 | 3.8715 | 4.1226 | 4.4187 | 4.3103e-05
8636 | 0.0002039 | 0.00014551 | 0 | 2.7677 | 2.8859 | 3.0192 | 3.8715 | 4.1226 | 4.4187 | 0.00018995
8637 | 0.0002039 | 0.0001454 | 0 | 2.7659 | 2.8869 | 3.0192 | 3.8677 | 4.1247 | 4.4187 | 0.00016733
8638 | 0.0002039 | 0.00014525 | 0 | 2.756 | 2.8869 | 3.0192 | 3.8472 | 4.1247 | 4.4187 | 0.00018765
8639 | 0.0002039 | 0.00014513 | 0 | 2.7479 | 2.8869 | 3.0192 | 3.8305 | 4.1247 | 4.4187 | 2.5075e-05
8640 | 0.0002039 | 0.00014533 | 0 | 2.7373 | 2.8869 | 3.0192 | 3.8086 | 4.1247 | 4.4187 | 1.1636e-05
8641 | 0.0002039 | 0.00014526 | 0 | 2.7276 | 2.8879 | 3.0192 | 3.7887 | 4.1269 | 4.4187 | 1.1472e-05
8642 | 0.0002039 | 0.00014384 | 0 | 2.7258 | 2.8879 | 3.0192 | 3.7851 | 4.1269 | 4.4187 | 7.7028e-06
8643 | 0.0002039 | 0.00014503 | 0 | 2.7119 | 2.8879 | 3.0192 | 3.7565 | 4.1269 | 4.4187 | 1.0817e-05
8644 | 0.0002039 | 0.00014406 | 0 | 2.7093 | 2.8859 | 3.0192 | 3.7512 | 4.1226 | 4.4187 | 1.7044e-05
8645 | 0.0002039 | 0.00014421 | 0 | 2.7093 | 2.8859 | 3.0192 | 3.7512 | 4.1226 | 4.4187 | 1.2947e-05
8646 | 0.0002039 | 0.00014416 | 0 | 2.7101 | 2.8859 | 3.0192 | 3.753 | 4.1226 | 4.4187 | 1.0489e-05
8647 | 0.0002039 | 0.00014484 | 0 | 2.6989 | 2.8869 | 3.0192 | 3.7302 | 4.1247 | 4.4187 | 0.00061884
8648 | 0.0002039 | 0.00014477 | 0.0012995 | 2.7032 | 2.8869 | 3.0192 | 3.7389 | 4.1247 | 4.4187 | 8.555e-05
8649 | 0.0002039 | 0.00014499 | 0.0033209 | 2.7488 | 2.8869 | 3.0192 | 3.8324 | 4.1247 | 4.4187 | 9.3417e-05
8650 | 0.00020293 | 0.00014475 | 0.0099627 | 2.7569 | 2.8879 | 3.0192 | 3.849 | 4.1269 | 4.4187 | 9.6367e-05
8651 | 0.00020221 | 0.00014467 | 0.016749 | 2.7822 | 2.8879 | 3.0192 | 3.9018 | 4.1269 | 4.4187 | 0.00010227
8652 | 0.0002039 | 0.00014478 | 0.015449 | 2.7886 | 2.8869 | 3.0192 | 3.9152 | 4.1247 | 4.4187 | 0.00025845
8653 | 0.00018523 | 0.00013955 | 0.0060643 | 2.7941 | 2.8869 | 3.0192 | 3.9268 | 4.1247 | 4.4187 | 9.0958e-05
8654 | 0.00017704 | 0.00013657 | 0.0020214 | 2.7969 | 2.8879 | 3.0192 | 3.9326 | 4.1269 | 4.4187 | 9.2597e-05
8655 | 0.00014051 | 0.00012545 | 0.00014439 | 2.7795 | 2.8879 | 3.0192 | 3.8961 | 4.1269 | 4.4187 | 8.26e-05
8656 | 0.0001503 | 0.00012847 | 0 | 2.7524 | 2.8879 | 3.0192 | 3.8398 | 4.1269 | 4.4187 | 7.9158e-05
8657 | 0.00016765 | 0.00013408 | 0 | 2.732 | 2.8879 | 3.0192 | 3.7977 | 4.1269 | 4.4187 | 7.4405e-05
8658 | 0.00019399 | 0.00014222 | 0 | 2.7453 | 2.8879 | 3.0192 | 3.825 | 4.1269 | 4.4187 | 0.00025108
8659 | 0.0002039 | 0.00014508 | 0 | 2.7355 | 2.8879 | 3.0192 | 3.8049 | 4.1269 | 4.4187 | 0.00024649
8660 | 0.0002039 | 0.00014553 | 0 | 2.7285 | 2.8889 | 3.0192 | 3.7905 | 4.129 | 4.4187 | 0.00022141
8661 | 0.0002039 | 0.0001455 | 0 | 2.7067 | 2.8889 | 3.0192 | 3.7459 | 4.129 | 4.4187 | 0.00025567
8662 | 0.0002039 | 0.00014535 | 0 | 2.7006 | 2.8889 | 3.0192 | 3.7337 | 4.129 | 4.4187 | 1.3111e-05
8663 | 0.0002039 | 0.0001421 | 0 | 2.6912 | 2.8889 | 3.0192 | 3.7145 | 4.129 | 4.4187 | 8.6861e-06
8664 | 0.0002039 | 0.00014328 | 0 | 2.6921 | 2.8879 | 3.0192 | 3.7163 | 4.1269 | 4.4187 | 1.4094e-05
8665 | 0.0002039 | 0.00014522 | 0 | 2.6742 | 2.8879 | 3.0192 | 3.6802 | 4.1269 | 4.4187 | 3.4417e-05
8666 | 0.0002039 | 0.00014537 | 0 | 2.6591 | 2.8879 | 3.0192 | 3.6499 | 4.1269 | 4.4187 | 1.5733e-05
8667 | 0.0002039 | 0.00014528 | 0 | 2.6425 | 2.8879 | 3.0192 | 3.6168 | 4.1269 | 4.4187 | 2.4583e-05
8668 | 0.0002039 | 0.00014386 | 0 | 2.6327 | 2.8889 | 3.0192 | 3.5972 | 4.129 | 4.4187 | 2.7533e-05
8669 | 0.0002039 | 0.00014521 | 0 | 2.6261 | 2.8899 | 3.0192 | 3.5843 | 4.1312 | 4.4187 | 1.1636e-05
8670 | 0.0002039 | 0.00014216 | 0 | 2.6261 | 2.8889 | 3.0192 | 3.5843 | 4.129 | 4.4187 | 3.0319e-05
8671 | 0.0002039 | 0.00014506 | 0 | 2.6319 | 2.8889 | 3.0192 | 3.5956 | 4.129 | 4.4187 | 0.00061786
8672 | 0.0002039 | 0.00014506 | 0.0020792 | 2.6401 | 2.8889 | 3.0192 | 3.6119 | 4.129 | 4.4187 | 0.00057033
8673 | 0.0002039 | 0.00014478 | 0.0043894 | 2.6708 | 2.8889 | 3.0192 | 3.6735 | 4.129 | 4.4187 | 0.00010505
8674 | 0.0002039 | 0.0001434 | 0.012273 | 2.6981 | 2.8879 | 3.0192 | 3.7284 | 4.1269 | 4.4187 | 8.9647e-05
8675 | 0.0001967 | 0.00014269 | 0.019059 | 2.7311 | 2.8879 | 3.0192 | 3.7959 | 4.1269 | 4.4187 | 8.555e-05
8676 | 0.00019014 | 0.00014008 | 0.015883 | 2.7444 | 2.8879 | 3.0192 | 3.8232 | 4.1269 | 4.4187 | 0.00010227
8677 | 0.00019824 | 0.00014359 | 0.011984 | 2.7542 | 2.8879 | 3.0192 | 3.8435 | 4.1269 | 4.4187 | 9.0958e-05
8678 | 0.00019077 | 0.00014138 | 0.0052557 | 2.7578 | 2.8879 | 3.0192 | 3.8509 | 4.1269 | 4.4187 | 8.9483e-05
8679 | 0.00018676 | 0.00014 | 0.0013284 | 2.7373 | 2.8889 | 3.0192 | 3.8086 | 4.129 | 4.4187 | 0.00031516
8680 | 0.00016655 | 0.00013392 | 0 | 2.7197 | 2.8889 | 3.0192 | 3.7725 | 4.129 | 4.4187 | 0.00030811
8681 | 0.00017586 | 0.00013677 | 0 | 2.7049 | 2.8889 | 3.0192 | 3.7424 | 4.129 | 4.4187 | 4.2775e-05
8682 | 0.0002039 | 0.00014517 | 0 | 2.7032 | 2.8889 | 3.0192 | 3.7389 | 4.129 | 4.4187 | 4.5233e-05
8683 | 0.0002039 | 0.00014431 | 0 | 2.7041 | 2.8889 | 3.0192 | 3.7407 | 4.129 | 4.4187 | 3.7039e-05
8684 | 0.0002039 | 0.00014358 | 0 | 2.7015 | 2.8889 | 3.0192 | 3.7354 | 4.129 | 4.4187 | 0.00018896
8685 | 0.0002039 | 0.00014538 | 0 | 2.6921 | 2.8869 | 3.0192 | 3.7163 | 4.1247 | 4.4187 | 0.00019847
8686 | 0.0002039 | 0.00014144 | 0 | 2.6938 | 2.8869 | 3.0192 | 3.7197 | 4.1247 | 4.4187 | 0.00019388
8687 | 0.0002039 | 0.00014549 | 0 | 2.6946 | 2.8869 | 3.0192 | 3.7215 | 4.1247 | 4.4187 | 1.7044e-05
8688 | 0.0002039 | 0.00014314 | 0 | 2.7093 | 2.8869 | 3.0192 | 3.7512 | 4.1247 | 4.4187 | 2.9992e-05
8689 | 0.0002039 | 0.00014557 | 0 | 2.7171 | 2.8869 | 3.0192 | 3.7672 | 4.1247 | 4.4187 | 2.1469e-05
8690 | 0.0002039 | 0.0001446 | 0 | 2.7093 | 2.8869 | 3.0192 | 3.7512 | 4.1247 | 4.4187 | 1.77e-05
8691 | 0.0002039 | 0.00014541 | 0 | 2.7041 | 2.8869 | 3.0192 | 3.7407 | 4.1247 | 4.4187 | 2.5239e-05
8692 | 0.0002039 | 0.00014559 | 0 | 2.7276 | 2.8869 | 3.0192 | 3.7887 | 4.1247 | 4.4187 | 3.3106e-05
8693 | 0.0002039 | 0.00014557 | 0 | 2.7364 | 2.8849 | 3.0192 | 3.8068 | 4.1205 | 4.4187 | 3.4089e-05
8694 | 0.0002039 | 0.00014482 | 0 | 2.7399 | 2.8849 | 3.0192 | 3.814 | 4.1205 | 4.4187 | 2.1961e-05
8695 | 0.0002039 | 0.00014482 | 0 | 2.7293 | 2.8849 | 3.0192 | 3.7923 | 4.1205 | 4.4187 | 0.00058869
8696 | 0.0002039 | 0.00014463 | 0.00043316 | 2.7373 | 2.884 | 3.0192 | 3.8086 | 4.1183 | 4.4187 | 0.00068178
8697 | 0.00019059 | 0.00014124 | 0.0024835 | 2.7722 | 2.884 | 3.0192 | 3.8809 | 4.1183 | 4.4187 | 7.588e-05
8698 | 0.0001718 | 0.00013566 | 0.006122 | 2.808 | 2.884 | 3.0192 | 3.956 | 4.1183 | 4.4187 | 7.3422e-05
8699 | 0.00016805 | 0.00013448 | 0.0077969 | 2.8477 | 2.883 | 3.0192 | 4.0402 | 4.1162 | 4.4187 | 9.8661e-05
8700 | 0.00017201 | 0.00013565 | 0.0054867 | 2.8865 | 2.882 | 3.0192 | 4.1238 | 4.1141 | 4.4187 | 6.8997e-05
8701 | 0.00017135 | 0.00013516 | 0.0054867 | 2.9123 | 2.882 | 3.0192 | 4.18 | 4.1141 | 4.4187 | 0.00011046
8702 | 0.00017323 | 0.00013594 | 0.0033498 | 2.9163 | 2.882 | 3.0192 | 4.1888 | 4.1141 | 4.4187 | 7.9322e-05
8703 | 0.00016012 | 0.00013182 | 0.0011551 | 2.8631 | 2.882 | 3.0192 | 4.0732 | 4.1141 | 4.4187 | 0.00031532
8704 | 0.00015897 | 0.0001315 | 0 | 2.8277 | 2.882 | 3.0192 | 3.9976 | 4.1141 | 4.4187 | 0.00030319
8705 | 0.00015959 | 0.00013183 | 0 | 2.8164 | 2.882 | 3.0192 | 3.9737 | 4.1141 | 4.4187 | 6.1458e-05
8706 | 0.0001688 | 0.00013451 | 0 | 2.8043 | 2.882 | 3.0192 | 3.9481 | 4.1141 | 4.4187 | 6.0967e-05
8707 | 0.0002039 | 0.00014571 | 0 | 2.8006 | 2.881 | 3.0192 | 3.9403 | 4.112 | 4.4187 | 4.6544e-05
8708 | 0.0002039 | 0.00014479 | 0 | 2.7804 | 2.88 | 3.0192 | 3.898 | 4.1098 | 4.4187 | 0.00018585
8709 | 0.0002039 | 0.0001455 | 0 | 2.7914 | 2.88 | 3.0192 | 3.921 | 4.1098 | 4.4187 | 0.00015864
8710 | 0.0002039 | 0.00014187 | 0 | 2.8025 | 2.88 | 3.0192 | 3.9442 | 4.1098 | 4.4187 | 0.00017356
8711 | 0.0002039 | 0.00014563 | 0 | 2.8071 | 2.88 | 3.0192 | 3.954 | 4.1098 | 4.4187 | 1.9339e-05
8712 | 0.0002039 | 0.00014393 | 0 | 2.8108 | 2.88 | 3.0192 | 3.9619 | 4.1098 | 4.4187 | 1.1636e-05
8713 | 0.0002039 | 0.00014562 | 0 | 2.8174 | 2.88 | 3.0192 | 3.9757 | 4.1098 | 4.4187 | 9.6694e-06
8714 | 0.0002039 | 0.00014385 | 0 | 2.8183 | 2.88 | 3.0192 | 3.9777 | 4.1098 | 4.4187 | 1.9667e-05
8715 | 0.0002039 | 0.00014525 | 0 | 2.8192 | 2.88 | 3.0192 | 3.9797 | 4.1098 | 4.4187 | 1.2783e-05
8716 | 0.0002039 | 0.00014548 | 0 | 2.8305 | 2.8791 | 3.0192 | 4.0037 | 4.1077 | 4.4187 | 6.5555e-06
8717 | 0.0002039 | 0.00014476 | 0 | 2.8324 | 2.8781 | 3.0192 | 4.0077 | 4.1056 | 4.4187 | 1.1308e-05
8718 | 0.0002039 | 0.00014544 | 0 | 2.8127 | 2.8781 | 3.0192 | 3.9658 | 4.1056 | 4.4187 | 1.9994e-05
8719 | 0.0002039 | 0.00014487 | 0 | 2.823 | 2.8781 | 3.0192 | 3.9876 | 4.1056 | 4.4187 | 0.00062458
8720 | 0.0002039 | 0.00014528 | 0.0010107 | 2.8391 | 2.8771 | 3.0192 | 4.0218 | 4.1035 | 4.4187 | 7.1619e-05
8721 | 0.0002039 | 0.00014516 | 0.0031765 | 2.8698 | 2.8771 | 3.0192 | 4.0878 | 4.1035 | 4.4187 | 7.3586e-05
8722 | 0.0002039 | 0.00014548 | 0.0076814 | 2.9063 | 2.8771 | 3.0192 | 4.1669 | 4.1035 | 4.4187 | 8.9155e-05
8723 | 0.00019646 | 0.00014327 | 0.018048 | 2.9426 | 2.8771 | 3.0192 | 4.2468 | 4.1035 | 4.4187 | 7.7847e-05
8724 | 0.00018246 | 0.00013908 | 0.01285 | 2.9684 | 2.8761 | 3.0192 | 4.3041 | 4.1014 | 4.4187 | 0.00023387
8725 | 0.00015485 | 0.00012994 | 0.012273 | 2.9746 | 2.8761 | 3.0192 | 4.3181 | 4.1014 | 4.4187 | 0.00010538
8726 | 0.00012815 | 0.00012255 | 0.0071039 | 2.9684 | 2.8761 | 3.0192 | 4.3041 | 4.1014 | 4.4187 | 7.6864e-05
8727 | 0.00011272 | 0.00011734 | 0.0015016 | 2.9395 | 2.8751 | 3.0192 | 4.24 | 4.0993 | 4.4187 | 9.145e-05
8728 | 0.00011128 | 0.00011682 | 0 | 2.9063 | 2.8751 | 3.0192 | 4.1669 | 4.0993 | 4.4187 | 7.5553e-05
8729 | 0.00012602 | 0.00012169 | 0 | 2.8767 | 2.8751 | 3.0192 | 4.1026 | 4.0993 | 4.4187 | 7.2439e-05
8730 | 0.0001467 | 0.00012792 | 0 | 2.864 | 2.8751 | 3.0192 | 4.0753 | 4.0993 | 4.4187 | 0.00025649
8731 | 0.0002039 | 0.00014576 | 0 | 2.8592 | 2.8751 | 3.0192 | 4.0649 | 4.0993 | 4.4187 | 0.0002714
8732 | 0.0002039 | 0.00014343 | 0 | 2.8611 | 2.8751 | 3.0192 | 4.0691 | 4.0993 | 4.4187 | 0.00024157
8733 | 0.0002039 | 0.00014456 | 0 | 2.8573 | 2.8732 | 3.0192 | 4.0608 | 4.095 | 4.4187 | 0.0002873
8734 | 0.0002039 | 0.00014504 | 0 | 2.8458 | 2.8732 | 3.0192 | 4.0361 | 4.095 | 4.4187 | 1.7536e-05
8735 | 0.0002039 | 0.00014523 | 0 | 2.8438 | 2.8732 | 3.0192 | 4.032 | 4.095 | 4.4187 | 1.3603e-05
8736 | 0.0002039 | 0.00014561 | 0 | 2.8438 | 2.8732 | 3.0192 | 4.032 | 4.095 | 4.4187 | 1.5733e-05
8737 | 0.0002039 | 0.00014558 | 0 | 2.8034 | 2.8732 | 3.0192 | 3.9462 | 4.095 | 4.4187 | 1.1308e-05
8738 | 0.0002039 | 0.00014396 | 0 | 2.8118 | 2.8732 | 3.0192 | 3.9639 | 4.095 | 4.4187 | 2.065e-05
8739 | 0.0002039 | 0.0001453 | 0 | 2.8211 | 2.8732 | 3.0192 | 3.9837 | 4.095 | 4.4187 | 1.4094e-05
8740 | 0.0002039 | 0.00014526 | 0 | 2.8183 | 2.8742 | 3.0192 | 3.9777 | 4.0972 | 4.4187 | 9.0139e-06
8741 | 0.0002039 | 0.0001456 | 0 | 2.8287 | 2.8732 | 3.0192 | 3.9996 | 4.095 | 4.4187 | 1.0325e-05
8742 | 0.0002039 | 0.00014571 | 0 | 2.8155 | 2.8742 | 3.0192 | 3.9718 | 4.0972 | 4.4187 | 1.5242e-05
8743 | 0.0002039 | 0.00014539 | 0 | 2.8062 | 2.8732 | 3.0192 | 3.9521 | 4.095 | 4.4187 | 0.00064687
8744 | 0.0002039 | 0.0001454 | 0.0016171 | 2.7997 | 2.8732 | 3.0192 | 3.9384 | 4.095 | 4.4187 | 7.1947e-05
8745 | 0.00018321 | 0.00013847 | 0.0057755 | 2.841 | 2.8732 | 3.0192 | 4.0259 | 4.095 | 4.4187 | 6.5719e-05
8746 | 0.00017177 | 0.00013596 | 0.0081579 | 2.8728 | 2.8732 | 3.0192 | 4.0941 | 4.095 | 4.4187 | 0.00010194
8747 | 0.00016066 | 0.0001324 | 0.0099627 | 2.9013 | 2.8732 | 3.0192 | 4.156 | 4.095 | 4.4187 | 0.00011177
8748 | 0.00015856 | 0.00013203 | 0.0046204 | 2.9083 | 2.8732 | 3.0192 | 4.1712 | 4.095 | 4.4187 | 0.00019339
8749 | 0.00016143 | 0.00013195 | 0.0046204 | 2.9375 | 2.8732 | 3.0192 | 4.2355 | 4.095 | 4.4187 | 8.5058e-05
8750 | 0.00014917 | 0.00012918 | 0.0033498 | 2.9426 | 2.8732 | 3.0192 | 4.2468 | 4.095 | 4.4187 | 9.2761e-05
8751 | 0.00012908 | 0.00012305 | 0.00093852 | 2.9314 | 2.8732 | 3.0192 | 4.2221 | 4.095 | 4.4187 | 8.9483e-05
8752 | 0.00012176 | 0.00012076 | 0 | 2.9153 | 2.8732 | 3.0192 | 4.1866 | 4.095 | 4.4187 | 7.8994e-05
8753 | 0.00012207 | 0.00012033 | 0 | 2.9003 | 2.8732 | 3.0192 | 4.1539 | 4.095 | 4.4187 | 6.8997e-05
8754 | 0.00014008 | 0.00012646 | 0 | 2.8963 | 2.8732 | 3.0192 | 4.1452 | 4.095 | 4.4187 | 0.00023698
8755 | 0.00019425 | 0.0001415 | 0 | 2.8894 | 2.8732 | 3.0192 | 4.1302 | 4.095 | 4.4187 | 0.00024518
8756 | 0.0002039 | 0.00014589 | 0 | 2.8816 | 2.8732 | 3.0192 | 4.1131 | 4.095 | 4.4187 | 0.0002419
8757 | 0.0002039 | 0.00014469 | 0 | 2.8825 | 2.8732 | 3.0192 | 4.1153 | 4.095 | 4.4187 | 0.0002732
8758 | 0.0002039 | 0.00014497 | 0 | 2.8816 | 2.8751 | 3.0192 | 4.1131 | 4.0993 | 4.4187 | 1.475e-05
8759 | 0.0002039 | 0.00014562 | 0 | 2.8796 | 2.8742 | 3.0192 | 4.1089 | 4.0972 | 4.4187 | 1.5242e-05
8760 | 0.0002039 | 0.00014581 | [7 empty] | 0

## storages
label | active | bus | capacity inflow | capacity outflow | variable input costs | variable output costs | efficiency inflow | efficiency outflow | nominal capacity | loss rate | initial storage level | min storage level | max storage level | invest | ep_costs | max capacity | min capacity
Storage_th | 0 | b_th_HT | 1000 | 1000 | 0 | 0 | 1 | 1 |  | 0.01 | 0 | 0 | 1 | 1 | 1.18 |  | 0
Storage_th | 1 | b_th_HT | 1000 | 1000 | 0 | 0 | 1 | 1 |  | 0.01 | 0 | 0 | 1 | 1 | 1.18 | 8000 | 0

## meta
Key | Value
Project Name | Test_project_260714
Project Location | Leipzig
Climate Zone | Zone 5
Representative City | Leipzig
System Type | District heating (centralized)
Building Count | 1000
Route Length (rm) | 1007.2779
average pipe dimension (DN) | 105.0893
unit cost pipe (€/m/year) | 51.3474
linear heat density (MWh/rm·a) | 2.3775
Total Space Heating Demand (kWh/a) | 2394768.5494
Total DHW Demand (kWh/a) | 629001.7705
use_building_data | True
use_route_length | True
use_total_demand | True
Winter Simultaneity Factor | 0.45286
Applied Peak Factor | 0.45286
Estimated Space Heating Peak Load (kW) | 342.762
Sum Individual Building Peaks (kW) | 756.8904
Peak Load Source | sum of final building design peaks
Space Heating Peak Load (kW) | 342.762
Peak Load User Edited | False
Profile Adjustment Input | building count
SH Profile Method | template space-heating profile fallback; constrained by annual energy and coincident peak
BDEW Building Mix
Loss Profile Method | 70% template seasonal pattern + 30% adjusted SH load pattern