## INFO
Beschreibung
buses | label | active | excess | shortage | shortage costs | excess costs
Defines thermal or electrical buses used in the energy syetem | Name of the component | (0,1) whether the component is active | (0,1) whether excess is allowed | (0,1) whether shortage is allowed | cost per unit flow shortage | cost per unit flow excess
|  |  | if set (=1), additional sink is created | if set (=1), additional source is created
sources | label | active | to | variable costs | emission_factor | annual_max | waste_heat
Defines the non-renewable energy sources such as fuels, | Name of the component | (0,1) whether the component is active | output bus | cost per unit flow in €/kWh Brennwert | CO2-Emission in kg/kWh Brennwert | maximum total amount in the year | (0,1) whether waste heat
electricity grids, etc. | [5 empty] | in kWh | is used as energy source
renewables | label | active | to | invest | ep_costs | capacity | emission_factor
Defines renewable energy sources | Name of the component | (0,1) whether the component is active | output bus | (0,1) whether investment cost optimization | specific annuity cost per installed | installed capacity of the component | CO2-Emission in kg/kWh Brennwert
|  |  |  | of the component is desired | capacity in Euro/(Jahr*kW) | if investmode is NOT selected
demand | label | active | from | nominal value
Defines total heat or electricity demand | Name of the component | (0,1) whether the component is active | input bus | total demand in kWh
transformers | label | active | n_inputs | n_outputs | from | to 1 | efficiency 1 | capacity 1 | variable efficiency | variable input costs | invest | ep_costs | minimum | maximum | offset
Defines general transformers with 1 input and 1 output | Name of the component | (0,1) whether the component is active | number of input buses | number of output buses | input bus | output bus | conversionfactor for conversion | installed capacity of the component |  | cost per unit flow in €/kWh | (0,1) whether investment cost optimization | specific annuity cost per installed | invest border for minimum | invest border for maximum | existing capacity of component
[7 empty] | of input to output | if investmode is NOT selceted, in kW |  |  | of the component is desired | capacity in €/(Jahr*kW) | installed capacity in kW | installed capacity in kW | at start of project horizon in kW
chp | label | active | n_inputs | n_outputs | from | to 1 | to 2 | efficiency 1 | efficiency 2 | capacity 1 | capacity 2 | variable efficiency | variable input costs | invest | ep_costs | minimum | maximum | offset
Defines the CHP-plants | Name of the component | (0,1) whether the component is active | number of input buses | number of output buses | input bus | output bus | output bus | conversionfactor for conversion | conversionfactor for conversion | installed capacity of the component | installed capacity of the component |  | cost per unit flow in €/kWh | (0,1) whether investment cost optimization | specific annuity cost per installed | invest border for minimum | invest border for maximum | existing capacity of component
[7 empty] | of input to output 1 | of input to output 2 | if investmode is NOT selceted, in kW | if investmode is NOT selceted, in kW | if investmode is NOT selceted, in kW |  |  | of the component is desired | capacity in €/(Jahr*kW) | installed capacity in kW | installed capacity in kW | at start of project horizon in kW
hp | label | active | n_inputs | n_outputs | from | from_2 | to 1 | efficiency 1 | capacity 1 | variable efficiency | variable input costs | invest | ep_costs | minimum | maximum | offset
Defines the simplified heat pump transformers | Name of the component | (0,1) whether the component is active | number of input buses | number of output buses | input bus | input bus | output bus | conversionfactor for conversion | installed capacity of the component |  | cost per unit flow in €/kWh | (0,1) whether investment cost optimization | specific annuity cost per installed | invest border for minimum | invest border for maximum | existing capacity of component
[8 empty] | of input 1 to output | if investmode is NOT selceted, in kW |  |  | of the component is desired | capacity in Euro/(Jahr*kW) | installed capacity in kW | installed capacity in kW | at start of project horizon in kW
feed_in_trafo | label | active | n_inputs | n_outputs | from | to 1 | efficiency 1 | capacity 1 | variable efficiency | variable input costs | invest | ep_costs | minimum | maximum | offset | emission_factor | runtime_limit
Defines components for calculating cost savings and CO2 | Name of the component | (0,1) whether the component is active | number of input buses | number of output buses | input bus | output bus | conversionfactor for conversion | installed capacity of the component |  | cost per unit flow in €/kWh | (0,1) whether investment cost optimization | specific annuity cost per installed | invest border for minimum | invest border for maximum | existing capacity of component | CO2-Emission in kg/kWh | (0,1) whether maximum runtime
reduction by feeding self-generated electricity into the grid | [6 empty] | of input to output | if investmode is NOT selceted, in kW |  |  | of the component is desired | capacity in €/(Jahr*kW) | installed capacity in kW | installed capacity in kW | at start of project horizon in kW |  | per year is limited, e.g. funding
time of chp plants
time_series | Last.fix | PV.fix | WP.fix
Defines time dependent inputs | normalized heat or el. | specific PV yield in kW/m2 | COP values of the heat pumps
demand for one year
storages
Defines thermal or electrical storages

## buses
label | active | excess | shortage | shortage costs | excess costs
b_th_HT | 1 | 1 | 1 | 1e+20 | 1e+20
b_th_LT | 1 | 1 | 1 | 1e+20 | 1e+20
b_el | 1 | 1 | 1 | 1e+20 | 1e+20
b_s_LPM | 1 | 1 | 1 | 1e+20 | 1e+20
b_s_BM_W | 1 | 1 | 1 | 1e+20 | 1e+20
b_s_BM_P | 1 | 1 | 1 | 1e+20 | 1e+20
b_s_BG | 1 | 1 | 1 | 1e+20 | 1e+20
b_s_NG | 1 | 1 | 1 | 1e+20 | 1e+20
b_s_DHS | 1 | 1 | 1 | 1e+20 | 1e+20
b_s_GS_C | 1 | 1 | 1 | 1e+20 | 1e+20
b_s_GS_B | 1 | 1 | 1 | 1e+20 | 1e+20
b_s_WW | 1 | 1 | 1 | 1e+20 | 1e+20
b_pipe_1 | 1 | 1 | 1 | 1e+20 | 1e+20
b_pipe_2 | 1 | 1 | 1 | 1e+20 | 1e+20

## sources
label | active | variable costs | emission factor | nominal value | full load time | annual max | to
el | 1 | 0.20616 | 0.34 | 10000000000 | 8760 |  | b_el
LPM | 1 | 0.01725 | 0.026 | 10000000000 | 8760 |  | b_s_LPM
BM_W | 1 | 0.03215 | 0.026 | 10000000000 | 8760 |  | b_s_BM_W
BM_P | 1 | 0.08 | 0.029 | 10000000000 | 8760 |  | b_s_BM_P
BG | 1 | 0.08 | 0.12 | 10000000000 | 8760 |  | b_s_BG
NG | 1 | 0.07301 | 0.24 | 10000000000 | 8760 |  | b_s_NG
DHS | 1 | 0.0774 | 0.28 | 10000000000 | 8760 |  | b_s_DHS
GS_C | 1 | 0 | 0 | 10000000000 | 1 | 10000000000 | b_s_GS_C
GS_B | 1 | 0 | 0 | 10000000000 | 8760 |  | b_s_GS_B
WW | 1 | 0 | 0 | 10000000000 | 8760 |  | b_s_WW

## renewables
label | type | active | to | invest | ep_costs | capacity | emission_factor | maximum
PV_50 | PV | 0 | b_el_PV | 1 | 17.6168 | 1 | 0
PV_100 | PV | 0 | b_el_PV | 1 | 16.3512 | 1 | 0
PV_750 | PV | 0 | b_el_PV | 1 | 13.3202 | 1 | 0
PV_1000 | PV | 0 | b_el_PV | 1 | 12.9554 | 1 | 0 | 6100

## demand
label | active | from | nominal value | Demand in MWh/a | Demand in GWh/a
Last_SH | 1 | b_th_HT | 1681065.0373 | 1681.065 | 1.6811
Last_DHW | 1 | b_th_HT | 243007.1415 | 243.0071 | 0.24301
Loss | 1 | b_th_HT | 96203.6089 | 96.2036 | 0.096204

## transformers
label | active | RKW | WP | Anlage | n_inputs | n_outputs | from | to | efficiency | capacity | full_load_t | variable efficiency | variable input costs | invest | ep_costs | minimum | maximum | offset | renewable_share | BM | nonconvex
B_NG_100_X | 0 | - | no | - | 1 | 1 |  | b_th_HT | 0.97 | 1 | 8760 |  | 0 | 1 | 30.1 | 0 | 800 | 0 |  |  | False
B_NG_1000_X | 0 | - | no | - | 1 | 1 |  | b_th_HT | 0.97 | 1 | 8760 |  | 0 | 1 | 7.68 | 800 | 100000 | 0 |  |  | True
B_BG_100_X | 0 | - | no | - | 1 | 1 |  | b_th_HT | 0.97 | 1 | 8760 |  | 0 | 1 | 20.36 | 0 | 800 | 0 |  |  | False
B_BG_1000_X | 0 | - | no | - | 1 | 1 |  | b_th_HT | 0.97 | 1 | 8760 |  | 0 | 1 | 5.27 | 800 | 100000 | 0 |  |  | True
B_BM_500_X | 0 | - | no | - | 1 | 1 |  | b_th_HT | 0.85 | 1 | 8760 |  | 0 | 1 | 48.39 | 0 | 800 | 0 |  |  | False
B_BM_1000_X | 0 | - | no | - | 1 | 1 |  | b_th_HT | 0.85 | 1 | 8760 |  | 0 | 1 | 44.95 | 800 | 100000 | 0 |  |  | True
P2H_100_X | 0 | - | no | - | 1 | 1 | b_el | b_th_HT | 0.99 | 1 | 8760 |  | 0 | 1 | 18.05 | 0 | 400 | 0 |  |  | False
P2H_500_X | 0 | - | no | - | 1 | 1 | b_el | b_th_HT | 0.99 | 1 | 8760 |  | 0 | 1 | 7.55 | 400 | 100000 | 0 |  |  | True
DHS_X | 0 | - | no | - | 1 | 1 | b_s_DHS | b_th_HT | 0.99 | 1 | 8760 |  | 0 | 1 | 10 | 0 | 100000 | 0 |  |  | False
z_pipe_X | 0 | - | no | - | 1 | 1 | b_pipe_1 | b_pipe_2 | 1 | 1 | 8760 |  | 0 | 1 |  |  |  | 0 |  |  | False
z_HT_LT | 1 | - | no | - | 1 | 1 | b_th_HT | b_th_LT | 1 | 10000000000 | 8760 |  | 0 | 0 | [6 empty] | False
z_pipe_X | 1 | - | no | - | 1 | 1 | b_pipe_1 | b_pipe_2 | 1 | 1 | 8760 |  | 0 | 1 | 51.3474 | 2014.5557 | 2014.5557 | 0 |  |  | False
P2H_100 | 1 | - | no | - | 1 | 1 | b_el | b_th_HT | 0.99 | 1 | 8760 |  | 0 | 1 | 18.05 | 0 | 400 | 0 |  |  | False
P2H_500 | 1 | - | no | - | 1 | 1 | b_el | b_th_HT | 0.99 | 1 | 8760 |  | 0 | 1 | 7.55 | 400 | 100000 | 0 |  |  | True
B_BG_100 | 1 | - | no | - | 1 | 1 | b_s_BG | b_th_HT | 0.97 | 1 | 8760 |  | 0 | 1 | 20.36 | 0 | 800 | 0 |  |  | False
B_BG_1000 | 1 | - | no | - | 1 | 1 | b_s_BG | b_th_HT | 0.97 | 1 | 8760 |  | 0 | 1 | 5.27 | 800 | 100000 | 0 |  |  | True

## chp
label | active | n_inputs | n_outputs | from | to 1 | to 2 | efficiency 1 | efficiency 2 | variable efficiency | variable input costs | invest | ep_costs | existing | minimum | maximum | offset | renewable_share | nonconvex
CHP_NG_10_X | 0 | 1 | 2 |  | b_th_HT | b_el | 0.55 | 0.35 |  | 0 | 1 | 351.77 | 0 | 0 | 20 | 0 | 0 | False
CHP_NG_25_X | 0 | 1 | 2 |  | b_th_HT | b_el | 0.54 | 0.36 |  | 0 | 1 | 253.58 | 0 | 20 | 40 | 0 | 0 | True
CHP_NG_50_X | 0 | 1 | 2 |  | b_th_HT | b_el | 0.53 | 0.37 |  | 0 | 1 | 203.37 | 0 | 40 | 80 | 0 | 0 | True
CHP_NG_100_X | 0 | 1 | 2 |  | b_th_HT | b_el | 0.52 | 0.36 |  | 0 | 1 | 163.76 | 0 | 80 | 400 | 0 | 0 | True
CHP_NG_500_X | 0 | 1 | 2 |  | b_th_HT | b_el | 0.47 | 0.4 |  | 0 | 1 | 119.15 | 0 | 400 | 800 | 0 | 0 | True
CHP_NG_1000_X | 0 | 1 | 2 |  | b_th_HT | b_el | 0.45 | 0.42 |  | 0 | 1 | 98.53 | 0 | 800 | 100000 | 0 | 0 | True
CHP_BG_25_X | 0 | 1 | 2 |  | b_th_HT | b_el | 0.54 | 0.36 |  | 0 | 1 | 93.58 | 0 | 0 | 80 | 0 | 0 | False
CHP_BG_100_X | 0 | 1 | 2 |  | b_th_HT | b_el | 0.52 | 0.36 |  | 0 | 1 | 25.01 | 0 | 80 | 800 | 0 | 0 | True
CHP_BG_1000_X | 0 | 1 | 2 |  | b_th_HT | b_el | 0.45 | 0.42 |  | 0 | 1 | 0.01 | 0 | 800 | 100000 | 0 | 0 | True

## hp
label | type | active | n_inputs | n_outputs | from | from_2 | to 1 | to 2 | efficiency 1 | efficiency 2 | capacity 1 | capacity 2 | variable efficiency | variable input costs | invest | ep_costs | minimum | maximum | offset | renewable_share | nonconvex
ASHP_10_X | ASHP_HT | 0 | 1 | 1 | b_el |  | b_th_HT | 1 | 1 | 1 | 1e+20 |  | 1 | 0 | 1 | 171.71 | 0 | 16 | 0 | 0 | False
ASHP_20_X | ASHP_HT | 0 | 1 | 1 | b_el |  | b_th_HT | 1 | 1 | 1 | 1e+20 |  | 1 | 0 | 1 | 135.53 | 16 | 40 | 0 | 0 | True
ASHP_50_X | ASHP_HT | 0 | 1 | 1 | b_el |  | b_th_HT | 1 | 1 | 1 | 1e+20 |  | 1 | 0 | 1 | 111.06 | 40 | 80 | 0 | 0 | True
ASHP_100_X | ASHP_HT | 0 | 1 | 1 | b_el |  | b_th_HT | 1 | 1 | 1 | 1e+20 |  | 1 | 0 | 1 | 91.09 | 80 | 800 | 0 | 0 | True
ASHP_1000_X | ASHP_HT | 0 | 1 | 1 | b_el |  | b_th_HT | 1 | 1 | 1 | 1e+20 |  | 1 | 0 | 1 | 86.05 | 800 | 1600 | 0 | 0 | True
ASHP_2000_X | ASHP_HT | 0 | 1 | 1 | b_el |  | b_th_HT | 1 | 1 | 1 | 1e+20 |  | 1 | 0 | 1 | 75.62 | 1600 | 10000 | 0 | 0 | True
GSHP_C_10_X | GSHP_C_HT | 0 | 2 | 1 | b_el | b_s_GS_C | b_th_HT | 1 | 1 | 1 | 1e+20 | 1e+20 | 1 | 0 | 1 | 208.7 | 0 | 16 | 0 | 0 | False
GSHP_C_20_X | GSHP_C_HT | 0 | 2 | 1 | b_el | b_s_GS_C | b_th_HT | 1 | 1 | 1 | 1e+20 | 1e+20 | 1 | 0 | 1 | 117.24 | 16 | 40 | 0 | 0 | True
GSHP_C_50_X | GSHP_C_HT | 0 | 2 | 1 | b_el | b_s_GS_C | b_th_HT | 1 | 1 | 1 | 1e+20 | 1e+20 | 1 | 0 | 1 | 103.38 | 40 | 80 | 0 | 0 | True
GSHP_C_100_X | GSHP_C_HT | 0 | 2 | 1 | b_el | b_s_GS_C | b_th_HT | 1 | 1 | 1 | 1e+20 | 1e+20 | 1 | 0 | 1 | 91.77 | 80 | 10000 | 0 | 0 | True
GSHP_B_10_X | GSHP_B_HT | 0 | 2 | 1 | b_el | b_s_GS_B | b_th_HT | 1 | 1 | 1 | 1e+20 | 1e+20 | 1 | 0 | 1 | 244.17 | 0 | 16 | 0 | 0 | False
GSHP_B_20_X | GSHP_B_HT | 0 | 2 | 1 | b_el | b_s_GS_B | b_th_HT | 1 | 1 | 1 | 1e+20 | 1e+20 | 1 | 0 | 1 | 195.71 | 16 | 40 | 0 | 0 | True
GSHP_B_50_X | GSHP_B_HT | 0 | 2 | 1 | b_el | b_s_GS_B | b_th_HT | 1 | 1 | 1 | 1e+20 | 1e+20 | 1 | 0 | 1 | 167.29 | 40 | 80 | 0 | 0 | True
GSHP_B_100_X | GSHP_B_HT | 0 | 2 | 1 | b_el | b_s_GS_B | b_th_HT | 1 | 1 | 1 | 1e+20 | 1e+20 | 1 | 0 | 1 | 145.35 | 80 | 10000 | 0 | 0 | True
WWSHP_100_X | WWSHP | 0 | 2 | 1 | b_el | b_s_WW | b_th_HT | 1 | 1 | 1 | 1e+20 | 1e+20 | 1 | 0 | 1 | 180.85 | 0 | 160 | 0 | 0 | False
WWSHP_200_X | WWSHP | 0 | 2 | 1 | b_el | b_s_WW | b_th_HT | 1 | 1 | 1 | 1e+20 | 1e+20 | 1 | 0 | 1 | 149.86 | 160 | 400 | 0 | 0 | True
WWSHP_500_X | WWSHP | 0 | 2 | 1 | b_el | b_s_WW | b_th_HT | 1 | 1 | 1 | 1e+20 | 1e+20 | 1 | 0 | 1 | 131.1 | 400 | 800 | 0 | 0 | True
WWSHP_1000_X | WWSHP | 0 | 2 | 1 | b_el | b_s_WW | b_th_HT | 1 | 1 | 1 | 1e+20 | 1e+20 | 1 | 0 | 1 | 123.33 | 800 | 10000 | 0 | 0 | True
ASHP_10 | ASHP_HT | 1 | 1 | 1 | b_el |  | b_th_HT | 1 | 1 | 1 | 1e+20 |  | 1 | 0 | 1 | 171.71 | 0 | 16 | 0 | 0 | False
ASHP_20 | ASHP_HT | 1 | 1 | 1 | b_el |  | b_th_HT | 1 | 1 | 1 | 1e+20 |  | 1 | 0 | 1 | 135.53 | 16 | 40 | 0 | 0 | True
ASHP_50 | ASHP_HT | 1 | 1 | 1 | b_el |  | b_th_HT | 1 | 1 | 1 | 1e+20 |  | 1 | 0 | 1 | 111.06 | 40 | 80 | 0 | 0 | True
ASHP_100 | ASHP_HT | 1 | 1 | 1 | b_el |  | b_th_HT | 1 | 1 | 1 | 1e+20 |  | 1 | 0 | 1 | 91.09 | 80 | 800 | 0 | 0 | True
ASHP_1000 | ASHP_HT | 1 | 1 | 1 | b_el |  | b_th_HT | 1 | 1 | 1 | 1e+20 |  | 1 | 0 | 1 | 86.05 | 800 | 1600 | 0 | 0 | True
ASHP_2000 | ASHP_HT | 1 | 1 | 1 | b_el |  | b_th_HT | 1 | 1 | 1 | 1e+20 |  | 1 | 0 | 1 | 75.62 | 1600 | 10000 | 0 | 0 | True

## z_hp
label | type | active | n_inputs | n_outputs | from | from_2 | to | to_2 | efficiency_1 | efficiency_2 | capacity_1 | capacity_2 | variable efficiency | variable input costs | invest | ep_costs | minimum | maximum | offset | renewable_share | nonconvex

## feed_in_trafo
label | active | n_inputs | n_outputs | from | to 1 | efficiency 1 | efficiency 2 | capacity 1 | capacity 2 | variable efficiency | variable input costs | invest | ep_costs | minimum | maximum | offset | emission_factor | runtime_limit
z_PV_Einspeisung | 0 | 1 | 1 | b_el_PV | b_el_Einspeisung | 1 |  | 10000000000 |  |  | -0.113 | 0 | [5 empty] | 0
z_BHKW_Einspeisung_mF_50 | 0 | 1 | 1 | b_el_BHKW_50 | b_el_Einspeisung | 1 |  | 10000000000 |  |  | -0.16 | 0 | [5 empty] | 1
z_BHKW_Einspeisung_mF_100 | 0 | 1 | 1 | b_el_BHKW_100 | b_el_Einspeisung | 1 |  | 10000000000 |  |  | -0.07 | 0 | [5 empty] | 1
z_BHKW_Einspeisung_mF_500 | 0 | 1 | 1 | b_el_BHKW_500 | b_el_Einspeisung | 1 |  | 10000000000 |  |  | -0.051 | 0 | [5 empty] | 1
z_BHKW_Einspeisung_mF_1000 | 0 | 1 | 1 | b_el_BHKW_1000 | b_el_Einspeisung | 1 |  | 10000000000 |  |  | -0.0587 | 0 | [5 empty] | 1
z_BHKW_Einspeisung_oF_50 | 0 | 1 | 1 | b_el_BHKW_50 | b_el_Einspeisung | 1 |  | 10000000000 |  |  | -0.001 | 0 | [5 empty] | 0
z_BHKW_Einspeisung_oF_100 | 0 | 1 | 1 | b_el_BHKW_100 | b_el_Einspeisung | 1 |  | 10000000000 |  |  | -0.001 | 0 | [5 empty] | 0
z_BHKW_Einspeisung_oF_500 | 0 | 1 | 1 | b_el_BHKW_500 | b_el_Einspeisung | 1 |  | 10000000000 |  |  | -0.001 | 0 | [5 empty] | 0
z_BHKW_Einspeisung_oF_1000 | 0 | 1 | 1 | b_el_BHKW_1000 | b_el_Einspeisung | 1 |  | 10000000000 |  |  | -0.001 | 0 | [5 empty] | 0

## time_series
timestamp | Last_SH.fix | Loss.fix | PV.fix | ASHP_HT.fix | GSHP_C_HT.fix | GSHP_B_HT.fix | ASHP_NT.fix | GSHP_C_NT.fix | GSHP_B_NT.fix | Last_DHW.fix
0 | 5.8713e-05 | 0 | 0 | 2.983 | 2.8712 | 3.0192 | 4.3369 | 4.0908 | 4.4187 | 0
1 | 0.00022214 | 0.00012062 | 0 | 2.9809 | 2.8712 | 3.0192 | 4.3322 | 4.0908 | 4.4187 | 2.2453e-05
2 | 0.00022234 | 0.00012018 | 0 | 2.958 | 2.8712 | 3.0192 | 4.281 | 4.0908 | 4.4187 | 2.2125e-05
3 | 0.00022195 | 0.00012018 | 0 | 2.9446 | 2.8712 | 3.0192 | 4.2513 | 4.0908 | 4.4187 | 1.77e-05
4 | 0.00022362 | 0.00012019 | 0 | 2.9406 | 2.8712 | 3.0192 | 4.2423 | 4.0908 | 4.4187 | 2.2781e-05
5 | 0.0002222 | 0.0001202 | 0 | 2.9274 | 2.8712 | 3.0192 | 4.2131 | 4.0908 | 4.4187 | 2.6386e-05
6 | 0.00023582 | 0.0001202 | 0 | 2.9053 | 2.8712 | 3.0192 | 4.1647 | 4.0908 | 4.4187 | 2.8189e-05
7 | 0.00025561 | 0.00011984 | 0 | 2.9033 | 2.8712 | 3.0192 | 4.1604 | 4.0908 | 4.4187 | 0.00063081
8 | 0.00023165 | 0.00012002 | 0.0011551 | 2.9043 | 2.8732 | 3.0192 | 4.1625 | 4.095 | 4.4187 | 0.0006077
9 | 0.0002237 | 0.0001203 | 0.0070028 | 2.9375 | 2.8722 | 3.0192 | 4.2355 | 4.0929 | 4.4187 | 5.9328e-05
10 | 0.00022186 | 0.00012024 | 0.015247 | 2.9705 | 2.8722 | 3.0192 | 4.3088 | 4.0929 | 4.4187 | 0.00011636
11 | 0.000229 | 0.00012026 | 0.019521 | 2.9957 | 2.8722 | 3.0192 | 4.3654 | 4.0929 | 4.4187 | 8.3583e-05
12 | 0.00024948 | 0.00011969 | 0.016345 | 3.0191 | 2.8722 | 3.0192 | 4.4186 | 4.0929 | 4.4187 | 9.7842e-05
13 | 0.00023594 | 0.00012053 | 0.012764 | 3.0299 | 2.8722 | 3.0192 | 4.4432 | 4.0929 | 4.4187 | 0.00010522
14 | 0.0002292 | 0.00012054 | 0.0077969 | 3.0245 | 2.8732 | 3.0192 | 4.4309 | 4.095 | 4.4187 | 9.5383e-05
15 | 0.00021898 | 0.00012031 | 0.001877 | 2.9925 | 2.8732 | 3.0192 | 4.3582 | 4.095 | 4.4187 | 0.00030614
16 | 0.00021038 | 0.00012025 | 0 | 2.9436 | 2.8722 | 3.0192 | 4.2491 | 4.0929 | 4.4187 | 0.00031975
17 | 0.00020982 | 0.00012015 | 0 | 2.9183 | 2.8732 | 3.0192 | 4.1932 | 4.095 | 4.4187 | 4.2939e-05
18 | 0.0002138 | 0.00011996 | 0 | 2.9063 | 2.8732 | 3.0192 | 4.1669 | 4.095 | 4.4187 | 3.9333e-05
19 | 0.00021992 | 0.00011976 | 0 | 2.8875 | 2.8732 | 3.0192 | 4.1259 | 4.095 | 4.4187 | 5.7689e-05
20 | 0.00023485 | 0.00012057 | 0 | 2.8718 | 2.8742 | 3.0192 | 4.092 | 4.0972 | 4.4187 | 0.00018536
21 | 0.00022759 | 0.00011975 | 0 | 2.8544 | 2.8751 | 3.0192 | 4.0546 | 4.0993 | 4.4187 | 0.0001811
22 | 0.00021402 | 0.00012003 | 0 | 2.8381 | 2.8751 | 3.0192 | 4.0198 | 4.0993 | 4.4187 | 0.00021338
23 | 0.00021226 | 0.00012027 | 0 | 2.8211 | 2.8751 | 3.0192 | 3.9837 | 4.0993 | 4.4187 | 2.8681e-05
24 | 0.00021092 | 0.00012031 | 0 | 2.8174 | 2.8742 | 3.0192 | 3.9757 | 4.0972 | 4.4187 | 1.5078e-05
25 | 0.00020973 | 0.00012031 | 0 | 2.8174 | 2.8742 | 3.0192 | 3.9757 | 4.0972 | 4.4187 | 1.2456e-05
26 | 0.0002087 | 0.00012032 | 0 | 2.8202 | 2.8751 | 3.0192 | 3.9817 | 4.0993 | 4.4187 | 1.475e-05
27 | 0.00020854 | 0.00012033 | 0 | 2.8043 | 2.8761 | 3.0192 | 3.9481 | 4.1014 | 4.4187 | 4.9167e-06
28 | 0.00021036 | 0.00012029 | 0 | 2.8015 | 2.8761 | 3.0192 | 3.9423 | 4.1014 | 4.4187 | 1.5242e-05
29 | 0.00020854 | 0.00012034 | 0 | 2.8052 | 2.8761 | 3.0192 | 3.9501 | 4.1014 | 4.4187 | 1.1144e-05
30 | 0.00022453 | 0.00012035 | 0 | 2.8296 | 2.8761 | 3.0192 | 4.0017 | 4.1014 | 4.4187 | 1.1472e-05
31 | 0.0002179 | 0.00012 | 0 | 2.8296 | 2.8771 | 3.0192 | 4.0017 | 4.1035 | 4.4187 | 0.00063392
32 | 0.00019073 | 0.00012044 | 0.00072194 | 2.8429 | 2.8771 | 3.0192 | 4.03 | 4.1035 | 4.4187 | 8.0142e-05
33 | 0.00019371 | 0.00012047 | 0.002599 | 2.8767 | 2.8781 | 3.0192 | 4.1026 | 4.1056 | 4.4187 | 6.8833e-05
34 | 0.00017831 | 0.00012032 | 0.0095873 | 2.9163 | 2.8781 | 3.0192 | 4.1888 | 4.1056 | 4.4187 | 8.8172e-05
35 | 0.0001831 | 0.00012047 | 0.0076814 | 2.9684 | 2.8781 | 3.0192 | 4.3041 | 4.1056 | 4.4187 | 0.00010653
36 | 0.00018453 | 0.00012036 | 0.0088943 | 3.0095 | 2.8781 | 3.0192 | 4.3967 | 4.1056 | 4.4187 | 0.00020306
37 | 0.00020324 | 0.00011972 | 0.0090675 | 3.0463 | 2.8791 | 3.0192 | 4.4807 | 4.1077 | 4.4187 | 0.00010522
38 | 0.00016979 | 0.00012069 | 0.0056022 | 3.0463 | 2.8791 | 3.0192 | 4.4807 | 4.1077 | 4.4187 | 9.9317e-05
39 | 0.00015239 | 0.00012021 | 0.0012129 | 3.0181 | 2.8791 | 3.0192 | 4.4162 | 4.1077 | 4.4187 | 0.00011079
40 | 0.00014889 | 0.00011648 | 0 | 2.9642 | 2.88 | 3.0192 | 4.2948 | 4.1098 | 4.4187 | 8.9975e-05
41 | 0.00016889 | 0.00012087 | 0 | 2.9436 | 2.88 | 3.0192 | 4.2491 | 4.1098 | 4.4187 | 8.1617e-05
42 | 0.00017279 | 0.00011915 | 0 | 2.9033 | 2.8791 | 3.0192 | 4.1604 | 4.1077 | 4.4187 | 0.00027156
43 | 0.0002211 | 0.00011879 | 0 | 2.8924 | 2.8781 | 3.0192 | 4.1366 | 4.1056 | 4.4187 | 0.00025272
44 | 0.00023971 | 0.00012059 | 0 | 2.8904 | 2.8791 | 3.0192 | 4.1323 | 4.1077 | 4.4187 | 0.000246
45 | 0.00023889 | 0.00011918 | 0 | 2.8806 | 2.8791 | 3.0192 | 4.111 | 4.1077 | 4.4187 | 0.00026255
46 | 0.00023882 | 0.00012077 | 0 | 2.8806 | 2.8791 | 3.0192 | 4.111 | 4.1077 | 4.4187 | 8.6861e-06
47 | 0.00023753 | 0.00012061 | 0 | 2.8825 | 2.88 | 3.0192 | 4.1153 | 4.1098 | 4.4187 | 8.3583e-06
48 | 0.00023688 | 0.00012106 | 0 | 2.8816 | 2.88 | 3.0192 | 4.1131 | 4.1098 | 4.4187 | 1.6553e-05
49 | 0.00023498 | 0.00012102 | 0 | 2.8544 | 2.88 | 3.0192 | 4.0546 | 4.1098 | 4.4187 | 7.2111e-06
50 | 0.00023615 | 0.00012114 | 0 | 2.8544 | 2.8791 | 3.0192 | 4.0546 | 4.1077 | 4.4187 | 1.6881e-05
51 | 0.00023734 | 0.00012089 | 0 | 2.8515 | 2.8791 | 3.0192 | 4.0484 | 4.1077 | 4.4187 | 1.1964e-05
52 | 0.00023835 | 0.00012122 | 0 | 2.8698 | 2.8791 | 3.0192 | 4.0878 | 4.1077 | 4.4187 | 9.6694e-06
53 | 0.00024172 | 0.00012078 | 0 | 2.8631 | 2.8791 | 3.0192 | 4.0732 | 4.1077 | 4.4187 | 7.8667e-06
54 | 0.000249 | 0.00012121 | 0 | 2.8573 | 2.881 | 3.0192 | 4.0608 | 4.112 | 4.4187 | 2.0486e-05
55 | 0.00022428 | 0.00012019 | 0 | 2.8458 | 2.88 | 3.0192 | 4.0361 | 4.1098 | 4.4187 | 0.00069177
56 | 0.00016639 | 0.00012029 | 0.0012995 | 2.84 | 2.88 | 3.0192 | 4.0239 | 4.1098 | 4.4187 | 7.6536e-05
57 | 0.00015239 | 0.00012075 | 0.0045626 | 2.8698 | 2.88 | 3.0192 | 4.0878 | 4.1098 | 4.4187 | 7.3914e-05
58 | 0.00015281 | 0.00012091 | 0.0084322 | 2.9103 | 2.88 | 3.0192 | 4.1756 | 4.1098 | 4.4187 | 8.9155e-05
59 | 0.00014878 | 0.00011987 | 0.010742 | 2.9416 | 2.88 | 3.0192 | 4.2445 | 4.1098 | 4.4187 | 9.7678e-05
60 | 0.00014353 | 0.00012091 | 0.0076525 | 2.9416 | 2.88 | 3.0192 | 4.2445 | 4.1098 | 4.4187 | 0.00018978
61 | 0.00014051 | 0.00012084 | 0.0075082 | 2.9467 | 2.88 | 3.0192 | 4.2559 | 4.1098 | 4.4187 | 8.768e-05
62 | 0.00013207 | 0.00012066 | 0.0050536 | 2.9508 | 2.88 | 3.0192 | 4.265 | 4.1098 | 4.4187 | 8.6205e-05
63 | 0.00011238 | 0.00012018 | 0.0010588 | 2.9385 | 2.881 | 3.0192 | 4.2378 | 4.112 | 4.4187 | 0.00011489
64 | 0.00011238 | 0.00012022 | 0 | 2.9073 | 2.881 | 3.0192 | 4.1691 | 4.112 | 4.4187 | 7.0144e-05
65 | 0.00013951 | 0.0001207 | 0 | 2.8855 | 2.881 | 3.0192 | 4.1216 | 4.112 | 4.4187 | 9.5875e-05
66 | 0.00014036 | 0.00012089 | 0 | 2.9053 | 2.881 | 3.0192 | 4.1647 | 4.112 | 4.4187 | 0.00024534
67 | 0.00018583 | 0.00012013 | 0 | 2.8934 | 2.881 | 3.0192 | 4.1388 | 4.112 | 4.4187 | 0.0002891
68 | 0.00021966 | 0.00011921 | 0 | 2.8796 | 2.881 | 3.0192 | 4.1089 | 4.112 | 4.4187 | 0.00026124
69 | 0.00022715 | 0.00012094 | 0 | 2.8767 | 2.881 | 3.0192 | 4.1026 | 4.112 | 4.4187 | 0.00019617
70 | 0.00023897 | 0.00011799 | 0 | 2.8737 | 2.881 | 3.0192 | 4.0962 | 4.112 | 4.4187 | 1.5897e-05
71 | 0.00024172 | 0.00012121 | 0 | 2.864 | 2.881 | 3.0192 | 4.0753 | 4.112 | 4.4187 | 1.6881e-05
72 | 0.0002439 | 0.00012104 | 0 | 2.8486 | 2.881 | 3.0192 | 4.0422 | 4.112 | 4.4187 | 1.2128e-05
73 | 0.00024446 | 0.00012058 | 0 | 2.8362 | 2.881 | 3.0192 | 4.0158 | 4.112 | 4.4187 | 1.3111e-05
74 | 0.00024849 | 0.00012112 | 0 | 2.8391 | 2.881 | 3.0192 | 4.0218 | 4.112 | 4.4187 | 7.5389e-06
75 | 0.00025043 | 0.00011988 | 0 | 2.84 | 2.881 | 3.0192 | 4.0239 | 4.112 | 4.4187 | 1.5733e-05
76 | 0.00025449 | 0.00012032 | 0 | 2.8268 | 2.882 | 3.0192 | 3.9956 | 4.1141 | 4.4187 | 1.4914e-05
77 | 0.00025394 | 0.00012082 | 0 | 2.8192 | 2.881 | 3.0192 | 3.9797 | 4.112 | 4.4187 | 9.6694e-06
78 | 0.00026687 | 0.00012054 | 0 | 2.8192 | 2.881 | 3.0192 | 3.9797 | 4.112 | 4.4187 | 1.4914e-05
79 | 0.00025458 | 0.00012062 | 0 | 2.8277 | 2.882 | 3.0192 | 3.9976 | 4.1141 | 4.4187 | 0.00059885
80 | 0.00018382 | 0.00012084 | 0.0015883 | 2.8183 | 2.882 | 3.0192 | 3.9777 | 4.1141 | 4.4187 | 7.4897e-05
81 | 0.00016406 | 0.00012106 | 0.0046926 | 2.8315 | 2.882 | 3.0192 | 4.0057 | 4.1141 | 4.4187 | 7.293e-05
82 | 0.0001534 | 0.00012089 | 0.0088943 | 2.8343 | 2.883 | 3.0192 | 4.0117 | 4.1162 | 4.4187 | 9.4564e-05
83 | 0.00015603 | 0.00012032 | 0.0079894 | 2.8458 | 2.883 | 3.0192 | 4.0361 | 4.1162 | 4.4187 | 9.0139e-05
84 | 0.00014705 | 0.00011996 | 0.0080135 | 2.8438 | 2.883 | 3.0192 | 4.032 | 4.1162 | 4.4187 | 0.00021945
85 | 0.00014099 | 0.0001208 | 0.0056792 | 2.8334 | 2.883 | 3.0192 | 4.0097 | 4.1162 | 4.4187 | 9.9972e-05
86 | 0.00013917 | 0.00012076 | 0.0030321 | 2.8334 | 2.883 | 3.0192 | 4.0097 | 4.1162 | 4.4187 | 0.00010063
87 | 0.00013766 | 0.00012063 | 0.00086633 | 2.8305 | 2.883 | 3.0192 | 4.0037 | 4.1162 | 4.4187 | 9.8333e-05
88 | 0.00016302 | 0.00012018 | 0 | 2.823 | 2.883 | 3.0192 | 3.9876 | 4.1162 | 4.4187 | 7.0964e-05
89 | 0.00014315 | 0.00011994 | 0 | 2.8052 | 2.883 | 3.0192 | 3.9501 | 4.1162 | 4.4187 | 7.6208e-05
90 | 0.00014852 | 0.00012034 | 0 | 2.7988 | 2.883 | 3.0192 | 3.9365 | 4.1162 | 4.4187 | 0.00024862
91 | 0.00019229 | 0.0001206 | 0 | 2.7941 | 2.883 | 3.0192 | 3.9268 | 4.1162 | 4.4187 | 0.00025812
92 | 0.00022891 | 0.0001216 | 0 | 2.8006 | 2.882 | 3.0192 | 3.9403 | 4.1141 | 4.4187 | 0.00023321
93 | 0.00023837 | 0.00012125 | 0 | 2.7978 | 2.882 | 3.0192 | 3.9345 | 4.1141 | 4.4187 | 0.00027222
94 | 0.00024581 | 0.00012087 | 0 | 2.7941 | 2.882 | 3.0192 | 3.9268 | 4.1141 | 4.4187 | 1.5242e-05
95 | 0.00025214 | 0.00012146 | 0 | 2.7886 | 2.882 | 3.0192 | 3.9152 | 4.1141 | 4.4187 | 5.5722e-06
96 | 0.00025958 | 0.0001212 | 0 | 2.7877 | 2.881 | 3.0192 | 3.9133 | 4.112 | 4.4187 | 2.7697e-05
97 | 0.00026411 | 0.00012048 | 0 | 2.7822 | 2.882 | 3.0192 | 3.9018 | 4.1141 | 4.4187 | 3.5728e-05
98 | 0.00026933 | 0.00012109 | 0 | 2.7731 | 2.882 | 3.0192 | 3.8828 | 4.1141 | 4.4187 | 2.0322e-05
99 | 0.00027319 | 0.00011784 | 0 | 2.7578 | 2.882 | 3.0192 | 3.8509 | 4.1141 | 4.4187 | 2.0158e-05
100 | 0.00027812 | 0.00012053 | 0 | 2.7337 | 2.882 | 3.0192 | 3.8013 | 4.1141 | 4.4187 | 2.655e-05
101 | 0.00028271 | 0.00011623 | 0 | 2.7232 | 2.882 | 3.0192 | 3.7797 | 4.1141 | 4.4187 | 2.7042e-05
102 | 0.00030481 | 0.00012031 | 0 | 2.7188 | 2.882 | 3.0192 | 3.7707 | 4.1141 | 4.4187 | 2.4256e-05
103 | 0.00027115 | 0.00011995 | 0 | 2.7346 | 2.882 | 3.0192 | 3.8031 | 4.1141 | 4.4187 | 0.00058672
104 | 0.00022924 | 0.00012095 | 0.0010973 | 2.7408 | 2.882 | 3.0192 | 3.8159 | 4.1141 | 4.4187 | 0.0006118
105 | 0.00019534 | 0.00012117 | 0.0054867 | 2.7704 | 2.882 | 3.0192 | 3.8771 | 4.1141 | 4.4187 | 9.2597e-05
106 | 0.00017394 | 0.00012122 | 0.007075 | 2.7923 | 2.882 | 3.0192 | 3.9229 | 4.1141 | 4.4187 | 7.7847e-05
107 | 0.00017005 | 0.00011841 | 0.0070028 | 2.8174 | 2.882 | 3.0192 | 3.9757 | 4.1141 | 4.4187 | 9.3908e-05
108 | 0.00015558 | 0.00012126 | 0.0072771 | 2.8296 | 2.882 | 3.0192 | 4.0017 | 4.1141 | 4.4187 | 0.00010227
109 | 0.00015331 | 0.00012132 | 0.006122 | 2.8362 | 2.883 | 3.0192 | 4.0158 | 4.1162 | 4.4187 | 8.5714e-05
110 | 0.00015356 | 0.00011985 | 0.0041584 | 2.8381 | 2.883 | 3.0192 | 4.0198 | 4.1162 | 4.4187 | 8.6861e-05
111 | 0.00013173 | 0.00012051 | 0.0010396 | 2.8164 | 2.883 | 3.0192 | 3.9737 | 4.1162 | 4.4187 | 0.00034499
112 | 0.00012893 | 0.00012093 | 0 | 2.7988 | 2.882 | 3.0192 | 3.9365 | 4.1141 | 4.4187 | 0.00027632
113 | 0.00013499 | 0.00012099 | 0 | 2.7988 | 2.882 | 3.0192 | 3.9365 | 4.1141 | 4.4187 | 4.8675e-05
114 | 0.00013228 | 0.00012128 | 0 | 2.7923 | 2.882 | 3.0192 | 3.9229 | 4.1141 | 4.4187 | 4.6053e-05
115 | 0.0001735 | 0.00012117 | 0 | 2.7905 | 2.882 | 3.0192 | 3.919 | 4.1141 | 4.4187 | 4.3594e-05
116 | 0.00020896 | 0.00011914 | 0 | 2.7804 | 2.882 | 3.0192 | 3.898 | 4.1141 | 4.4187 | 0.00017749
117 | 0.00022094 | 0.00012047 | 0 | 2.7868 | 2.882 | 3.0192 | 3.9113 | 4.1141 | 4.4187 | 0.00017241
118 | 0.00021045 | 0.00012154 | 0 | 2.7813 | 2.882 | 3.0192 | 3.8999 | 4.1141 | 4.4187 | 0.00019175
119 | 0.00021534 | 0.00012131 | 0 | 2.7704 | 2.882 | 3.0192 | 3.8771 | 4.1141 | 4.4187 | 1.8356e-05
120 | 0.00022137 | 0.00012024 | 0 | 2.7488 | 2.881 | 3.0192 | 3.8324 | 4.112 | 4.4187 | 2.065e-05
121 | 0.00022593 | 0.00012063 | 0 | 2.7614 | 2.881 | 3.0192 | 3.8583 | 4.112 | 4.4187 | 2.5731e-05
122 | 0.00022875 | 0.00011834 | 0 | 2.7542 | 2.881 | 3.0192 | 3.8435 | 4.112 | 4.4187 | 2.6878e-05
123 | 0.00023254 | 0.00012073 | 0 | 2.756 | 2.881 | 3.0192 | 3.8472 | 4.112 | 4.4187 | 4.1955e-05
124 | 0.00023704 | 0.00011886 | 0 | 2.7382 | 2.881 | 3.0192 | 3.8104 | 4.112 | 4.4187 | 1.4914e-05
125 | 0.00024529 | 0.00012127 | 0 | 2.739 | 2.881 | 3.0192 | 3.8122 | 4.112 | 4.4187 | 3.0647e-05
126 | 0.00025161 | 0.00011902 | 0 | 2.7276 | 2.881 | 3.0192 | 3.7887 | 4.112 | 4.4187 | 2.6386e-05
127 | 0.00025907 | 0.00012093 | 0 | 2.7241 | 2.881 | 3.0192 | 3.7815 | 4.112 | 4.4187 | 0.00056886
128 | 0.00019626 | 0.00012024 | 0.0018048 | 2.7329 | 2.881 | 3.0192 | 3.7995 | 4.112 | 4.4187 | 0.00064539
129 | 0.00017848 | 0.00012116 | 0.0071039 | 2.7677 | 2.88 | 3.0192 | 3.8715 | 4.1098 | 4.4187 | 0.00010309
130 | 0.0001758 | 0.00012128 | 0.012302 | 2.7804 | 2.88 | 3.0192 | 3.898 | 4.1098 | 4.4187 | 7.5389e-05
131 | 0.00017097 | 0.00012126 | 0.016056 | 2.8043 | 2.88 | 3.0192 | 3.9481 | 4.1098 | 4.4187 | 6.5883e-05
132 | 0.00014698 | 0.00012015 | 0.015421 | 2.8192 | 2.8791 | 3.0192 | 3.9797 | 4.1077 | 4.4187 | 0.00010096
133 | 0.00014799 | 0.00012127 | 0.0097028 | 2.8174 | 2.8791 | 3.0192 | 3.9757 | 4.1077 | 4.4187 | 7.883e-05
134 | 0.00014698 | 0.00011932 | 0.0060643 | 2.8071 | 2.8791 | 3.0192 | 3.954 | 4.1077 | 4.4187 | 8.6042e-05
135 | 0.00013055 | 0.00012098 | 0.0017327 | 2.7895 | 2.88 | 3.0192 | 3.9171 | 4.1098 | 4.4187 | 0.00033482
136 | 0.00012922 | 0.00012021 | 0 | 2.7722 | 2.88 | 3.0192 | 3.8809 | 4.1098 | 4.4187 | 0.0003086
137 | 0.00013305 | 0.00012061 | 0 | 2.7435 | 2.8791 | 3.0192 | 3.8214 | 4.1077 | 4.4187 | 5.31e-05
138 | 0.00014155 | 0.00011894 | 0 | 2.7127 | 2.8781 | 3.0192 | 3.7583 | 4.1056 | 4.4187 | 5.2444e-05
139 | 0.00019068 | 0.00012083 | 0 | 2.7032 | 2.8781 | 3.0192 | 3.7389 | 4.1056 | 4.4187 | 5.4083e-05
140 | 0.00021958 | 0.00011337 | 0 | 2.6938 | 2.8781 | 3.0192 | 3.7197 | 4.1056 | 4.4187 | 0.00017782
141 | 0.00022847 | 0.0001214 | 0 | 2.6767 | 2.8781 | 3.0192 | 3.6853 | 4.1056 | 4.4187 | 0.00020584
142 | 0.00022835 | 0.00012105 | 0 | 2.665 | 2.8781 | 3.0192 | 3.6616 | 4.1056 | 4.4187 | 0.00019732
143 | 0.0002342 | 0.00012167 | 0 | 2.6734 | 2.8781 | 3.0192 | 3.6785 | 4.1056 | 4.4187 | 1.8519e-05
144 | 0.00024137 | 0.00012173 | 0 | 2.6767 | 2.8781 | 3.0192 | 3.6853 | 4.1056 | 4.4187 | 1.1144e-05
145 | 0.00024802 | 0.00012153 | 0 | 2.6734 | 2.8781 | 3.0192 | 3.6785 | 4.1056 | 4.4187 | 1.5406e-05
146 | 0.00025172 | 0.00012173 | 0 | 2.6583 | 2.8771 | 3.0192 | 3.6482 | 4.1035 | 4.4187 | 1.2619e-05
147 | 0.00025542 | 0.00012177 | 0 | 2.6633 | 2.8771 | 3.0192 | 3.6583 | 4.1035 | 4.4187 | 5.5722e-06
148 | 0.00026194 | 0.00012173 | 0 | 2.6599 | 2.8771 | 3.0192 | 3.6516 | 4.1035 | 4.4187 | 1.5897e-05
149 | 0.00026318 | 0.00012 | 0 | 2.6675 | 2.8761 | 3.0192 | 3.6667 | 4.1014 | 4.4187 | 1.3111e-05
150 | 0.0002788 | 0.00012162 | 0 | 2.6784 | 2.8761 | 3.0192 | 3.6887 | 4.1014 | 4.4187 | 1.4586e-05
151 | 0.00025107 | 0.00012021 | 0 | 2.6793 | 2.8761 | 3.0192 | 3.6905 | 4.1014 | 4.4187 | 0.00061524
152 | 0.00019386 | 0.00012121 | 0.0010107 | 2.681 | 2.8761 | 3.0192 | 3.6939 | 4.1014 | 4.4187 | 7.1128e-05
153 | 0.00017557 | 0.00012144 | 0.0031043 | 2.6861 | 2.8761 | 3.0192 | 3.7042 | 4.1014 | 4.4187 | 8.1617e-05
154 | 0.00016539 | 0.00012023 | 0.0064974 | 2.7041 | 2.8761 | 3.0192 | 3.7407 | 4.1014 | 4.4187 | 8.8992e-05
155 | 0.00016162 | 0.00012133 | 0.0080857 | 2.7232 | 2.8761 | 3.0192 | 3.7797 | 4.1014 | 4.4187 | 0.00010177
156 | 0.0001539 | 0.00011961 | 0.011955 | 2.7373 | 2.8761 | 3.0192 | 3.8086 | 4.1014 | 4.4187 | 0.0002224
157 | 0.00015768 | 0.00012051 | 0.0083745 | 2.7364 | 2.8761 | 3.0192 | 3.8068 | 4.1014 | 4.4187 | 8.9647e-05
158 | 0.00015943 | 0.00012155 | 0.0042739 | 2.7417 | 2.8742 | 3.0192 | 3.8177 | 4.0972 | 4.4187 | 0.00010899
159 | 0.00014368 | 0.00012084 | 0.0010396 | 2.7364 | 2.8742 | 3.0192 | 3.8068 | 4.0972 | 4.4187 | 8.6533e-05
160 | 0.00014259 | 0.00012043 | 0 | 2.7399 | 2.8751 | 3.0192 | 3.814 | 4.0993 | 4.4187 | 7.3258e-05
161 | 0.00015626 | 0.00012027 | 0 | 2.7337 | 2.8751 | 3.0192 | 3.8013 | 4.0993 | 4.4187 | 9.2433e-05
162 | 0.00015509 | 0.00012131 | 0 | 2.7364 | 2.8751 | 3.0192 | 3.8068 | 4.0993 | 4.4187 | 0.00022387
163 | 0.00020406 | 0.00010784 | 0 | 2.7364 | 2.8751 | 3.0192 | 3.8068 | 4.0993 | 4.4187 | 0.00029074
164 | 0.00023615 | 0.00012145 | 0 | 2.7276 | 2.8751 | 3.0192 | 3.7887 | 4.0993 | 4.4187 | 0.00024665
165 | 0.00024927 | 0.00012019 | 0 | 2.7127 | 2.8742 | 3.0192 | 3.7583 | 4.0972 | 4.4187 | 0.00026779
166 | 0.00025606 | 0.00012012 | 0 | 2.7032 | 2.8742 | 3.0192 | 3.7389 | 4.0972 | 4.4187 | 1.4258e-05
167 | 0.00026389 | 0.00012067 | 0 | 2.6972 | 2.8742 | 3.0192 | 3.7267 | 4.0972 | 4.4187 | 8.5222e-06
168 | 0.00027104 | 0.00012141 | 0 | 2.6903 | 2.8742 | 3.0192 | 3.7128 | 4.0972 | 4.4187 | 7.8667e-06
169 | 0.00027815 | 0.00012126 | 0 | 2.6869 | 2.8742 | 3.0192 | 3.7059 | 4.0972 | 4.4187 | 2.065e-05
170 | 0.0002833 | 0.00012086 | 0 | 2.6658 | 2.8742 | 3.0192 | 3.6633 | 4.0972 | 4.4187 | 7.375e-06
171 | 0.00028555 | 0.00011935 | 0 | 2.6616 | 2.8722 | 3.0192 | 3.6549 | 4.0929 | 4.4187 | 1.4094e-05
172 | 0.00028845 | 0.00012054 | 0 | 2.6566 | 2.8722 | 3.0192 | 3.6449 | 4.0929 | 4.4187 | 1.4914e-05
173 | 0.00030397 | 0.00011984 | 0 | 2.6608 | 2.8722 | 3.0192 | 3.6533 | 4.0929 | 4.4187 | 1.8683e-05
174 | 0.00030608 | 0.00012034 | 0 | 2.665 | 2.8722 | 3.0192 | 3.6616 | 4.0929 | 4.4187 | 1.4586e-05
175 | 0.00027488 | 0.00012121 | 0 | 2.6708 | 2.8712 | 3.0192 | 3.6735 | 4.0908 | 4.4187 | 0.0006531
176 | 0.00022393 | 0.00012116 | 0.0013717 | 2.6675 | 2.8712 | 3.0192 | 3.6667 | 4.0908 | 4.4187 | 7.883e-05
177 | 0.00020713 | 0.00012168 | 0.0050536 | 2.6625 | 2.8712 | 3.0192 | 3.6566 | 4.0908 | 4.4187 | 9.9317e-05
178 | 0.00020439 | 0.00012164 | 0.0092408 | 2.6658 | 2.8712 | 3.0192 | 3.6633 | 4.0908 | 4.4187 | 7.3914e-05
179 | 0.00019639 | 0.00012164 | 0.010916 | 2.6827 | 2.8703 | 3.0192 | 3.6973 | 4.0887 | 4.4187 | 8.3583e-05
180 | 0.00018882 | 0.00011892 | 0.0099339 | 2.6955 | 2.8703 | 3.0192 | 3.7232 | 4.0887 | 4.4187 | 0.00023584
181 | 0.00019558 | 0.00012136 | 0.0097028 | 2.7215 | 2.8703 | 3.0192 | 3.7761 | 4.0887 | 4.4187 | 0.00010227
182 | 0.00020419 | 0.0001218 | 0.0056311 | 2.7276 | 2.8693 | 3.0192 | 3.7887 | 4.0866 | 4.4187 | 8.1617e-05
183 | 0.00017876 | 0.00012075 | 0.0014439 | 2.7302 | 2.8693 | 3.0192 | 3.7941 | 4.0866 | 4.4187 | 9.6203e-05
184 | 0.00017958 | 0.00012155 | 0 | 2.7127 | 2.8693 | 3.0192 | 3.7583 | 4.0866 | 4.4187 | 7.7355e-05
185 | 0.00017406 | 0.00012153 | 0 | 2.6938 | 2.8693 | 3.0192 | 3.7197 | 4.0866 | 4.4187 | 6.6375e-05
186 | 0.00017947 | 0.0001215 | 0 | 2.6793 | 2.8683 | 3.0192 | 3.6905 | 4.0845 | 4.4187 | 0.00026157
187 | 0.00022028 | 0.00011833 | 0 | 2.6725 | 2.8683 | 3.0192 | 3.6768 | 4.0845 | 4.4187 | 0.0002401
188 | 0.00025388 | 0.00012161 | 0 | 2.67 | 2.8673 | 3.0192 | 3.6718 | 4.0824 | 4.4187 | 0.00027337
189 | 0.00026226 | 0.00012114 | 0 | 2.6599 | 2.8664 | 3.0192 | 3.6516 | 4.0804 | 4.4187 | 0.00027894
190 | 0.000263 | 0.00012008 | 0 | 2.6549 | 2.8673 | 3.0192 | 3.6416 | 4.0824 | 4.4187 | 1.2292e-05
191 | 0.00026766 | 0.00011976 | 0 | 2.6541 | 2.8673 | 3.0192 | 3.6399 | 4.0824 | 4.4187 | 1.3603e-05
192 | 0.00027379 | 0.00012095 | 0 | 2.6355 | 2.8673 | 3.0192 | 3.6029 | 4.0824 | 4.4187 | 1.3439e-05
193 | 0.0002808 | 0.00012071 | 0 | 2.6425 | 2.8664 | 3.0192 | 3.6168 | 4.0804 | 4.4187 | 7.375e-06
194 | 0.00028553 | 0.00011976 | 0 | 2.6359 | 2.8654 | 3.0192 | 3.6037 | 4.0783 | 4.4187 | 1.2292e-05
195 | 0.0002901 | 0.0001202 | 0 | 2.6409 | 2.8654 | 3.0192 | 3.6135 | 4.0783 | 4.4187 | 8.1944e-06
196 | 0.00029451 | 0.000119 | 0 | 2.6368 | 2.8644 | 3.0192 | 3.6053 | 4.0762 | 4.4187 | 1.1308e-05
197 | 0.00031727 | 0.00011867 | 0 | 2.6409 | 2.8644 | 3.0192 | 3.6135 | 4.0762 | 4.4187 | 1.5406e-05
198 | 0.00031463 | 0.00011934 | 0 | 2.6409 | 2.8644 | 3.0192 | 3.6135 | 4.0762 | 4.4187 | 8.85e-06
199 | 0.00029321 | 0.00012096 | 0 | 2.6401 | 2.8635 | 3.0192 | 3.6119 | 4.0741 | 4.4187 | 0.00059492
200 | 0.00022342 | 0.00012111 | 0.0013476 | 2.6417 | 2.8635 | 3.0192 | 3.6151 | 4.0741 | 4.4187 | 7.2111e-05
201 | 0.00019943 | 0.00012118 | 0.0040429 | 2.6767 | 2.8635 | 3.0192 | 3.6853 | 4.0741 | 4.4187 | 8.26e-05
202 | 0.00017095 | 0.00012127 | 0.0068151 | 2.6963 | 2.8635 | 3.0192 | 3.7249 | 4.0741 | 4.4187 | 0.00010309
203 | 0.00018506 | 0.00011631 | 0.0079413 | 2.718 | 2.8635 | 3.0192 | 3.769 | 4.0741 | 4.4187 | 9.4892e-05
204 | 0.00017604 | 0.00012192 | 0.010107 | 2.7267 | 2.8635 | 3.0192 | 3.7869 | 4.0741 | 4.4187 | 0.00020929
205 | 0.00017872 | 0.0001218 | 0.0072194 | 2.7435 | 2.8625 | 3.0192 | 3.8214 | 4.072 | 4.4187 | 0.0001044
206 | 0.00017382 | 0.00012197 | 0.0042594 | 2.7329 | 2.8635 | 3.0192 | 3.7995 | 4.0741 | 4.4187 | 8.5222e-05
207 | 0.00016655 | 0.00012105 | 0.0013861 | 2.7276 | 2.8606 | 3.0192 | 3.7887 | 4.0678 | 4.4187 | 7.9978e-05
208 | 0.00015984 | 0.00012174 | 0 | 2.7084 | 2.8606 | 3.0192 | 3.7495 | 4.0678 | 4.4187 | 8.0469e-05
209 | 0.00015885 | 0.00012185 | 0 | 2.7119 | 2.8606 | 3.0192 | 3.7565 | 4.0678 | 4.4187 | 8.9647e-05
210 | 0.00016675 | 0.00011971 | 0 | 2.7075 | 2.8586 | 3.0192 | 3.7477 | 4.0637 | 4.4187 | 0.00028517
211 | 0.00021382 | 0.00011765 | 0 | 2.7075 | 2.8586 | 3.0192 | 3.7477 | 4.0637 | 4.4187 | 0.00026419
212 | 0.00024688 | 0.0001201 | 0 | 2.6861 | 2.8586 | 3.0192 | 3.7042 | 4.0637 | 4.4187 | 0.00029271
213 | 0.00025203 | 0.0001127 | 0 | 2.6784 | 2.8586 | 3.0192 | 3.6887 | 4.0637 | 4.4187 | 0.00023567
214 | 0.00025212 | 0.00011875 | 0 | 2.6759 | 2.8586 | 3.0192 | 3.6836 | 4.0637 | 4.4187 | 9.5055e-06
215 | 0.00025783 | 0.00011941 | 0 | 2.67 | 2.8586 | 3.0192 | 3.6718 | 4.0637 | 4.4187 | 7.5389e-06
216 | 0.00026529 | 0.0001187 | 0 | 2.6708 | 2.8577 | 3.0192 | 3.6735 | 4.0616 | 4.4187 | 1.7536e-05
217 | 0.00027028 | 0.00011974 | 0 | 2.6616 | 2.8577 | 3.0192 | 3.6549 | 4.0616 | 4.4187 | 7.7028e-06
218 | 0.0002758 | 0.0001185 | 0 | 2.6541 | 2.8586 | 3.0192 | 3.6399 | 4.0637 | 4.4187 | 1.5733e-05
219 | 0.00028146 | 0.00011742 | 0 | 2.6508 | 2.8586 | 3.0192 | 3.6333 | 4.0637 | 4.4187 | 1.2292e-05
220 | 0.00028653 | 0.00011605 | 0 | 2.6558 | 2.8567 | 3.0192 | 3.6432 | 4.0595 | 4.4187 | 1.8519e-05
221 | 0.00030432 | 0.00011616 | 0 | 2.65 | 2.8567 | 3.0192 | 3.6316 | 4.0595 | 4.4187 | 9.3417e-06
222 | 0.00030781 | 0.00011774 | 0 | 2.6359 | 2.8567 | 3.0192 | 3.6037 | 4.0595 | 4.4187 | 1.0981e-05
223 | 0.00028351 | 0.0001214 | 0 | 2.6376 | 2.8567 | 3.0192 | 3.607 | 4.0595 | 4.4187 | 0.00068276
224 | 0.0002296 | 0.00012192 | 0.0016364 | 2.6351 | 2.8567 | 3.0192 | 3.6021 | 4.0595 | 4.4187 | 8.6205e-05
225 | 0.00022233 | 0.00012189 | 0.0068151 | 2.6784 | 2.8567 | 3.0192 | 3.6887 | 4.0595 | 4.4187 | 6.3917e-05
226 | 0.00020893 | 0.00012133 | 0.012129 | 2.7049 | 2.8548 | 3.0192 | 3.7424 | 4.0554 | 4.4187 | 9.1122e-05
227 | 0.00021077 | 0.00012168 | 0.014323 | 2.7206 | 2.8567 | 3.0192 | 3.7743 | 4.0595 | 4.4187 | 9.653e-05
228 | 0.00019562 | 0.00012204 | 0.014728 | 2.739 | 2.8567 | 3.0192 | 3.8122 | 4.0595 | 4.4187 | 0.0002201
229 | 0.00019168 | 0.0001214 | 0.014265 | 2.7364 | 2.8548 | 3.0192 | 3.8068 | 4.0554 | 4.4187 | 0.00010309
230 | 0.00018585 | 0.00012142 | 0.008259 | 2.7417 | 2.8548 | 3.0192 | 3.8177 | 4.0554 | 4.4187 | 0.00013472
231 | 0.00017602 | 0.00012183 | 0.0020214 | 2.7382 | 2.8548 | 3.0192 | 3.8104 | 4.0554 | 4.4187 | 9.2433e-05
232 | 0.00017322 | 0.00012116 | 0 | 2.7223 | 2.8548 | 3.0192 | 3.7779 | 4.0554 | 4.4187 | 6.4244e-05
233 | 0.00017377 | 0.00012193 | 0 | 2.6852 | 2.8548 | 3.0192 | 3.7025 | 4.0554 | 4.4187 | 7.2439e-05
234 | 0.00018691 | 0.00012197 | 0 | 2.6599 | 2.8548 | 3.0192 | 3.6516 | 4.0554 | 4.4187 | 0.00024305
235 | 0.0002257 | 0.00012268 | 0 | 2.6359 | 2.8538 | 3.0192 | 3.6037 | 4.0533 | 4.4187 | 0.0002614
236 | 0.00026091 | 0.00012035 | 0 | 2.6237 | 2.8528 | 3.0192 | 3.5794 | 4.0513 | 4.4187 | 0.00026697
237 | 0.00026456 | 0.00011374 | 0 | 2.61 | 2.8519 | 3.0192 | 3.5523 | 4.0492 | 4.4187 | 0.00027107
238 | 0.00026686 | 0.00012112 | 0 | 2.606 | 2.8519 | 3.0192 | 3.5444 | 4.0492 | 4.4187 | 1.0817e-05
239 | 0.00027079 | 0.00012011 | 0 | 2.6012 | 2.8538 | 3.0192 | 3.535 | 4.0533 | 4.4187 | 9.9972e-06
240 | 0.0002776 | 0.00011993 | 0 | 2.6012 | 2.8538 | 3.0192 | 3.535 | 4.0533 | 4.4187 | 1.1144e-05
241 | 0.0002826 | 0.00012005 | 0 | 2.5964 | 2.8528 | 3.0192 | 3.5256 | 4.0513 | 4.4187 | 2.2125e-05
242 | 0.00028665 | 0.00011998 | 0 | 2.5932 | 2.8528 | 3.0192 | 3.5194 | 4.0513 | 4.4187 | 9.1778e-06
243 | 0.00029122 | 0.00011791 | 0 | 2.5956 | 2.8528 | 3.0192 | 3.5241 | 4.0513 | 4.4187 | 1.7536e-05
244 | 0.00029435 | 0.00011837 | 0 | 2.594 | 2.8538 | 3.0192 | 3.5209 | 4.0533 | 4.4187 | 1.2947e-05
245 | 0.00030303 | 0.00012004 | 0 | 2.5861 | 2.8538 | 3.0192 | 3.5055 | 4.0533 | 4.4187 | 1.1964e-05
246 | 0.0003153 | 0.00011917 | 0 | 2.59 | 2.8538 | 3.0192 | 3.5132 | 4.0533 | 4.4187 | 8.5222e-06
247 | 0.00028844 | 0.00012172 | 7.2194e-05 | 2.5908 | 2.8528 | 3.0192 | 3.5147 | 4.0513 | 4.4187 | 0.00069522
248 | 0.00023048 | 0.00012182 | 0.0019492 | 2.6076 | 2.8528 | 3.0192 | 3.5476 | 4.0513 | 4.4187 | 7.3914e-05
249 | 0.00021933 | 0.00012206 | 0.0072916 | 2.6335 | 2.8528 | 3.0192 | 3.5988 | 4.0513 | 4.4187 | 7.9486e-05
250 | 0.000211 | 0.00012192 | 0.0097606 | 2.6608 | 2.8528 | 3.0192 | 3.6533 | 4.0513 | 4.4187 | 8.6533e-05
251 | 0.00020988 | 0.00011953 | 0.011031 | 2.6938 | 2.8538 | 3.0192 | 3.7197 | 4.0533 | 4.4187 | 9.9972e-05
252 | 0.0002017 | 0.00012049 | 0.011204 | 2.7006 | 2.8528 | 3.0192 | 3.7337 | 4.0513 | 4.4187 | 0.00021715
253 | 0.00019631 | 0.00012147 | 0.0069306 | 2.7084 | 2.8538 | 3.0192 | 3.7495 | 4.0533 | 4.4187 | 8.5058e-05
254 | 0.00019401 | 0.00012149 | 0.0040429 | 2.7067 | 2.8519 | 3.0192 | 3.7459 | 4.0492 | 4.4187 | 9.5711e-05
255 | 0.00017408 | 0.00012177 | 0.0011551 | 2.7006 | 2.8509 | 3.0192 | 3.7337 | 4.0472 | 4.4187 | 9.2105e-05
256 | 0.00016541 | 0.00012173 | 0 | 2.6793 | 2.8519 | 3.0192 | 3.6905 | 4.0492 | 4.4187 | 8.555e-05
257 | 0.00016298 | 0.00012187 | 0 | 2.6692 | 2.8519 | 3.0192 | 3.6701 | 4.0492 | 4.4187 | 8.0469e-05
258 | 0.00018552 | 0.00011999 | 0 | 2.6666 | 2.85 | 3.0192 | 3.665 | 4.0451 | 4.4187 | 0.00025599
259 | 0.00022681 | 0.00011721 | 0 | 2.6574 | 2.8519 | 3.0192 | 3.6466 | 4.0492 | 4.4187 | 0.00025485
260 | 0.0002542 | 0.00012152 | 0 | 2.6549 | 2.8519 | 3.0192 | 3.6416 | 4.0492 | 4.4187 | 0.00027435
261 | 0.00026346 | 0.00012004 | 0 | 2.6541 | 2.8519 | 3.0192 | 3.6399 | 4.0492 | 4.4187 | 0.00026337
262 | 0.00026217 | 0.00012226 | 0 | 2.6525 | 2.8519 | 3.0192 | 3.6366 | 4.0492 | 4.4187 | 1.0161e-05
263 | 0.00026692 | 0.00012084 | 0 | 2.6508 | 2.8509 | 3.0192 | 3.6333 | 4.0472 | 4.4187 | 4.9167e-06
264 | 0.00027445 | 0.00012221 | 0 | 2.6483 | 2.85 | 3.0192 | 3.6283 | 4.0451 | 4.4187 | 1.7536e-05
265 | 0.00027998 | 0.00012132 | 0 | 2.6376 | 2.85 | 3.0192 | 3.607 | 4.0451 | 4.4187 | 2.3108e-05
266 | 0.00028462 | 0.00012208 | 0 | 2.6302 | 2.85 | 3.0192 | 3.5923 | 4.0451 | 4.4187 | 2.3928e-05
267 | 0.00028863 | 0.00012212 | 0 | 2.6475 | 2.85 | 3.0192 | 3.6267 | 4.0451 | 4.4187 | 3.4253e-05
268 | 0.00029423 | 0.0001212 | 0 | 2.65 | 2.85 | 3.0192 | 3.6316 | 4.0451 | 4.4187 | 1.5078e-05
269 | 0.00029485 | 0.0001197 | 0 | 2.6591 | 2.85 | 3.0192 | 3.6499 | 4.0451 | 4.4187 | 2.4092e-05
270 | 0.00030527 | 0.00012152 | 0 | 2.67 | 2.849 | 3.0192 | 3.6718 | 4.0431 | 4.4187 | 2.2125e-05
271 | 0.00028408 | 0.00012161 | 0 | 2.6776 | 2.849 | 3.0192 | 3.687 | 4.0431 | 4.4187 | 0.0006095
272 | 0.00024206 | 0.00012187 | 0.0011551 | 2.6895 | 2.849 | 3.0192 | 3.7111 | 4.0431 | 4.4187 | 0.00062163
273 | 0.0002062 | 0.00012166 | 0.004115 | 2.7162 | 2.849 | 3.0192 | 3.7654 | 4.0431 | 4.4187 | 8.3419e-05
274 | 0.00019152 | 0.00012206 | 0.0069306 | 2.7461 | 2.849 | 3.0192 | 3.8269 | 4.0431 | 4.4187 | 8.7353e-05
275 | 0.000188 | 0.00012133 | 0.0086633 | 2.7713 | 2.848 | 3.0192 | 3.879 | 4.041 | 4.4187 | 8.473e-05
276 | 0.00017803 | 0.00012218 | 0.0073349 | 2.7822 | 2.848 | 3.0192 | 3.9018 | 4.041 | 4.4187 | 9.2433e-05
277 | 0.00018066 | 0.00012219 | 0.0050536 | 2.7941 | 2.8471 | 3.0192 | 3.9268 | 4.0389 | 4.4187 | 6.8505e-05
278 | 0.00020077 | 0.0001211 | 0.0035375 | 2.7923 | 2.8461 | 3.0192 | 3.9229 | 4.0369 | 4.4187 | 0.00010292
279 | 0.00017109 | 0.00012157 | 0.0012129 | 2.7813 | 2.8461 | 3.0192 | 3.8999 | 4.0369 | 4.4187 | 0.00034089
280 | 0.00016993 | 0.00012133 | 0 | 2.7686 | 2.8461 | 3.0192 | 3.8733 | 4.0369 | 4.4187 | 0.00032794
281 | 0.00016674 | 0.00012135 | 0 | 2.7596 | 2.8461 | 3.0192 | 3.8546 | 4.0369 | 4.4187 | 3.835e-05
282 | 0.00017264 | 0.00012148 | 0 | 2.7461 | 2.8461 | 3.0192 | 3.8269 | 4.0369 | 4.4187 | 5.7197e-05
283 | 0.00025027 | 0.00012192 | 0 | 2.7578 | 2.8461 | 3.0192 | 3.8509 | 4.0369 | 4.4187 | 4.1628e-05
284 | 0.00026313 | 0.00012235 | 0 | 2.7641 | 2.8433 | 3.0192 | 3.864 | 4.0308 | 4.4187 | 0.00016405
285 | 0.00027956 | 0.00011322 | 0 | 2.7578 | 2.8433 | 3.0192 | 3.8509 | 4.0308 | 4.4187 | 0.00018323
286 | 0.00027783 | 0.00012034 | 0 | 2.7605 | 2.8433 | 3.0192 | 3.8565 | 4.0308 | 4.4187 | 0.00017356
287 | 0.00028713 | 0.00012128 | 0 | 2.7479 | 2.8433 | 3.0192 | 3.8305 | 4.0308 | 4.4187 | 2.4583e-05
288 | 0.00029523 | 0.00012136 | 0 | 2.7417 | 2.8433 | 3.0192 | 3.8177 | 4.0308 | 4.4187 | 2.7369e-05
289 | 0.00030113 | 0.00012121 | 0 | 2.7461 | 2.8433 | 3.0192 | 3.8269 | 4.0308 | 4.4187 | 2.7533e-05
290 | 0.00030744 | 0.00012067 | 0 | 2.7373 | 2.8433 | 3.0192 | 3.8086 | 4.0308 | 4.4187 | 2.065e-05
291 | 0.0003104 | 0.00012055 | 0 | 2.7497 | 2.8433 | 3.0192 | 3.8342 | 4.0308 | 4.4187 | 1.9175e-05
292 | 0.00031511 | 0.00011928 | 0 | 2.7426 | 2.8433 | 3.0192 | 3.8195 | 4.0308 | 4.4187 | 2.3764e-05
293 | 0.00033379 | 0.00011797 | 0 | 2.7533 | 2.8433 | 3.0192 | 3.8416 | 4.0308 | 4.4187 | 3.3269e-05
294 | 0.00033692 | 0.00011982 | 0 | 2.7596 | 2.8433 | 3.0192 | 3.8546 | 4.0308 | 4.4187 | 2.4256e-05
295 | 0.00029772 | 0.00012143 | 0 | 2.7515 | 2.8433 | 3.0192 | 3.8379 | 4.0308 | 4.4187 | 0.00061688
296 | 0.00023203 | 0.00012211 | 0.0015161 | 2.7355 | 2.8433 | 3.0192 | 3.8049 | 4.0308 | 4.4187 | 0.00061917
297 | 0.00022655 | 0.00012232 | 0.0045626 | 2.7515 | 2.8433 | 3.0192 | 3.8379 | 4.0308 | 4.4187 | 0.00011259
298 | 0.00020259 | 0.00012157 | 0.0068728 | 2.7686 | 2.8433 | 3.0192 | 3.8733 | 4.0308 | 4.4187 | 9.4892e-05
299 | 0.00020341 | 0.00012166 | 0.010338 | 2.7941 | 2.8433 | 3.0192 | 3.9268 | 4.0308 | 4.4187 | 8.8664e-05
300 | 0.00019963 | 0.00012236 | 0.0090098 | 2.8136 | 2.8423 | 3.0192 | 3.9678 | 4.0287 | 4.4187 | 0.00010833
301 | 0.00020766 | 0.00012159 | 0.0070461 | 2.8296 | 2.8423 | 3.0192 | 4.0017 | 4.0287 | 4.4187 | 8.5058e-05
302 | 0.00021584 | 0.00012234 | 0.0043316 | 2.8202 | 2.8423 | 3.0192 | 3.9817 | 4.0287 | 4.4187 | 7.0144e-05
303 | 0.00017111 | 0.00012206 | 0.0012129 | 2.8071 | 2.8423 | 3.0192 | 3.954 | 4.0287 | 4.4187 | 0.00028992
304 | 0.00016031 | 0.00012159 | 0 | 2.7895 | 2.8423 | 3.0192 | 3.9171 | 4.0287 | 4.4187 | 0.00032712
305 | 0.00015759 | 0.00012198 | 0 | 2.7795 | 2.8414 | 3.0192 | 3.8961 | 4.0267 | 4.4187 | 3.54e-05
306 | 0.00016293 | 0.00012226 | 0 | 2.7777 | 2.8414 | 3.0192 | 3.8923 | 4.0267 | 4.4187 | 3.6383e-05
307 | 0.00021378 | 0.00012177 | 0 | 2.7569 | 2.8414 | 3.0192 | 3.849 | 4.0267 | 4.4187 | 5.3592e-05
308 | 0.00024953 | 0.00011995 | 0 | 2.7461 | 2.8414 | 3.0192 | 3.8269 | 4.0267 | 4.4187 | 0.00016897
309 | 0.00025638 | 0.0001205 | 0 | 2.7524 | 2.8414 | 3.0192 | 3.8398 | 4.0267 | 4.4187 | 0.00015127
310 | 0.00026254 | 0.00012205 | 0 | 2.732 | 2.8414 | 3.0192 | 3.7977 | 4.0267 | 4.4187 | 0.00017602
311 | 0.00027475 | 0.00012236 | 0 | 2.7162 | 2.8414 | 3.0192 | 3.7654 | 4.0267 | 4.4187 | 1.7372e-05
312 | 0.000288 | 0.00012208 | 0 | 2.7136 | 2.8404 | 3.0192 | 3.7601 | 4.0247 | 4.4187 | 1.1964e-05
313 | 0.00029575 | 0.00012001 | 0 | 2.7197 | 2.8404 | 3.0192 | 3.7725 | 4.0247 | 4.4187 | 1.3931e-05
314 | 0.00030259 | 0.00012021 | 0 | 2.7119 | 2.8385 | 3.0192 | 3.7565 | 4.0206 | 4.4187 | 1.5242e-05
315 | 0.00030527 | 0.00011986 | 0 | 2.6998 | 2.8404 | 3.0192 | 3.7319 | 4.0247 | 4.4187 | 1.8683e-05
316 | 0.00030779 | 0.00011848 | 0 | 2.7075 | 2.8404 | 3.0192 | 3.7477 | 4.0247 | 4.4187 | 1.3931e-05
317 | 0.00030788 | 0.00012006 | 0 | 2.7162 | 2.8404 | 3.0192 | 3.7654 | 4.0247 | 4.4187 | 1.1472e-05
318 | 0.00032001 | 0.00012006 | 0 | 2.7075 | 2.8404 | 3.0192 | 3.7477 | 4.0247 | 4.4187 | 9.8333e-06
319 | 0.00029306 | 0.00012219 | 0.00014439 | 2.7067 | 2.8404 | 3.0192 | 3.7459 | 4.0247 | 4.4187 | 0.00065113
320 | 0.00023733 | 0.00012234 | 0.0023102 | 2.7241 | 2.8394 | 3.0192 | 3.7815 | 4.0226 | 4.4187 | 8.2764e-05
321 | 0.00021968 | 0.00012239 | 0.0095873 | 2.7542 | 2.8385 | 3.0192 | 3.8435 | 4.0206 | 4.4187 | 6.1786e-05
322 | 0.00018263 | 0.00012197 | 0.013341 | 2.7677 | 2.8385 | 3.0192 | 3.8715 | 4.0206 | 4.4187 | 0.00010817
323 | 0.00018173 | 0.00012204 | 0.016749 | 2.7951 | 2.8385 | 3.0192 | 3.9287 | 4.0206 | 4.4187 | 7.9486e-05
324 | 0.00017853 | 0.00012255 | 0.017095 | 2.8099 | 2.8385 | 3.0192 | 3.9599 | 4.0206 | 4.4187 | 0.00022469
325 | 0.0001806 | 0.00012252 | 0.015132 | 2.8164 | 2.8375 | 3.0192 | 3.9737 | 4.0186 | 4.4187 | 9.7842e-05
326 | 0.00018315 | 0.00012224 | 0.010396 | 2.8239 | 2.8375 | 3.0192 | 3.9896 | 4.0186 | 4.4187 | 0.00010374
327 | 0.00015414 | 0.00012196 | 0.0032487 | 2.8221 | 2.8375 | 3.0192 | 3.9857 | 4.0186 | 4.4187 | 0.00010833
328 | 0.00013905 | 0.00012162 | 7.2194e-05 | 2.8034 | 2.8375 | 3.0192 | 3.9462 | 4.0186 | 4.4187 | 8.4567e-05
329 | 0.00013573 | 0.00012209 | 0 | 2.8025 | 2.8375 | 3.0192 | 3.9442 | 4.0186 | 4.4187 | 7.6208e-05
330 | 0.00015239 | 0.00012175 | 0 | 2.7905 | 2.8375 | 3.0192 | 3.919 | 4.0186 | 4.4187 | 0.00024042
331 | 0.00021922 | 0.00011778 | 0 | 2.8043 | 2.8375 | 3.0192 | 3.9481 | 4.0186 | 4.4187 | 0.00025468
332 | 0.00023771 | 0.00012224 | 0 | 2.8034 | 2.8375 | 3.0192 | 3.9462 | 4.0186 | 4.4187 | 0.00025009
333 | 0.00024326 | 0.00012256 | 0 | 2.8127 | 2.8375 | 3.0192 | 3.9658 | 4.0186 | 4.4187 | 0.00027943
334 | 0.00025765 | 0.000121 | 0 | 2.8127 | 2.8375 | 3.0192 | 3.9658 | 4.0186 | 4.4187 | 9.1778e-06
335 | 0.0002619 | 0.00012126 | 0 | 2.8174 | 2.8375 | 3.0192 | 3.9757 | 4.0186 | 4.4187 | 1.7372e-05
336 | 0.00026762 | 0.00012211 | 0 | 2.808 | 2.8375 | 3.0192 | 3.956 | 4.0186 | 4.4187 | 4.2611e-06
337 | 0.00027661 | 0.00012073 | 0 | 2.7941 | 2.8375 | 3.0192 | 3.9268 | 4.0186 | 4.4187 | 9.1778e-06
338 | 0.00028521 | 0.00011979 | 0 | 2.809 | 2.8375 | 3.0192 | 3.9579 | 4.0186 | 4.4187 | 1.2783e-05
339 | 0.00029169 | 0.00011918 | 0 | 2.8025 | 2.8366 | 3.0192 | 3.9442 | 4.0165 | 4.4187 | 9.9972e-06
340 | 0.00029606 | 0.00011903 | 0 | 2.7877 | 2.8366 | 3.0192 | 3.9133 | 4.0165 | 4.4187 | 2.7042e-05
341 | 0.00029888 | 0.00012008 | 0 | 2.7813 | 2.8347 | 3.0192 | 3.8999 | 4.0125 | 4.4187 | 1.3111e-05
342 | 0.00031681 | 0.00011857 | 0 | 2.747 | 2.8347 | 3.0192 | 3.8287 | 4.0125 | 4.4187 | 1.2128e-05
343 | 0.00027726 | 0.00012169 | 7.2194e-05 | 2.7435 | 2.8347 | 3.0192 | 3.8214 | 4.0125 | 4.4187 | 0.00056755
344 | 0.00022316 | 0.00012186 | 0.0024546 | 2.7488 | 2.8366 | 3.0192 | 3.8324 | 4.0165 | 4.4187 | 7.6044e-05
345 | 0.00020185 | 0.00012248 | 0.0068151 | 2.756 | 2.8366 | 3.0192 | 3.8472 | 4.0165 | 4.4187 | 8.0305e-05
346 | 0.0001932 | 0.00012259 | 0.011609 | 2.7786 | 2.8366 | 3.0192 | 3.8942 | 4.0165 | 4.4187 | 8.9647e-05
347 | 0.00019201 | 0.00012218 | 0.013919 | 2.7951 | 2.8347 | 3.0192 | 3.9287 | 4.0125 | 4.4187 | 8.9483e-05
348 | 0.00018578 | 0.0001219 | 0.011667 | 2.8108 | 2.8347 | 3.0192 | 3.9619 | 4.0125 | 4.4187 | 0.00019765
349 | 0.00019883 | 0.00012253 | 0.0080857 | 2.8249 | 2.8347 | 3.0192 | 3.9916 | 4.0125 | 4.4187 | 9.7186e-05
350 | 0.00018446 | 0.00012255 | 0.0054145 | 2.8146 | 2.8347 | 3.0192 | 3.9698 | 4.0125 | 4.4187 | 8.0305e-05
351 | 0.00016996 | 0.00012193 | 0.0013717 | 2.7951 | 2.8347 | 3.0192 | 3.9287 | 4.0125 | 4.4187 | 9.0303e-05
352 | 0.00016544 | 0.00012232 | 0 | 2.774 | 2.8347 | 3.0192 | 3.8847 | 4.0125 | 4.4187 | 7.5061e-05
353 | 0.00017575 | 0.00012228 | 0 | 2.7677 | 2.8347 | 3.0192 | 3.8715 | 4.0125 | 4.4187 | 7.883e-05
354 | 0.00020039 | 0.00012179 | 0 | 2.7497 | 2.8347 | 3.0192 | 3.8342 | 4.0125 | 4.4187 | 0.00026239
355 | 0.0002331 | 0.00012017 | 0 | 2.739 | 2.8347 | 3.0192 | 3.8122 | 4.0125 | 4.4187 | 0.00020453
356 | 0.00026138 | 0.00012128 | 0 | 2.7119 | 2.8347 | 3.0192 | 3.7565 | 4.0125 | 4.4187 | 0.00027746
357 | 0.00027725 | 0.00011803 | 0 | 2.6921 | 2.8347 | 3.0192 | 3.7163 | 4.0125 | 4.4187 | 0.00024813
358 | 0.00027379 | 0.00012066 | 0 | 2.6895 | 2.8347 | 3.0192 | 3.7111 | 4.0125 | 4.4187 | 2.6222e-06
359 | 0.00028008 | 0.00012164 | 0 | 2.6912 | 2.8347 | 3.0192 | 3.7145 | 4.0125 | 4.4187 | 1.3439e-05
360 | 0.00028564 | 0.00012034 | 0 | 2.6852 | 2.8328 | 3.0192 | 3.7025 | 4.0084 | 4.4187 | 1.9011e-05
361 | 0.00028978 | 0.00012033 | 0 | 2.6903 | 2.8328 | 3.0192 | 3.7128 | 4.0084 | 4.4187 | 1.3439e-05
362 | 0.00029202 | 0.00011833 | 0 | 2.6734 | 2.8328 | 3.0192 | 3.6785 | 4.0084 | 4.4187 | 1.5569e-05
363 | 0.00029512 | 0.00012036 | 0 | 2.6776 | 2.8328 | 3.0192 | 3.687 | 4.0084 | 4.4187 | 1.6553e-05
364 | 0.00030174 | 0.00012063 | 0 | 2.6666 | 2.8328 | 3.0192 | 3.665 | 4.0084 | 4.4187 | 2.1633e-05
365 | 0.00030056 | 0.00012019 | 0 | 2.6425 | 2.8318 | 3.0192 | 3.6168 | 4.0064 | 4.4187 | 1.2292e-05
366 | 0.00032515 | 0.00011962 | 0 | 2.6343 | 2.8328 | 3.0192 | 3.6005 | 4.0084 | 4.4187 | 2.0158e-05
367 | 0.00028887 | 0.00012232 | 0.00014439 | 2.6302 | 2.8328 | 3.0192 | 3.5923 | 4.0084 | 4.4187 | 0.00063982
368 | 0.00022597 | 0.00012249 | 0.0019492 | 2.631 | 2.8328 | 3.0192 | 3.594 | 4.0084 | 4.4187 | 6.7686e-05
369 | 0.00021969 | 0.00012139 | 0.0043316 | 2.6869 | 2.8328 | 3.0192 | 3.7059 | 4.0084 | 4.4187 | 8.5714e-05
370 | 0.00020725 | 0.0001227 | 0.0092986 | 2.7223 | 2.8328 | 3.0192 | 3.7779 | 4.0084 | 4.4187 | 7.7355e-05
371 | 0.0002019 | 0.0001226 | 0.0094141 | 2.7444 | 2.8328 | 3.0192 | 3.8232 | 4.0084 | 4.4187 | 8.7189e-05
372 | 0.00019191 | 0.00012152 | 0.0069306 | 2.7686 | 2.8337 | 3.0192 | 3.8733 | 4.0105 | 4.4187 | 0.00022256
373 | 0.00018438 | 0.00012248 | 0.007075 | 2.7722 | 2.8328 | 3.0192 | 3.8809 | 4.0084 | 4.4187 | 9.5875e-05
374 | 0.00016971 | 0.00012246 | 0.0036819 | 2.7804 | 2.8328 | 3.0192 | 3.898 | 4.0084 | 4.4187 | 7.375e-05
375 | 0.00016697 | 0.00012237 | 0.0014439 | 2.7632 | 2.8328 | 3.0192 | 3.8621 | 4.0084 | 4.4187 | 0.00010194
376 | 0.0001603 | 0.00012196 | 0.00014439 | 2.718 | 2.8328 | 3.0192 | 3.769 | 4.0084 | 4.4187 | 9.1778e-05
377 | 0.00017138 | 0.00012243 | 0 | 2.7067 | 2.8328 | 3.0192 | 3.7459 | 4.0084 | 4.4187 | 7.7847e-05
378 | 0.00016801 | 0.00012261 | 0 | 2.6972 | 2.8328 | 3.0192 | 3.7267 | 4.0084 | 4.4187 | 0.00026353
379 | 0.0002297 | 0.00012239 | 0 | 2.6955 | 2.8309 | 3.0192 | 3.7232 | 4.0044 | 4.4187 | 0.00027009
380 | 0.00024465 | 0.00012308 | 0 | 2.6734 | 2.8318 | 3.0192 | 3.6785 | 4.0064 | 4.4187 | 0.00024337
381 | 0.00024817 | 0.00012238 | 0 | 2.6591 | 2.8318 | 3.0192 | 3.6499 | 4.0064 | 4.4187 | 0.00027582
382 | 0.00025045 | 0.0001226 | 0 | 2.6508 | 2.8309 | 3.0192 | 3.6333 | 4.0044 | 4.4187 | 1.3603e-05
383 | 0.00025588 | 0.00012193 | 0 | 2.6516 | 2.8309 | 3.0192 | 3.6349 | 4.0044 | 4.4187 | 1.0653e-05
384 | 0.00025896 | 0.00012203 | 0 | 2.6475 | 2.8309 | 3.0192 | 3.6267 | 4.0044 | 4.4187 | 1.1144e-05
385 | 0.00025875 | 0.00012221 | 0 | 2.6467 | 2.8309 | 3.0192 | 3.625 | 4.0044 | 4.4187 | 1.0489e-05
386 | 0.00025465 | 0.00012261 | 0 | 2.6549 | 2.8309 | 3.0192 | 3.6416 | 4.0044 | 4.4187 | 8.0305e-06
387 | 0.00025426 | 0.00012281 | 0 | 2.6384 | 2.8309 | 3.0192 | 3.6086 | 4.0044 | 4.4187 | 1.0817e-05
388 | 0.00026027 | 0.00012272 | 0 | 2.6245 | 2.8309 | 3.0192 | 3.581 | 4.0044 | 4.4187 | 1.1308e-05
389 | 0.00027295 | 0.00012259 | 0 | 2.6164 | 2.8309 | 3.0192 | 3.565 | 4.0044 | 4.4187 | 1.0653e-05
390 | 0.00029201 | 0.00012092 | 0 | 2.614 | 2.8318 | 3.0192 | 3.5603 | 4.0064 | 4.4187 | 1.6389e-05
391 | 0.00025776 | 0.00012163 | 0.00014439 | 2.602 | 2.8318 | 3.0192 | 3.5366 | 4.0064 | 4.4187 | 0.00064621
392 | 0.00019168 | 0.00012227 | 0.0020214 | 2.5869 | 2.8309 | 3.0192 | 3.507 | 4.0044 | 4.4187 | 7.883e-05
393 | 0.00017397 | 0.0001224 | 0.0065696 | 2.6558 | 2.8309 | 3.0192 | 3.6432 | 4.0044 | 4.4187 | 8.473e-05
394 | 0.00017581 | 0.00012104 | 0.0095873 | 2.7093 | 2.829 | 3.0192 | 3.7512 | 4.0004 | 4.4187 | 8.4075e-05
395 | 0.00017253 | 0.00012247 | 0.011724 | 2.7364 | 2.829 | 3.0192 | 3.8068 | 4.0004 | 4.4187 | 0.00010538
396 | 0.00017027 | 0.00012214 | 0.012186 | 2.7578 | 2.8281 | 3.0192 | 3.8509 | 3.9984 | 4.4187 | 0.0001965
397 | 0.0001683 | 0.00012217 | 0.011378 | 2.7777 | 2.8281 | 3.0192 | 3.8923 | 3.9984 | 4.4187 | 8.8992e-05
398 | 0.00015211 | 0.00012251 | 0.0072194 | 2.7596 | 2.8281 | 3.0192 | 3.8546 | 3.9984 | 4.4187 | 9.4892e-05
399 | 0.00013967 | 0.0001221 | 0.002599 | 2.7285 | 2.8281 | 3.0192 | 3.7905 | 3.9984 | 4.4187 | 9.2105e-05
400 | 0.00012969 | 0.000122 | 0.00014439 | 2.6844 | 2.8281 | 3.0192 | 3.7007 | 3.9984 | 4.4187 | 9.6039e-05
401 | 0.00014966 | 0.00012206 | 0 | 2.6683 | 2.8281 | 3.0192 | 3.6684 | 3.9984 | 4.4187 | 8.85e-05
402 | 0.00015439 | 0.00012246 | 0 | 2.6196 | 2.8281 | 3.0192 | 3.5714 | 3.9984 | 4.4187 | 0.00029467
403 | 0.00020927 | 0.00012074 | 0 | 2.5908 | 2.8271 | 3.0192 | 3.5147 | 3.9964 | 4.4187 | 0.00025288
404 | 0.00024942 | 0.00012336 | 0 | 2.5916 | 2.8271 | 3.0192 | 3.5163 | 3.9964 | 4.4187 | 0.00028467
405 | 0.00025764 | 0.00012275 | 0 | 2.5884 | 2.8271 | 3.0192 | 3.5101 | 3.9964 | 4.4187 | 0.0002637
406 | 0.00025434 | 0.00012298 | 0 | 2.5948 | 2.8271 | 3.0192 | 3.5225 | 3.9964 | 4.4187 | 1.5242e-05
407 | 0.00025908 | 0.00012194 | 0 | 2.6108 | 2.8262 | 3.0192 | 3.5539 | 3.9944 | 4.4187 | 7.0472e-06
408 | 0.00026617 | 0.00012273 | 0 | 2.6052 | 2.8271 | 3.0192 | 3.5429 | 3.9964 | 4.4187 | 1.5078e-05
409 | 0.00027324 | 0.0001229 | 0 | 2.6196 | 2.8262 | 3.0192 | 3.5714 | 3.9944 | 4.4187 | 1.5897e-05
410 | 0.00027731 | 0.00012245 | 0 | 2.631 | 2.8262 | 3.0192 | 3.594 | 3.9944 | 4.4187 | 1.3931e-05
411 | 0.00028109 | 0.00012238 | 0 | 2.6392 | 2.8262 | 3.0192 | 3.6102 | 3.9944 | 4.4187 | 8.5222e-06
412 | 0.00028657 | 0.00012149 | 0 | 2.65 | 2.8262 | 3.0192 | 3.6316 | 3.9944 | 4.4187 | 1.5897e-05
413 | 0.00028853 | 0.00012121 | 0 | 2.645 | 2.8262 | 3.0192 | 3.6217 | 3.9944 | 4.4187 | 1.4914e-05
414 | 0.00030496 | 0.00012123 | 0 | 2.6409 | 2.8262 | 3.0192 | 3.6135 | 3.9944 | 4.4187 | 1.8847e-05
415 | 0.00025371 | 0.00012244 | 0.00017327 | 2.6458 | 2.8252 | 3.0192 | 3.6234 | 3.9924 | 4.4187 | 0.00071472
416 | 0.00022907 | 0.00012201 | 0.0027434 | 2.6491 | 2.8233 | 3.0192 | 3.63 | 3.9884 | 4.4187 | 6.4408e-05
417 | 0.00018611 | 0.00012237 | 0.0086633 | 2.6633 | 2.8233 | 3.0192 | 3.6583 | 3.9884 | 4.4187 | 9.5055e-05
418 | 0.00016245 | 0.00012277 | 0.014785 | 2.6844 | 2.8233 | 3.0192 | 3.7007 | 3.9884 | 4.4187 | 9.1122e-05
419 | 0.00017194 | 0.00012224 | 0.017269 | 2.7024 | 2.8233 | 3.0192 | 3.7372 | 3.9884 | 4.4187 | 9.2761e-05
420 | 0.00016435 | 0.00012272 | 0.017442 | 2.711 | 2.8233 | 3.0192 | 3.7548 | 3.9884 | 4.4187 | 0.00023125
421 | 0.00016519 | 0.00012276 | 0.017038 | 2.7223 | 2.8233 | 3.0192 | 3.7779 | 3.9884 | 4.4187 | 8.4403e-05
422 | 0.00014665 | 0.00012197 | 0.011089 | 2.732 | 2.8233 | 3.0192 | 3.7977 | 3.9884 | 4.4187 | 8.26e-05
423 | 0.00014454 | 0.00012252 | 0.0040429 | 2.718 | 2.8233 | 3.0192 | 3.769 | 3.9884 | 4.4187 | 0.0001021
424 | 0.00014225 | 0.00012182 | 0.00023102 | 2.7032 | 2.8233 | 3.0192 | 3.7389 | 3.9884 | 4.4187 | 7.9814e-05
425 | 0.00015758 | 0.00012177 | 0 | 2.6759 | 2.8233 | 3.0192 | 3.6836 | 3.9884 | 4.4187 | 8.4894e-05
426 | 0.00016199 | 0.00012249 | 0 | 2.6708 | 2.8233 | 3.0192 | 3.6735 | 3.9884 | 4.4187 | 0.00027664
427 | 0.0002012 | 0.00011978 | 0 | 2.6625 | 2.8233 | 3.0192 | 3.6566 | 3.9884 | 4.4187 | 0.00028451
428 | 0.00023687 | 0.00012058 | 0 | 2.6392 | 2.8233 | 3.0192 | 3.6102 | 3.9884 | 4.4187 | 0.00023567
429 | 0.00024671 | 0.00012125 | 0 | 2.6343 | 2.8233 | 3.0192 | 3.6005 | 3.9884 | 4.4187 | 0.00024551
430 | 0.000252 | 0.00012184 | 0 | 2.6213 | 2.8233 | 3.0192 | 3.5746 | 3.9884 | 4.4187 | 6.5555e-06
431 | 0.00025922 | 0.00012284 | 0 | 2.6164 | 2.8233 | 3.0192 | 3.565 | 3.9884 | 4.4187 | 1.1964e-05
432 | 0.00026609 | 0.00012253 | 0 | 2.6012 | 2.8233 | 3.0192 | 3.535 | 3.9884 | 4.4187 | 3.0975e-05
433 | 0.0002715 | 0.000122 | 0 | 2.6076 | 2.8233 | 3.0192 | 3.5476 | 3.9884 | 4.4187 | 2.8353e-05
434 | 0.00027681 | 0.00012 | 0 | 2.6036 | 2.8205 | 3.0192 | 3.5397 | 3.9824 | 4.4187 | 1.3767e-05
435 | 0.00028522 | 0.00012202 | 0 | 2.5988 | 2.8205 | 3.0192 | 3.5303 | 3.9824 | 4.4187 | 3.0811e-05
436 | 0.00029367 | 0.00012026 | 0 | 2.5861 | 2.8196 | 3.0192 | 3.5055 | 3.9804 | 4.4187 | 2.2125e-05
437 | 0.00029787 | 0.0001215 | 0 | 2.5829 | 2.8196 | 3.0192 | 3.4993 | 3.9804 | 4.4187 | 2.0486e-05
438 | 0.00033204 | 0.00012037 | 0 | 2.5877 | 2.8196 | 3.0192 | 3.5086 | 3.9804 | 4.4187 | 1.7372e-05
439 | 0.0002747 | 0.00012225 | 0.00028878 | 2.5964 | 2.8196 | 3.0192 | 3.5256 | 3.9804 | 4.4187 | 0.00062261
440 | 0.00023777 | 0.00012265 | 0.0030033 | 2.6004 | 2.8196 | 3.0192 | 3.5334 | 3.9804 | 4.4187 | 0.00064228
441 | 0.00021996 | 0.00012289 | 0.010685 | 2.6188 | 2.8186 | 3.0192 | 3.5698 | 3.9784 | 4.4187 | 8.8336e-05
442 | 0.00020637 | 0.00012293 | 0.01646 | 2.6475 | 2.8186 | 3.0192 | 3.6267 | 3.9784 | 4.4187 | 9.4728e-05
443 | 0.00019902 | 0.00012272 | 0.019579 | 2.6625 | 2.8186 | 3.0192 | 3.6566 | 3.9784 | 4.4187 | 9.653e-05
444 | 0.00017902 | 0.00012224 | 0.02033 | 2.6938 | 2.8186 | 3.0192 | 3.7197 | 3.9784 | 4.4187 | 7.6536e-05
445 | 0.00019017 | 0.00012304 | 0.019348 | 2.7041 | 2.8186 | 3.0192 | 3.7407 | 3.9784 | 4.4187 | 0.00010669
446 | 0.00017839 | 0.00012215 | 0.012186 | 2.7058 | 2.8186 | 3.0192 | 3.7442 | 3.9784 | 4.4187 | 9.5711e-05
447 | 0.00014545 | 0.00012217 | 0.0038503 | 2.6921 | 2.8186 | 3.0192 | 3.7163 | 3.9784 | 4.4187 | 0.00032368
448 | 0.0001432 | 0.00012244 | 0.00023102 | 2.6827 | 2.8186 | 3.0192 | 3.6973 | 3.9784 | 4.4187 | 0.00029221
449 | 0.00015092 | 0.00012273 | 0 | 2.6784 | 2.8186 | 3.0192 | 3.6887 | 3.9784 | 4.4187 | 4.13e-05
450 | 0.00016057 | 0.00012258 | 0 | 2.6878 | 2.8186 | 3.0192 | 3.7076 | 3.9784 | 4.4187 | 4.1464e-05
451 | 0.00021736 | 0.00012333 | 0 | 2.6895 | 2.8186 | 3.0192 | 3.7111 | 3.9784 | 4.4187 | 5.9983e-05
452 | 0.0002408 | 0.00012235 | 0 | 2.6869 | 2.8186 | 3.0192 | 3.7059 | 3.9784 | 4.4187 | 0.00016995
453 | 0.00024224 | 0.00012292 | 0 | 2.6895 | 2.8186 | 3.0192 | 3.7111 | 3.9784 | 4.4187 | 0.00018093
454 | 0.00024397 | 0.00012297 | 0 | 2.6835 | 2.8186 | 3.0192 | 3.699 | 3.9784 | 4.4187 | 0.00019454
455 | 0.00025046 | 0.00012308 | 0 | 2.6793 | 2.8186 | 3.0192 | 3.6905 | 3.9784 | 4.4187 | 2.2617e-05
456 | 0.00025989 | 0.0001227 | 0 | 2.6776 | 2.8186 | 3.0192 | 3.687 | 3.9784 | 4.4187 | 3.3106e-05
457 | 0.00026661 | 0.00012106 | 0 | 2.6751 | 2.8186 | 3.0192 | 3.6819 | 3.9784 | 4.4187 | 2.3928e-05
458 | 0.00027113 | 0.00012107 | 0 | 2.6658 | 2.8186 | 3.0192 | 3.6633 | 3.9784 | 4.4187 | 1.5078e-05
459 | 0.00027519 | 0.00011733 | 0 | 2.6525 | 2.8186 | 3.0192 | 3.6366 | 3.9784 | 4.4187 | 2.9992e-05
460 | 0.00028079 | 0.00012044 | 0 | 2.6566 | 2.8186 | 3.0192 | 3.6449 | 3.9784 | 4.4187 | 2.1469e-05
461 | 0.0002836 | 0.00012123 | 0 | 2.6591 | 2.8177 | 3.0192 | 3.6499 | 3.9764 | 4.4187 | 2.95e-05
462 | 0.00029372 | 0.00012103 | 0 | 2.6683 | 2.8177 | 3.0192 | 3.6684 | 3.9764 | 4.4187 | 3.2286e-05
463 | 0.0002886 | 0.00012188 | 0.00019252 | 2.6516 | 2.8177 | 3.0192 | 3.6349 | 3.9764 | 4.4187 | 0.00070472
464 | 0.00022033 | 0.00012172 | 0.0030321 | 2.6574 | 2.8177 | 3.0192 | 3.6466 | 3.9764 | 4.4187 | 0.0006136
465 | 0.00019597 | 0.00012272 | 0.0068343 | 2.6675 | 2.8177 | 3.0192 | 3.6667 | 3.9764 | 4.4187 | 0.0001062
466 | 0.00019342 | 0.00012243 | 0.012302 | 2.6981 | 2.8177 | 3.0192 | 3.7284 | 3.9764 | 4.4187 | 8.6205e-05
467 | 0.0001895 | 0.00011866 | 0.013977 | 2.7188 | 2.8177 | 3.0192 | 3.7707 | 3.9764 | 4.4187 | 0.00010046
468 | 0.00016955 | 0.00012276 | 0.016518 | 2.7417 | 2.8177 | 3.0192 | 3.8177 | 3.9764 | 4.4187 | 8.7189e-05
469 | 0.00016501 | 0.00012209 | 0.012071 | 2.7632 | 2.8168 | 3.0192 | 3.8621 | 3.9744 | 4.4187 | 9.0139e-05
470 | 0.00015315 | 0.00012261 | 0.0078691 | 2.7569 | 2.8158 | 3.0192 | 3.849 | 3.9724 | 4.4187 | 8.6861e-05
471 | 0.00012425 | 0.00012221 | 0.0027915 | 2.7426 | 2.8158 | 3.0192 | 3.8195 | 3.9724 | 4.4187 | 0.00031073
472 | 0.00012687 | 0.0001221 | 0.00019252 | 2.7093 | 2.8158 | 3.0192 | 3.7512 | 3.9724 | 4.4187 | 0.00031729
473 | 0.00013915 | 0.00012244 | 0 | 2.6929 | 2.8158 | 3.0192 | 3.718 | 3.9724 | 4.4187 | 3.7367e-05
474 | 0.00014589 | 0.00012288 | 0 | 2.6666 | 2.8149 | 3.0192 | 3.665 | 3.9705 | 4.4187 | 4.0153e-05
475 | 0.00020197 | 0.00011931 | 0 | 2.6359 | 2.8149 | 3.0192 | 3.6037 | 3.9705 | 4.4187 | 4.3758e-05
476 | 0.00023884 | 0.00012316 | 0 | 2.6229 | 2.8149 | 3.0192 | 3.5778 | 3.9705 | 4.4187 | 0.00020158
477 | 0.00024472 | 0.0001221 | 0 | 2.606 | 2.8149 | 3.0192 | 3.5444 | 3.9705 | 4.4187 | 0.00014996
478 | 0.00024776 | 0.00012123 | 0 | 2.59 | 2.8139 | 3.0192 | 3.5132 | 3.9685 | 4.4187 | 0.00017733
479 | 0.000255 | 0.00012284 | 0 | 2.5924 | 2.8139 | 3.0192 | 3.5178 | 3.9685 | 4.4187 | 1.6225e-05
480 | 0.00026364 | 0.00012177 | 0 | 2.59 | 2.8139 | 3.0192 | 3.5132 | 3.9685 | 4.4187 | 1.2947e-05
481 | 0.00026713 | 0.00012205 | 0 | 2.594 | 2.8139 | 3.0192 | 3.5209 | 3.9685 | 4.4187 | 1.3111e-05
482 | 0.00027108 | 0.00012124 | 0 | 2.5924 | 2.8139 | 3.0192 | 3.5178 | 3.9685 | 4.4187 | 1.1144e-05
483 | 0.00027287 | 0.00012085 | 0 | 2.5853 | 2.8139 | 3.0192 | 3.5039 | 3.9685 | 4.4187 | 7.8667e-06
484 | 0.00027787 | 0.00012105 | 0 | 2.59 | 2.8139 | 3.0192 | 3.5132 | 3.9685 | 4.4187 | 1.0653e-05
485 | 0.00027971 | 0.00012204 | 0 | 2.5996 | 2.8139 | 3.0192 | 3.5319 | 3.9685 | 4.4187 | 1.2947e-05
486 | 0.00029613 | 0.00012103 | 0 | 2.6028 | 2.8158 | 3.0192 | 3.5381 | 3.9724 | 4.4187 | 1.2947e-05
487 | 0.00026646 | 0.00012251 | 0.00023102 | 2.5996 | 2.8139 | 3.0192 | 3.5319 | 3.9685 | 4.4187 | 0.00069948
488 | 0.0002172 | 0.00012241 | 0.0028878 | 2.6245 | 2.8139 | 3.0192 | 3.581 | 3.9685 | 4.4187 | 7.4569e-05
489 | 0.00019366 | 0.00012251 | 0.0090675 | 2.6591 | 2.8121 | 3.0192 | 3.6499 | 3.9645 | 4.4187 | 7.9158e-05
490 | 0.00017298 | 0.00012267 | 0.015363 | 2.7127 | 2.8121 | 3.0192 | 3.7583 | 3.9645 | 4.4187 | 8.9647e-05
491 | 0.00017039 | 0.00012121 | 0.021196 | 2.7632 | 2.8121 | 3.0192 | 3.8621 | 3.9645 | 4.4187 | 8.6861e-05
492 | 0.00014778 | 0.00012315 | 0.01981 | 2.7749 | 2.8121 | 3.0192 | 3.8866 | 3.9645 | 4.4187 | 0.00021551
493 | 0.00012138 | 0.0001231 | 0.018655 | 2.7914 | 2.8121 | 3.0192 | 3.921 | 3.9645 | 4.4187 | 7.9814e-05
494 | 0.00011083 | 0.000123 | 0.014901 | 2.8071 | 2.8111 | 3.0192 | 3.954 | 3.9626 | 4.4187 | 0.00010309
495 | 9.8225e-05 | 0.00012238 | 0.005968 | 2.7767 | 2.8121 | 3.0192 | 3.8904 | 3.9645 | 4.4187 | 8.6205e-05
496 | 0.00010431 | 0.00012233 | 0.00028878 | 2.7408 | 2.813 | 3.0192 | 3.8159 | 3.9665 | 4.4187 | 6.7358e-05
497 | 0.00010275 | 0.00012272 | 0 | 2.7127 | 2.8121 | 3.0192 | 3.7583 | 3.9645 | 4.4187 | 5.0314e-05
498 | 0.00012481 | 0.00012235 | 0 | 2.7302 | 2.8121 | 3.0192 | 3.7941 | 3.9645 | 4.4187 | 0.00024714
499 | 0.00018045 | 0.00012212 | 0 | 2.7285 | 2.8111 | 3.0192 | 3.7905 | 3.9626 | 4.4187 | 0.00028254
500 | 0.00020128 | 0.00012219 | 0 | 2.7145 | 2.8111 | 3.0192 | 3.7619 | 3.9626 | 4.4187 | 0.00024977
501 | 0.00020219 | 0.00011792 | 0 | 2.7171 | 2.8102 | 3.0192 | 3.7672 | 3.9606 | 4.4187 | 0.00024846
502 | 0.00020804 | 0.00012231 | 0 | 2.711 | 2.8102 | 3.0192 | 3.7548 | 3.9606 | 4.4187 | 1.0325e-05
503 | 0.00021668 | 0.00012258 | 0 | 2.7223 | 2.8111 | 3.0192 | 3.7779 | 3.9626 | 4.4187 | 8.85e-06
504 | 0.00022484 | 0.00012114 | 0 | 2.7373 | 2.8111 | 3.0192 | 3.8086 | 3.9626 | 4.4187 | 1.4422e-05
505 | 0.00023108 | 0.00012211 | 0 | 2.7373 | 2.8111 | 3.0192 | 3.8086 | 3.9626 | 4.4187 | 8.5222e-06
506 | 0.00023453 | 0.00012073 | 0 | 2.7276 | 2.8111 | 3.0192 | 3.7887 | 3.9626 | 4.4187 | 9.0139e-06
507 | 0.00023864 | 0.00012177 | 0 | 2.7337 | 2.8102 | 3.0192 | 3.8013 | 3.9606 | 4.4187 | 1.1144e-05
508 | 0.00024469 | 0.00012037 | 0 | 2.7408 | 2.8102 | 3.0192 | 3.8159 | 3.9606 | 4.4187 | 5.7361e-06
509 | 0.00024877 | 0.00012089 | 0 | 2.7479 | 2.8093 | 3.0192 | 3.8305 | 3.9586 | 4.4187 | 1.8028e-05
510 | 0.00025818 | 0.00012006 | 0 | 2.7542 | 2.8093 | 3.0192 | 3.8435 | 3.9586 | 4.4187 | 1.2619e-05
511 | 0.00022911 | 0.00012265 | 0.00021658 | 2.7506 | 2.8093 | 3.0192 | 3.8361 | 3.9586 | 4.4187 | 0.00067997
512 | 0.00017959 | 0.00012321 | 0.0024546 | 2.7731 | 2.8083 | 3.0192 | 3.8828 | 3.9566 | 4.4187 | 8.4567e-05
513 | 0.00018536 | 0.00012305 | 0.0076525 | 2.7932 | 2.8083 | 3.0192 | 3.9248 | 3.9566 | 4.4187 | 8.3911e-05
514 | 0.0001664 | 0.00012328 | 0.012345 | 2.7704 | 2.8093 | 3.0192 | 3.8771 | 3.9586 | 4.4187 | 9.6203e-05
515 | 0.00016802 | 0.00012227 | 0.014655 | 2.784 | 2.8083 | 3.0192 | 3.9056 | 3.9566 | 4.4187 | 8.6042e-05
516 | 0.00016738 | 0.00012339 | 0.013861 | 2.7923 | 2.8083 | 3.0192 | 3.9229 | 3.9566 | 4.4187 | 0.00021125
517 | 0.00016408 | 0.00012346 | 0.012562 | 2.7951 | 2.8083 | 3.0192 | 3.9287 | 3.9566 | 4.4187 | 0.00010571
518 | 0.00016225 | 0.00012226 | 0.010627 | 2.7941 | 2.8083 | 3.0192 | 3.9268 | 3.9566 | 4.4187 | 9.8989e-05
519 | 0.00014941 | 0.00012307 | 0.0043316 | 2.7932 | 2.8083 | 3.0192 | 3.9248 | 3.9566 | 4.4187 | 8.7517e-05
520 | 0.00013714 | 0.00012287 | 0.00028878 | 2.7822 | 2.8074 | 3.0192 | 3.9018 | 3.9547 | 4.4187 | 6.4244e-05
521 | 0.00014635 | 0.00012314 | 0 | 2.7786 | 2.8083 | 3.0192 | 3.8942 | 3.9566 | 4.4187 | 9.4728e-05
522 | 0.00015739 | 0.00012251 | 0 | 2.7578 | 2.8083 | 3.0192 | 3.8509 | 3.9566 | 4.4187 | 0.00026911
523 | 0.00021457 | 0.00012399 | 0 | 2.7524 | 2.8074 | 3.0192 | 3.8398 | 3.9547 | 4.4187 | 0.00022781
524 | 0.00023921 | 0.00012137 | 0 | 2.7533 | 2.8056 | 3.0192 | 3.8416 | 3.9508 | 4.4187 | 0.00025845
525 | 0.00023764 | 0.00011729 | 0 | 2.7488 | 2.8056 | 3.0192 | 3.8324 | 3.9508 | 4.4187 | 0.00026845
526 | 0.0002399 | 0.00011973 | 0 | 2.7444 | 2.8056 | 3.0192 | 3.8232 | 3.9508 | 4.4187 | 1.0981e-05
527 | 0.00024733 | 0.00011965 | 0 | 2.7453 | 2.8065 | 3.0192 | 3.825 | 3.9527 | 4.4187 | 1.6881e-05
528 | 0.00025673 | 0.00012012 | 0 | 2.7364 | 2.8065 | 3.0192 | 3.8068 | 3.9527 | 4.4187 | 1.3767e-05
529 | 0.00026337 | 0.00011914 | 0 | 2.732 | 2.8065 | 3.0192 | 3.7977 | 3.9527 | 4.4187 | 8.0305e-06
530 | 0.00026753 | 0.00011937 | 0 | 2.7346 | 2.8065 | 3.0192 | 3.8031 | 3.9527 | 4.4187 | 1.8192e-05
531 | 0.00027303 | 0.00011786 | 0 | 2.7364 | 2.8083 | 3.0192 | 3.8068 | 3.9566 | 4.4187 | 2.2453e-05
532 | 0.00027799 | 0.00011841 | 0 | 2.7206 | 2.8083 | 3.0192 | 3.7743 | 3.9566 | 4.4187 | 1.3931e-05
533 | 0.00028081 | 0.00011495 | 0 | 2.7171 | 2.8037 | 3.0192 | 3.7672 | 3.9468 | 4.4187 | 2.6222e-06
534 | 0.00029708 | 0.00011779 | 0 | 2.7032 | 2.8037 | 3.0192 | 3.7389 | 3.9468 | 4.4187 | 1.4422e-05
535 | 0.00026803 | 0.00012177 | 0.00028878 | 2.6946 | 2.8037 | 3.0192 | 3.7215 | 3.9468 | 4.4187 | 0.00063835
536 | 0.00021641 | 0.0001234 | 0.0023102 | 2.6998 | 2.8037 | 3.0192 | 3.7319 | 3.9468 | 4.4187 | 8.4567e-05
537 | 0.00018883 | 0.00012349 | 0.0061365 | 2.7127 | 2.8046 | 3.0192 | 3.7583 | 3.9488 | 4.4187 | 6.408e-05
538 | 0.00017075 | 0.0001235 | 0.0088943 | 2.7302 | 2.8037 | 3.0192 | 3.7941 | 3.9468 | 4.4187 | 9.8497e-05
539 | 0.00018002 | 0.00012117 | 0.010165 | 2.7569 | 2.8037 | 3.0192 | 3.849 | 3.9468 | 4.4187 | 7.588e-05
540 | 0.00017808 | 0.00012234 | 0.010742 | 2.7686 | 2.8037 | 3.0192 | 3.8733 | 3.9468 | 4.4187 | 0.00020994
541 | 0.00018766 | 0.00012308 | 0.0092408 | 2.7886 | 2.8037 | 3.0192 | 3.9152 | 3.9468 | 4.4187 | 7.5389e-05
542 | 0.00018162 | 0.00012357 | 0.0060643 | 2.7758 | 2.8037 | 3.0192 | 3.8885 | 3.9468 | 4.4187 | 8.3255e-05
543 | 0.00017148 | 0.00012347 | 0.0023102 | 2.765 | 2.8037 | 3.0192 | 3.8658 | 3.9468 | 4.4187 | 0.00010112
544 | 0.00016985 | 0.00012345 | 0.00017327 | 2.7444 | 2.8037 | 3.0192 | 3.8232 | 3.9468 | 4.4187 | 8.2928e-05
545 | 0.00019315 | 0.00012339 | 0 | 2.7119 | 2.8037 | 3.0192 | 3.7565 | 3.9468 | 4.4187 | 8.3092e-05
546 | 0.00017803 | 0.00012355 | 0 | 2.7067 | 2.8037 | 3.0192 | 3.7459 | 3.9468 | 4.4187 | 0.000285
547 | 0.00021791 | 0.00012226 | 0 | 2.6827 | 2.8037 | 3.0192 | 3.6973 | 3.9468 | 4.4187 | 0.00026943
548 | 0.00024674 | 0.00011874 | 0 | 2.67 | 2.8028 | 3.0192 | 3.6718 | 3.9449 | 4.4187 | 0.0002183
549 | 0.00025588 | 0.00011651 | 0 | 2.6666 | 2.8028 | 3.0192 | 3.665 | 3.9449 | 4.4187 | 0.00024927
550 | 0.00025865 | 0.00011869 | 0 | 2.6675 | 2.8037 | 3.0192 | 3.6667 | 3.9468 | 4.4187 | 1.0325e-05
551 | 0.00026115 | 0.00011669 | 0 | 2.6616 | 2.8037 | 3.0192 | 3.6549 | 3.9468 | 4.4187 | 2.2289e-05
552 | 0.00026663 | 0.00011642 | 0 | 2.6625 | 2.8037 | 3.0192 | 3.6566 | 3.9468 | 4.4187 | 1.2783e-05
553 | 0.00026708 | 0.00011448 | 0 | 2.6604 | 2.8028 | 3.0192 | 3.6524 | 3.9449 | 4.4187 | 1.3439e-05
554 | 0.0002663 | 0.00011791 | 0 | 2.6675 | 2.8028 | 3.0192 | 3.6667 | 3.9449 | 4.4187 | 1.475e-05
555 | 0.00026405 | 0.00011605 | 0 | 2.6844 | 2.8028 | 3.0192 | 3.7007 | 3.9449 | 4.4187 | 1.1144e-05
556 | 0.00026312 | 0.00011793 | 0 | 2.6963 | 2.8028 | 3.0192 | 3.7249 | 3.9449 | 4.4187 | 7.7028e-06
557 | 0.00026528 | 0.00011668 | 0 | 2.6981 | 2.8028 | 3.0192 | 3.7284 | 3.9449 | 4.4187 | 7.2111e-06
558 | 0.00027192 | 0.00011891 | 0 | 2.7127 | 2.8028 | 3.0192 | 3.7583 | 3.9449 | 4.4187 | 1.4258e-05
559 | 0.00024407 | 0.0001229 | 0.00028878 | 2.7188 | 2.8028 | 3.0192 | 3.7707 | 3.9449 | 4.4187 | 0.00061983
560 | 0.0002103 | 0.0001234 | 0.0024546 | 2.7346 | 2.8018 | 3.0192 | 3.8031 | 3.9429 | 4.4187 | 9.3089e-05
561 | 0.00019282 | 0.00012351 | 0.0065263 | 2.7524 | 2.8018 | 3.0192 | 3.8398 | 3.9429 | 4.4187 | 6.49e-05
562 | 0.00018359 | 0.00012275 | 0.01184 | 2.7659 | 2.8018 | 3.0192 | 3.8677 | 3.9429 | 4.4187 | 9.8661e-05
563 | 0.00018465 | 0.00012322 | 0.013168 | 2.7767 | 2.8018 | 3.0192 | 3.8904 | 3.9429 | 4.4187 | 7.5061e-05
564 | 0.00017879 | 0.00012351 | 0.019059 | 2.7868 | 2.8018 | 3.0192 | 3.9113 | 3.9429 | 4.4187 | 0.00023862
565 | 0.00018515 | 0.00012318 | 0.01311 | 2.7997 | 2.8018 | 3.0192 | 3.9384 | 3.9429 | 4.4187 | 0.00010948
566 | 0.00017759 | 0.00012339 | 0.006122 | 2.7978 | 2.8037 | 3.0192 | 3.9345 | 3.9468 | 4.4187 | 9.0139e-05
567 | 0.00017242 | 0.00012331 | 0.0030033 | 2.7795 | 2.8037 | 3.0192 | 3.8961 | 3.9468 | 4.4187 | 8.2928e-05
568 | 0.00015971 | 0.00012301 | 0.00028878 | 2.7569 | 2.8018 | 3.0192 | 3.849 | 3.9429 | 4.4187 | 8.2764e-05
569 | 0.00015573 | 0.00012334 | 0 | 2.7373 | 2.8018 | 3.0192 | 3.8086 | 3.9429 | 4.4187 | 8.7189e-05
570 | 0.00018079 | 0.00012321 | 0 | 2.7302 | 2.8018 | 3.0192 | 3.7941 | 3.9429 | 4.4187 | 0.00028599
571 | 0.00021298 | 0.00012249 | 0 | 2.7337 | 2.8018 | 3.0192 | 3.8013 | 3.9429 | 4.4187 | 0.00026894
572 | 0.00024236 | 0.00012289 | 0 | 2.7285 | 2.8009 | 3.0192 | 3.7905 | 3.941 | 4.4187 | 0.00024272
573 | 0.00024671 | 0.00012257 | 0 | 2.7206 | 2.8009 | 3.0192 | 3.7743 | 3.941 | 4.4187 | 0.00022535
574 | 0.00024708 | 0.00012127 | 0 | 2.7197 | 2.8018 | 3.0192 | 3.7725 | 3.9429 | 4.4187 | 4.2611e-06
575 | 0.00025094 | 0.00012117 | 0 | 2.7206 | 2.8018 | 3.0192 | 3.7743 | 3.9429 | 4.4187 | 9.6694e-06
576 | 0.00025849 | 0.00012038 | 0 | 2.7232 | 2.8009 | 3.0192 | 3.7797 | 3.941 | 4.4187 | 8.3583e-06
577 | 0.0002628 | 0.00012074 | 0 | 2.7145 | 2.8009 | 3.0192 | 3.7619 | 3.941 | 4.4187 | 1.5078e-05
578 | 0.0002664 | 0.00012132 | 0 | 2.7067 | 2.8028 | 3.0192 | 3.7459 | 3.9449 | 4.4187 | 1.1472e-05
579 | 0.00026939 | 0.00012045 | 0 | 2.6912 | 2.8028 | 3.0192 | 3.7145 | 3.9449 | 4.4187 | 1.4914e-05
580 | 0.00027399 | 0.00012002 | 0 | 2.6818 | 2.8037 | 3.0192 | 3.6956 | 3.9468 | 4.4187 | 1.6389e-05
581 | 0.00027655 | 0.00012067 | 0 | 2.6772 | 2.8037 | 3.0192 | 3.6862 | 3.9468 | 4.4187 | 1.1144e-05
582 | 0.00028871 | 0.00011961 | 0 | 2.6717 | 2.8037 | 3.0192 | 3.6751 | 3.9468 | 4.4187 | 1.7536e-05
583 | 0.0002642 | 0.00012296 | 0.00017327 | 2.6641 | 2.8037 | 3.0192 | 3.66 | 3.9468 | 4.4187 | 0.00068194
584 | 0.00021689 | 0.00012346 | 0.0020214 | 2.665 | 2.8028 | 3.0192 | 3.6616 | 3.9449 | 4.4187 | 6.2605e-05
585 | 0.00019983 | 0.00012339 | 0.0048129 | 2.6776 | 2.8028 | 3.0192 | 3.687 | 3.9449 | 4.4187 | 7.7028e-05
586 | 0.00020043 | 0.00012351 | 0.010396 | 2.6903 | 2.8028 | 3.0192 | 3.7128 | 3.9449 | 4.4187 | 0.00010423
587 | 0.00019604 | 0.00012284 | 0.011435 | 2.7015 | 2.8037 | 3.0192 | 3.7354 | 3.9468 | 4.4187 | 0.00010079
588 | 0.00019024 | 0.00012354 | 0.010742 | 2.7067 | 2.8028 | 3.0192 | 3.7459 | 3.9449 | 4.4187 | 0.00024616
589 | 0.00017515 | 0.00012345 | 0.0072771 | 2.7093 | 2.8037 | 3.0192 | 3.7512 | 3.9468 | 4.4187 | 0.00010341
590 | 0.00016275 | 0.00012317 | 0.0043316 | 2.7041 | 2.8037 | 3.0192 | 3.7407 | 3.9468 | 4.4187 | 9.7186e-05
591 | 0.00015181 | 0.00012261 | 0.0018048 | 2.6878 | 2.8028 | 3.0192 | 3.7076 | 3.9449 | 4.4187 | 8.3583e-05
592 | 0.0001567 | 0.00012226 | 0.00011551 | 2.6708 | 2.8037 | 3.0192 | 3.6735 | 3.9468 | 4.4187 | 8.7353e-05
593 | 0.0001445 | 0.000123 | 0 | 2.6658 | 2.8037 | 3.0192 | 3.6633 | 3.9468 | 4.4187 | 9.5875e-05
594 | 0.00016435 | 0.00012032 | 0 | 2.6583 | 2.8037 | 3.0192 | 3.6482 | 3.9468 | 4.4187 | 0.00030008
595 | 0.00021932 | 0.00012385 | 0 | 2.6467 | 2.8037 | 3.0192 | 3.625 | 3.9468 | 4.4187 | 0.00022764
596 | 0.00024743 | 0.00012382 | 0 | 2.6319 | 2.8037 | 3.0192 | 3.5956 | 3.9468 | 4.4187 | 0.00025927
597 | 0.00025536 | 0.00011979 | 0 | 2.631 | 2.8028 | 3.0192 | 3.594 | 3.9449 | 4.4187 | 0.00023043
598 | 0.00026023 | 0.00012321 | 0 | 2.6213 | 2.8037 | 3.0192 | 3.5746 | 3.9468 | 4.4187 | 1.2128e-05
599 | 0.00026921 | 0.00012219 | 0 | 2.6164 | 2.8037 | 3.0192 | 3.565 | 3.9468 | 4.4187 | 1.6389e-05
600 | 0.0002797 | 0.00012098 | 0 | 2.6084 | 2.8037 | 3.0192 | 3.5492 | 3.9468 | 4.4187 | 1.4258e-05
601 | 0.00028084 | 0.00012173 | 0 | 2.6084 | 2.8046 | 3.0192 | 3.5492 | 3.9488 | 4.4187 | 2.0158e-05
602 | 0.00028311 | 0.00012181 | 0 | 2.6076 | 2.8065 | 3.0192 | 3.5476 | 3.9527 | 4.4187 | 2.7533e-05
603 | 0.0002906 | 0.00012001 | 0 | 2.6036 | 2.8065 | 3.0192 | 3.5397 | 3.9527 | 4.4187 | 3.0156e-05
604 | 0.00029938 | 0.00012077 | 0 | 2.6124 | 2.8074 | 3.0192 | 3.5571 | 3.9547 | 4.4187 | 2.6714e-05
605 | 0.0003186 | 0.00011911 | 0 | 2.61 | 2.8065 | 3.0192 | 3.5523 | 3.9527 | 4.4187 | 2.3436e-05
606 | 0.00031748 | 0.00011938 | 0 | 2.6213 | 2.8065 | 3.0192 | 3.5746 | 3.9527 | 4.4187 | 2.0322e-05
607 | 0.00029991 | 0.00012309 | 0.00028878 | 2.6229 | 2.8074 | 3.0192 | 3.5778 | 3.9547 | 4.4187 | 0.00063458
608 | 0.00025254 | 0.00012365 | 0.0034653 | 2.6327 | 2.8074 | 3.0192 | 3.5972 | 3.9547 | 4.4187 | 0.00063195
609 | 0.00023502 | 0.00012373 | 0.0088943 | 2.6491 | 2.8037 | 3.0192 | 3.63 | 3.9468 | 4.4187 | 8.85e-05
610 | 0.0002312 | 0.00012373 | 0.014843 | 2.6734 | 2.8028 | 3.0192 | 3.6785 | 3.9449 | 4.4187 | 7.2275e-05
611 | 0.00022942 | 0.00012355 | 0.015767 | 2.6998 | 2.8046 | 3.0192 | 3.7319 | 3.9488 | 4.4187 | 0.0001044
612 | 0.00022203 | 0.00012376 | 0.013688 | 2.7075 | 2.8056 | 3.0192 | 3.7477 | 3.9508 | 4.4187 | 7.5553e-05
613 | 0.00021748 | 0.00012331 | 0.010396 | 2.7067 | 2.8046 | 3.0192 | 3.7459 | 3.9488 | 4.4187 | 8.3092e-05
614 | 0.0001907 | 0.00012338 | 0.0073638 | 2.7136 | 2.8056 | 3.0192 | 3.7601 | 3.9508 | 4.4187 | 8.1453e-05
615 | 0.00017473 | 0.00012303 | 0.0039273 | 2.7232 | 2.8046 | 3.0192 | 3.7797 | 3.9488 | 4.4187 | 0.00029729
616 | 0.00016745 | 0.00012229 | 0.00028878 | 2.6921 | 2.8046 | 3.0192 | 3.7163 | 3.9488 | 4.4187 | 0.00031303
617 | 0.0001661 | 0.00012157 | 0 | 2.681 | 2.8046 | 3.0192 | 3.6939 | 3.9488 | 4.4187 | 5.9492e-05
618 | 0.0001951 | 0.00012288 | 0 | 2.6844 | 2.8046 | 3.0192 | 3.7007 | 3.9488 | 4.4187 | 4.0972e-05
619 | 0.00023969 | 0.00012434 | 0 | 2.681 | 2.8046 | 3.0192 | 3.6939 | 3.9488 | 4.4187 | 4.7528e-05
620 | 0.00025617 | 0.00012347 | 0 | 2.6869 | 2.8046 | 3.0192 | 3.7059 | 3.9488 | 4.4187 | 0.00019601
621 | 0.00026687 | 0.00012169 | 0 | 2.6878 | 2.8065 | 3.0192 | 3.7076 | 3.9527 | 4.4187 | 0.00018552
622 | 0.00026454 | 0.00012119 | 0 | 2.6784 | 2.8074 | 3.0192 | 3.6887 | 3.9547 | 4.4187 | 0.00017389
623 | 0.00027172 | 0.00012141 | 0 | 2.6566 | 2.8046 | 3.0192 | 3.6449 | 3.9488 | 4.4187 | 2.3108e-05
624 | 0.00028 | 0.00011935 | 0 | 2.665 | 2.8056 | 3.0192 | 3.6616 | 3.9508 | 4.4187 | 2.9172e-05
625 | 0.00028497 | 0.00012176 | 0 | 2.6616 | 2.8046 | 3.0192 | 3.6549 | 3.9488 | 4.4187 | 2.5403e-05
626 | 0.00028754 | 0.00012015 | 0 | 2.6549 | 2.8046 | 3.0192 | 3.6416 | 3.9488 | 4.4187 | 2.065e-05
627 | 0.00028989 | 0.00012053 | 0 | 2.6583 | 2.8046 | 3.0192 | 3.6482 | 3.9488 | 4.4187 | 3.0156e-05
628 | 0.00029424 | 0.00012122 | 0 | 2.6599 | 2.8046 | 3.0192 | 3.6516 | 3.9488 | 4.4187 | 2.6714e-05
629 | 0.00030678 | 0.00012051 | 0 | 2.6658 | 2.8046 | 3.0192 | 3.6633 | 3.9488 | 4.4187 | 1.4914e-05
630 | 0.00030923 | 0.00012082 | 0 | 2.6675 | 2.8037 | 3.0192 | 3.6667 | 3.9468 | 4.4187 | 3.0975e-05
631 | 0.00027851 | 0.00012292 | 0.00028878 | 2.67 | 2.8037 | 3.0192 | 3.6718 | 3.9468 | 4.4187 | 0.00062147
632 | 0.00025015 | 0.0001236 | 0.0031043 | 2.6734 | 2.8028 | 3.0192 | 3.6785 | 3.9449 | 4.4187 | 0.00064195
633 | 0.00021391 | 0.00012376 | 0.0083745 | 2.6946 | 2.8028 | 3.0192 | 3.7215 | 3.9449 | 4.4187 | 7.9486e-05
634 | 0.00021183 | 0.00012301 | 0.012995 | 2.7337 | 2.8028 | 3.0192 | 3.8013 | 3.9449 | 4.4187 | 9.145e-05
635 | 0.00020749 | 0.00012192 | 0.017558 | 2.7795 | 2.8028 | 3.0192 | 3.8961 | 3.9449 | 4.4187 | 8.7353e-05
636 | 0.00019475 | 0.00012373 | 0.016402 | 2.7988 | 2.8028 | 3.0192 | 3.9365 | 3.9449 | 4.4187 | 0.000108
637 | 0.00019285 | 0.00012072 | 0.017976 | 2.8221 | 2.8028 | 3.0192 | 3.9857 | 3.9449 | 4.4187 | 9.063e-05
638 | 0.00017644 | 0.00012309 | 0.011768 | 2.8239 | 2.8028 | 3.0192 | 3.9896 | 3.9449 | 4.4187 | 9.735e-05
639 | 0.00016159 | 0.00012293 | 0.0049092 | 2.8202 | 2.8028 | 3.0192 | 3.9817 | 3.9449 | 4.4187 | 0.00034072
640 | 0.00015034 | 0.00012274 | 0.00048129 | 2.7978 | 2.8028 | 3.0192 | 3.9345 | 3.9449 | 4.4187 | 0.00027861
641 | 0.00014667 | 0.00012302 | 0 | 2.7822 | 2.8028 | 3.0192 | 3.9018 | 3.9449 | 4.4187 | 5.0478e-05
642 | 0.00015766 | 0.00012323 | 0 | 2.7605 | 2.8028 | 3.0192 | 3.8565 | 3.9449 | 4.4187 | 3.9169e-05
643 | 0.00020069 | 0.00012251 | 0 | 2.756 | 2.8018 | 3.0192 | 3.8472 | 3.9429 | 4.4187 | 4.7364e-05
644 | 0.00023507 | 0.00012379 | 0 | 2.7373 | 2.8018 | 3.0192 | 3.8086 | 3.9429 | 4.4187 | 0.00017471
645 | 0.00025128 | 0.00012334 | 0 | 2.732 | 2.8018 | 3.0192 | 3.7977 | 3.9429 | 4.4187 | 0.0002142
646 | 0.00025999 | 0.00012321 | 0 | 2.7215 | 2.8018 | 3.0192 | 3.7761 | 3.9429 | 4.4187 | 0.00018011
647 | 0.00025775 | 0.00012219 | 0 | 2.7311 | 2.8018 | 3.0192 | 3.7959 | 3.9429 | 4.4187 | 2.8025e-05
648 | 0.00026934 | 0.0001219 | 0 | 2.711 | 2.8018 | 3.0192 | 3.7548 | 3.9429 | 4.4187 | 1.2456e-05
649 | 0.00027521 | 0.00012117 | 0 | 2.711 | 2.8009 | 3.0192 | 3.7548 | 3.941 | 4.4187 | 1.4422e-05
650 | 0.00027919 | 0.00012076 | 0 | 2.7206 | 2.8009 | 3.0192 | 3.7743 | 3.941 | 4.4187 | 9.5055e-06
651 | 0.00028254 | 0.00012182 | 0 | 2.7127 | 2.8009 | 3.0192 | 3.7583 | 3.941 | 4.4187 | 9.8333e-06
652 | 0.00029339 | 0.00012146 | 0 | 2.7032 | 2.8018 | 3.0192 | 3.7389 | 3.9429 | 4.4187 | 1.3439e-05
653 | 0.00030564 | 0.00012044 | 0 | 2.7006 | 2.8009 | 3.0192 | 3.7337 | 3.941 | 4.4187 | 1.4586e-05
654 | 0.00030573 | 0.00011804 | 0 | 2.7067 | 2.8009 | 3.0192 | 3.7459 | 3.941 | 4.4187 | 1.0653e-05
655 | 0.00027092 | 0.0001232 | 0.00050536 | 2.6998 | 2.8009 | 3.0192 | 3.7319 | 3.941 | 4.4187 | 0.00069817
656 | 0.00021774 | 0.00012372 | 0.0043316 | 2.7093 | 2.8009 | 3.0192 | 3.7512 | 3.941 | 4.4187 | 7.4897e-05
657 | 0.00020977 | 0.00012294 | 0.010858 | 2.7329 | 2.8009 | 3.0192 | 3.7995 | 3.941 | 4.4187 | 9.145e-05
658 | 0.00020121 | 0.00012376 | 0.021081 | 2.7488 | 2.8009 | 3.0192 | 3.8324 | 3.941 | 4.4187 | 8.2764e-05
659 | 0.0001951 | 0.00012278 | 0.019463 | 2.7795 | 2.8009 | 3.0192 | 3.8961 | 3.941 | 4.4187 | 0.00011062
660 | 0.00018366 | 0.0001216 | 0.018135 | 2.8071 | 2.8018 | 3.0192 | 3.954 | 3.9429 | 4.4187 | 0.00025255
661 | 0.00017992 | 0.00012358 | 0.014959 | 2.785 | 2.8018 | 3.0192 | 3.9075 | 3.9429 | 4.4187 | 9.4728e-05
662 | 0.00016046 | 0.00012347 | 0.0098761 | 2.7951 | 2.8018 | 3.0192 | 3.9287 | 3.9429 | 4.4187 | 8.5222e-05
663 | 0.00014449 | 0.00012226 | 0.0049092 | 2.7831 | 2.8018 | 3.0192 | 3.9037 | 3.9429 | 4.4187 | 0.00010817
664 | 0.00013593 | 0.00012284 | 0.00043316 | 2.7524 | 2.8018 | 3.0192 | 3.8398 | 3.9429 | 4.4187 | 7.7683e-05
665 | 0.00015713 | 0.00012351 | 0 | 2.7075 | 2.8018 | 3.0192 | 3.7477 | 3.9429 | 4.4187 | 7.8994e-05
666 | 0.00015713 | 0.00012355 | 0 | 2.6861 | 2.8018 | 3.0192 | 3.7042 | 3.9429 | 4.4187 | 0.00025976
667 | 0.0002022 | 0.00012087 | 0 | 2.67 | 2.8018 | 3.0192 | 3.6718 | 3.9429 | 4.4187 | 0.00026026
668 | 0.00022737 | 0.00012373 | 0 | 2.6558 | 2.8028 | 3.0192 | 3.6432 | 3.9449 | 4.4187 | 0.0002891
669 | 0.00023969 | 0.00012175 | 0 | 2.6483 | 2.8018 | 3.0192 | 3.6283 | 3.9429 | 4.4187 | 0.00025075
670 | 0.00024485 | 0.00012262 | 0 | 2.6558 | 2.8018 | 3.0192 | 3.6432 | 3.9429 | 4.4187 | 1.1472e-05
671 | 0.0002497 | 0.0001228 | 0 | 2.6583 | 2.8018 | 3.0192 | 3.6482 | 3.9429 | 4.4187 | 1.3931e-05
672 | 0.00025638 | 0.00012387 | 0 | 2.6583 | 2.8018 | 3.0192 | 3.6482 | 3.9429 | 4.4187 | 1.1964e-05
673 | 0.00026027 | 0.00012389 | 0 | 2.6541 | 2.8018 | 3.0192 | 3.6399 | 3.9429 | 4.4187 | 8.6861e-06
674 | 0.000264 | 0.00012226 | 0 | 2.6409 | 2.8009 | 3.0192 | 3.6135 | 3.941 | 4.4187 | 9.0139e-06
675 | 0.00026822 | 0.00012352 | 0 | 2.6261 | 2.8009 | 3.0192 | 3.5843 | 3.941 | 4.4187 | 1.7208e-05
676 | 0.0002723 | 0.00012177 | 0 | 2.6343 | 2.8009 | 3.0192 | 3.6005 | 3.941 | 4.4187 | 7.8667e-06
677 | 0.00028199 | 0.00012338 | 0 | 2.6368 | 2.8009 | 3.0192 | 3.6053 | 3.941 | 4.4187 | 9.6694e-06
678 | 0.00030971 | 0.00012035 | 0 | 2.6359 | 2.8009 | 3.0192 | 3.6037 | 3.941 | 4.4187 | 1.0161e-05
679 | 0.00024553 | 0.00012174 | 0.00057755 | 2.6433 | 2.8009 | 3.0192 | 3.6184 | 3.941 | 4.4187 | 0.00069538
680 | 0.0002088 | 0.0001236 | 0.0048129 | 2.6742 | 2.8009 | 3.0192 | 3.6802 | 3.941 | 4.4187 | 8.6042e-05
681 | 0.00019102 | 0.0001238 | 0.014843 | 2.7075 | 2.8009 | 3.0192 | 3.7477 | 3.941 | 4.4187 | 9.8333e-05
682 | 0.00017979 | 0.00012243 | 0.019868 | 2.7488 | 2.8009 | 3.0192 | 3.8324 | 3.941 | 4.4187 | 0.0001021
683 | 0.00017766 | 0.00011571 | 0.021254 | 2.785 | 2.8 | 3.0192 | 3.9075 | 3.939 | 4.4187 | 0.00011472
684 | 0.0001647 | 0.00012169 | 0.017846 | 2.8118 | 2.8 | 3.0192 | 3.9639 | 3.939 | 4.4187 | 0.00021814
685 | 0.00014843 | 0.00012253 | 0.016691 | 2.8277 | 2.8009 | 3.0192 | 3.9976 | 3.941 | 4.4187 | 9.7022e-05
686 | 0.00014151 | 0.00012339 | 0.011898 | 2.8287 | 2.8 | 3.0192 | 3.9996 | 3.939 | 4.4187 | 0.00011128
687 | 0.00013206 | 0.00012344 | 0.0043316 | 2.8211 | 2.8 | 3.0192 | 3.9837 | 3.939 | 4.4187 | 8.85e-05
688 | 0.00013651 | 0.00012321 | 0.00057755 | 2.8015 | 2.8009 | 3.0192 | 3.9423 | 3.941 | 4.4187 | 7.0472e-05
689 | 0.0001272 | 0.0001234 | 0 | 2.7932 | 2.8009 | 3.0192 | 3.9248 | 3.941 | 4.4187 | 7.8011e-05
690 | 0.00014089 | 0.00012293 | 0 | 2.7914 | 2.8 | 3.0192 | 3.921 | 3.939 | 4.4187 | 0.00026648
691 | 0.00018206 | 0.00012353 | 0 | 2.7786 | 2.8 | 3.0192 | 3.8942 | 3.939 | 4.4187 | 0.00027353
692 | 0.00022245 | 0.00012432 | 0 | 2.7731 | 2.8 | 3.0192 | 3.8828 | 3.939 | 4.4187 | 0.00027582
693 | 0.00023736 | 0.00011677 | 0 | 2.7859 | 2.8 | 3.0192 | 3.9094 | 3.939 | 4.4187 | 0.00027599
694 | 0.00023696 | 0.00012211 | 0 | 2.7329 | 2.8 | 3.0192 | 3.7995 | 3.939 | 4.4187 | 1.3275e-05
695 | 0.00024462 | 0.0001241 | 0 | 2.747 | 2.7991 | 3.0192 | 3.8287 | 3.9371 | 4.4187 | 1.5406e-05
696 | 0.00025274 | 0.00012371 | 0 | 2.7426 | 2.7991 | 3.0192 | 3.8195 | 3.9371 | 4.4187 | 1.1308e-05
697 | 0.00025741 | 0.00012377 | 0 | 2.7373 | 2.7981 | 3.0192 | 3.8086 | 3.9351 | 4.4187 | 2.0978e-05
698 | 0.00026069 | 0.00012326 | 0 | 2.7632 | 2.7981 | 3.0192 | 3.8621 | 3.9351 | 4.4187 | 1.6225e-05
699 | 0.00026411 | 0.00012282 | 0 | 2.725 | 2.7981 | 3.0192 | 3.7833 | 3.9351 | 4.4187 | 1.475e-05
700 | 0.00026802 | 0.00012349 | 0 | 2.718 | 2.7991 | 3.0192 | 3.769 | 3.9371 | 4.4187 | 1.8192e-05
701 | 0.00027176 | 0.00012272 | 0 | 2.718 | 2.7991 | 3.0192 | 3.769 | 3.9371 | 4.4187 | 1.4094e-05
702 | 0.00029256 | 0.00012065 | 0 | 2.7346 | 2.7991 | 3.0192 | 3.8031 | 3.9371 | 4.4187 | 2.2453e-05
703 | 0.00026363 | 0.00012341 | 0.00079413 | 2.7382 | 2.7991 | 3.0192 | 3.8104 | 3.9371 | 4.4187 | 0.00066195
704 | 0.00019507 | 0.00012292 | 0.0060643 | 2.7497 | 2.7991 | 3.0192 | 3.8342 | 3.9371 | 4.4187 | 6.9325e-05
705 | 0.00019377 | 0.00012384 | 0.01467 | 2.7713 | 2.7991 | 3.0192 | 3.879 | 3.9371 | 4.4187 | 9.2269e-05
706 | 0.00017668 | 0.00012361 | 0.016114 | 2.8015 | 2.7981 | 3.0192 | 3.9423 | 3.9351 | 4.4187 | 0.00011062
707 | 0.00017523 | 0.00012367 | 0.015883 | 2.8268 | 2.7991 | 3.0192 | 3.9956 | 3.9371 | 4.4187 | 0.00011161
708 | 0.00017437 | 0.00012356 | 0.016518 | 2.8477 | 2.7991 | 3.0192 | 4.0402 | 3.9371 | 4.4187 | 0.00023616
709 | 0.00017869 | 0.00012385 | 0.01415 | 2.8737 | 2.7972 | 3.0192 | 4.0962 | 3.9332 | 4.4187 | 9.3253e-05
710 | 0.00016673 | 0.00012266 | 0.0097606 | 2.8679 | 2.7991 | 3.0192 | 4.0836 | 3.9371 | 4.4187 | 9.5383e-05
711 | 0.00015433 | 0.0001229 | 0.0054867 | 2.8592 | 2.7972 | 3.0192 | 4.0649 | 3.9332 | 4.4187 | 9.6203e-05
712 | 0.00014606 | 0.00012331 | 0.00043316 | 2.8419 | 2.7972 | 3.0192 | 4.0279 | 3.9332 | 4.4187 | 9.7022e-05
713 | 0.00016328 | 0.00012356 | 0 | 2.8268 | 2.7972 | 3.0192 | 3.9956 | 3.9332 | 4.4187 | 8.1453e-05
714 | 0.00016993 | 0.00012348 | 0 | 2.8099 | 2.7972 | 3.0192 | 3.9599 | 3.9332 | 4.4187 | 0.00025091
715 | 0.00020821 | 0.00012447 | 0 | 2.8006 | 2.7972 | 3.0192 | 3.9403 | 3.9332 | 4.4187 | 0.00025911
716 | 0.00024473 | 0.00012431 | 0 | 2.7941 | 2.7972 | 3.0192 | 3.9268 | 3.9332 | 4.4187 | 0.00026222
717 | 0.0002569 | 0.00012411 | 0 | 2.7997 | 2.7972 | 3.0192 | 3.9384 | 3.9332 | 4.4187 | 0.00028664
718 | 0.00026344 | 0.00012256 | 0 | 2.7877 | 2.7981 | 3.0192 | 3.9133 | 3.9351 | 4.4187 | 1.3767e-05
719 | 0.00027261 | 0.00012376 | 0 | 2.7941 | 2.7981 | 3.0192 | 3.9268 | 3.9351 | 4.4187 | 1.8847e-05
720 | 0.00027914 | 0.0001206 | 0 | 2.7905 | 2.7981 | 3.0192 | 3.919 | 3.9351 | 4.4187 | 1.5569e-05
721 | 0.00028509 | 0.00012276 | 0 | 2.7886 | 2.7981 | 3.0192 | 3.9152 | 3.9351 | 4.4187 | 1.7864e-05
722 | 0.00029042 | 0.00012262 | 0 | 2.7941 | 2.7972 | 3.0192 | 3.9268 | 3.9332 | 4.4187 | 1.7372e-05
723 | 0.00029751 | 0.00012237 | 0 | 2.8006 | 2.7972 | 3.0192 | 3.9403 | 3.9332 | 4.4187 | 1.8356e-05
724 | 0.00029955 | 0.00012263 | 0 | 2.7923 | 2.7972 | 3.0192 | 3.9229 | 3.9332 | 4.4187 | 1.1144e-05
725 | 0.00030499 | 0.00012166 | 0 | 2.7831 | 2.7963 | 3.0192 | 3.9037 | 3.9312 | 4.4187 | 1.2619e-05
726 | 0.00033123 | 0.00012053 | 0 | 2.7605 | 2.7963 | 3.0192 | 3.8565 | 3.9312 | 4.4187 | 2.1961e-05
727 | 0.00028956 | 0.00012305 | 0.00057755 | 2.7542 | 2.7972 | 3.0192 | 3.8435 | 3.9332 | 4.4187 | 0.0006295
728 | 0.0002217 | 0.00012379 | 0.0037541 | 2.7515 | 2.7963 | 3.0192 | 3.8379 | 3.9312 | 4.4187 | 7.1947e-05
729 | 0.00020292 | 0.00012391 | 0.010454 | 2.7822 | 2.7963 | 3.0192 | 3.9018 | 3.9312 | 4.4187 | 6.5392e-05
730 | 0.00019962 | 0.00012315 | 0.013977 | 2.8006 | 2.7963 | 3.0192 | 3.9403 | 3.9312 | 4.4187 | 9.2761e-05
731 | 0.0001974 | 0.0001216 | 0.017558 | 2.808 | 2.7963 | 3.0192 | 3.956 | 3.9312 | 4.4187 | 9.948e-05
732 | 0.00019301 | 0.00012379 | 0.018308 | 2.8249 | 2.7963 | 3.0192 | 3.9916 | 3.9312 | 4.4187 | 0.00021699
733 | 0.00019116 | 0.00012406 | 0.013919 | 2.8496 | 2.7963 | 3.0192 | 4.0443 | 3.9312 | 4.4187 | 9.4564e-05
734 | 0.00018098 | 0.00012399 | 0.0063531 | 2.8525 | 2.7972 | 3.0192 | 4.0505 | 3.9332 | 4.4187 | 9.653e-05
735 | 0.00015628 | 0.00012373 | 0.0043316 | 2.8343 | 2.7972 | 3.0192 | 4.0117 | 3.9332 | 4.4187 | 0.00010112
736 | 0.00016207 | 0.00012346 | 0.00067381 | 2.8146 | 2.7972 | 3.0192 | 3.9698 | 3.9332 | 4.4187 | 7.2603e-05
737 | 0.00014302 | 0.00012339 | 0 | 2.8006 | 2.7972 | 3.0192 | 3.9403 | 3.9332 | 4.4187 | 8.3092e-05
738 | 0.00016337 | 0.00012399 | 0 | 2.7868 | 2.7981 | 3.0192 | 3.9113 | 3.9351 | 4.4187 | 0.00028533
739 | 0.00021334 | 0.00012167 | 0 | 2.7758 | 2.7981 | 3.0192 | 3.8885 | 3.9351 | 4.4187 | 0.00023895
740 | 0.00025218 | 0.00012318 | 0 | 2.7686 | 2.7981 | 3.0192 | 3.8733 | 3.9351 | 4.4187 | 0.000285
741 | 0.00026634 | 0.00011941 | 0 | 2.7542 | 2.7981 | 3.0192 | 3.8435 | 3.9351 | 4.4187 | 0.00027501
742 | 0.00027386 | 0.0001215 | 0 | 2.7293 | 2.7972 | 3.0192 | 3.7923 | 3.9332 | 4.4187 | 5.2444e-06
743 | 0.00028528 | 0.00012211 | 0 | 2.7215 | 2.7972 | 3.0192 | 3.7761 | 3.9332 | 4.4187 | 6.5555e-06
744 | 0.00029457 | 0.00012171 | 0 | 2.7346 | 2.7972 | 3.0192 | 3.8031 | 3.9332 | 4.4187 | 1.8847e-05
745 | 0.00030177 | 0.00011861 | 0 | 2.7329 | 2.7972 | 3.0192 | 3.7995 | 3.9332 | 4.4187 | 7.5389e-06
746 | 0.00030817 | 0.0001196 | 0 | 2.7444 | 2.7981 | 3.0192 | 3.8232 | 3.9351 | 4.4187 | 8.0305e-06
747 | 0.0003144 | 0.00011836 | 0 | 2.7479 | 2.8 | 3.0192 | 3.8305 | 3.939 | 4.4187 | 2.0978e-05
748 | 0.00031979 | 0.00011734 | 0 | 2.7497 | 2.8 | 3.0192 | 3.8342 | 3.939 | 4.4187 | 9.5055e-06
749 | 0.00034101 | 0.00011598 | 0 | 2.7587 | 2.8 | 3.0192 | 3.8527 | 3.939 | 4.4187 | 1.3931e-05
750 | 0.00034202 | 0.00011583 | 0 | 2.7533 | 2.8 | 3.0192 | 3.8416 | 3.939 | 4.4187 | 9.5055e-06
751 | 0.00031849 | 0.00012072 | 0.00063531 | 2.7587 | 2.8 | 3.0192 | 3.8527 | 3.939 | 4.4187 | 0.00067522
752 | 0.00025527 | 0.00012274 | 0.0036097 | 2.7868 | 2.7991 | 3.0192 | 3.9113 | 3.9371 | 4.4187 | 7.5061e-05
753 | 0.00024415 | 0.00012249 | 0.010165 | 2.8118 | 2.8009 | 3.0192 | 3.9639 | 3.941 | 4.4187 | 6.8833e-05
754 | 0.00023606 | 0.00012391 | 0.014208 | 2.8448 | 2.8009 | 3.0192 | 4.0341 | 3.941 | 4.4187 | 8.6861e-05
755 | 0.00022283 | 0.00012422 | 0.012417 | 2.8884 | 2.8009 | 3.0192 | 4.1281 | 3.941 | 4.4187 | 0.00010571
756 | 0.00019971 | 0.00012402 | 0.013919 | 2.9073 | 2.8009 | 3.0192 | 4.1691 | 3.941 | 4.4187 | 0.00027484
757 | 0.0001876 | 0.000124 | 0.014381 | 2.9003 | 2.8009 | 3.0192 | 4.1539 | 3.941 | 4.4187 | 9.8989e-05
758 | 0.00016845 | 0.0001238 | 0.010049 | 2.8855 | 2.8 | 3.0192 | 4.1216 | 3.939 | 4.4187 | 8.4567e-05
759 | 0.00013545 | 0.0001229 | 0.0039707 | 2.8806 | 2.8 | 3.0192 | 4.111 | 3.939 | 4.4187 | 0.00010341
760 | 0.00013724 | 0.00012284 | 0.00063531 | 2.8553 | 2.8009 | 3.0192 | 4.0566 | 3.941 | 4.4187 | 7.8339e-05
761 | 0.00013711 | 0.00012223 | 0 | 2.8136 | 2.8018 | 3.0192 | 3.9678 | 3.9429 | 4.4187 | 9.3089e-05
762 | 0.0001402 | 0.00012367 | 0 | 2.8211 | 2.8018 | 3.0192 | 3.9837 | 3.9429 | 4.4187 | 0.00027632
763 | 0.00018796 | 0.00012375 | 0 | 2.8315 | 2.8018 | 3.0192 | 4.0057 | 3.9429 | 4.4187 | 0.00027681
764 | 0.00022737 | 0.00012402 | 0 | 2.8353 | 2.8009 | 3.0192 | 4.0137 | 3.941 | 4.4187 | 0.00028386
765 | 0.00024124 | 0.0001208 | 0 | 2.8192 | 2.8009 | 3.0192 | 3.9797 | 3.941 | 4.4187 | 0.00025468
766 | 0.00024335 | 0.00012188 | 0 | 2.8006 | 2.8018 | 3.0192 | 3.9403 | 3.9429 | 4.4187 | 9.0139e-06
767 | 0.00025049 | 0.00012163 | 0 | 2.7895 | 2.8028 | 3.0192 | 3.9171 | 3.9449 | 4.4187 | 1.6717e-05
768 | 0.00026136 | 0.00012208 | 0 | 2.8099 | 2.8018 | 3.0192 | 3.9599 | 3.9429 | 4.4187 | 2.3928e-05
769 | 0.00027043 | 0.00011926 | 0 | 2.809 | 2.8028 | 3.0192 | 3.9579 | 3.9449 | 4.4187 | 2.2781e-05
770 | 0.00027838 | 0.00012058 | 0 | 2.8071 | 2.8028 | 3.0192 | 3.954 | 3.9449 | 4.4187 | 3.3761e-05
771 | 0.00028802 | 0.00011846 | 0 | 2.8108 | 2.8028 | 3.0192 | 3.9619 | 3.9449 | 4.4187 | 2.1142e-05
772 | 0.00029466 | 0.00011923 | 0 | 2.809 | 2.8028 | 3.0192 | 3.9579 | 3.9449 | 4.4187 | 2.8189e-05
773 | 0.00031361 | 0.00011723 | 0 | 2.8015 | 2.8037 | 3.0192 | 3.9423 | 3.9468 | 4.4187 | 2.2453e-05
774 | 0.00031853 | 0.00011795 | 0 | 2.8099 | 2.8037 | 3.0192 | 3.9599 | 3.9468 | 4.4187 | 3.2122e-05
775 | 0.00028451 | 0.00012187 | 0.00063531 | 2.808 | 2.8037 | 3.0192 | 3.956 | 3.9468 | 4.4187 | 0.00065818
776 | 0.00024788 | 0.00012406 | 0.0046204 | 2.8258 | 2.8028 | 3.0192 | 3.9936 | 3.9449 | 4.4187 | 0.00061966
777 | 0.00023286 | 0.00012424 | 0.01028 | 2.8496 | 2.8037 | 3.0192 | 4.0443 | 3.9468 | 4.4187 | 9.2433e-05
778 | 0.00021637 | 0.00012427 | 0.012417 | 2.8708 | 2.8037 | 3.0192 | 4.0899 | 3.9468 | 4.4187 | 0.00011734
779 | 0.00021062 | 0.00012403 | 0.013746 | 2.8825 | 2.8046 | 3.0192 | 4.1153 | 3.9488 | 4.4187 | 8.0305e-05
780 | 0.00019104 | 0.00012402 | 0.011898 | 2.8855 | 2.8046 | 3.0192 | 4.1216 | 3.9488 | 4.4187 | 8.9319e-05
781 | 0.00018232 | 0.00012401 | 0.0094718 | 2.8806 | 2.8046 | 3.0192 | 4.111 | 3.9488 | 4.4187 | 0.00010096
782 | 0.00017045 | 0.00012374 | 0.0052701 | 2.8728 | 2.8046 | 3.0192 | 4.0941 | 3.9488 | 4.4187 | 9.9808e-05
783 | 0.0001403 | 0.00012259 | 0.0030033 | 2.8728 | 2.8037 | 3.0192 | 4.0941 | 3.9468 | 4.4187 | 0.0002968
784 | 0.00013348 | 0.0001229 | 0.00046204 | 2.8602 | 2.8046 | 3.0192 | 4.067 | 3.9488 | 4.4187 | 0.00029238
785 | 0.00013172 | 0.00012293 | 0 | 2.8381 | 2.8065 | 3.0192 | 4.0198 | 3.9527 | 4.4187 | 3.3269e-05
786 | 0.00014054 | 0.00012344 | 0 | 2.8315 | 2.8065 | 3.0192 | 4.0057 | 3.9527 | 4.4187 | 4.8347e-05
787 | 0.0001959 | 0.00012224 | 0 | 2.8448 | 2.8065 | 3.0192 | 4.0341 | 3.9527 | 4.4187 | 4.8675e-05
788 | 0.00024786 | 0.00012444 | 0 | 2.8563 | 2.8056 | 3.0192 | 4.0587 | 3.9508 | 4.4187 | 0.0001811
789 | 0.00024669 | 0.00012145 | 0 | 2.864 | 2.8056 | 3.0192 | 4.0753 | 3.9508 | 4.4187 | 0.00018339
790 | 0.00025355 | 0.00012315 | 0 | 2.8796 | 2.8056 | 3.0192 | 4.1089 | 3.9508 | 4.4187 | 0.00017438
791 | 0.00026166 | 0.00012384 | 0 | 2.8718 | 2.8083 | 3.0192 | 4.092 | 3.9566 | 4.4187 | 1.1144e-05
792 | 0.00027162 | 0.00012376 | 0 | 2.8669 | 2.8093 | 3.0192 | 4.0816 | 3.9586 | 4.4187 | 2.6058e-05
793 | 0.00027801 | 0.00012147 | 0 | 2.8544 | 2.8083 | 3.0192 | 4.0546 | 3.9566 | 4.4187 | 3.0811e-05
794 | 0.00028408 | 0.00012198 | 0 | 2.8573 | 2.8083 | 3.0192 | 4.0608 | 3.9566 | 4.4187 | 3.0483e-05
795 | 0.00029039 | 0.000122 | 0 | 2.8611 | 2.8093 | 3.0192 | 4.0691 | 3.9586 | 4.4187 | 2.5239e-05
796 | 0.00029445 | 0.00011975 | 0 | 2.8747 | 2.8093 | 3.0192 | 4.0983 | 3.9586 | 4.4187 | 2.8189e-05
797 | 0.00029735 | 0.00012077 | 0 | 2.8904 | 2.8093 | 3.0192 | 4.1323 | 3.9586 | 4.4187 | 2.3928e-05
798 | 0.00030291 | 0.00011909 | 0 | 2.8983 | 2.8093 | 3.0192 | 4.1495 | 3.9586 | 4.4187 | 2.8517e-05
799 | 0.00029376 | 0.0001236 | 0.00063531 | 2.9284 | 2.8093 | 3.0192 | 4.2154 | 3.9586 | 4.4187 | 0.00061475
800 | 0.00022793 | 0.00012372 | 0.0035375 | 2.9334 | 2.8102 | 3.0192 | 4.2265 | 3.9606 | 4.4187 | 0.0006272
801 | 0.00020983 | 0.00012431 | 0.0093563 | 2.9673 | 2.8102 | 3.0192 | 4.3018 | 3.9606 | 4.4187 | 0.00011243
802 | 0.00018059 | 0.00012371 | 0.017095 | 2.9904 | 2.8102 | 3.0192 | 4.3535 | 3.9606 | 4.4187 | 9.8989e-05
803 | 0.00017278 | 0.00012376 | 0.012417 | 3.002 | 2.8102 | 3.0192 | 4.3798 | 3.9606 | 4.4187 | 9.5055e-05
804 | 0.00015849 | 0.00012335 | 0.0094141 | 3.0181 | 2.8102 | 3.0192 | 4.4162 | 3.9606 | 4.4187 | 9.063e-05
805 | 0.00015122 | 0.00012409 | 0.0088365 | 3.0343 | 2.8102 | 3.0192 | 4.4532 | 3.9606 | 4.4187 | 0.00010391
806 | 0.00016021 | 0.00012364 | 0.0054867 | 3.0316 | 2.8102 | 3.0192 | 4.447 | 3.9606 | 4.4187 | 0.00010587
807 | 0.0001202 | 0.00012366 | 0.0034653 | 2.9988 | 2.8102 | 3.0192 | 4.3726 | 3.9606 | 4.4187 | 0.00033499
808 | 0.00011954 | 0.00012301 | 0.00050536 | 3.001 | 2.8102 | 3.0192 | 4.3774 | 3.9606 | 4.4187 | 0.00031729
809 | 0.00012287 | 0.00012299 | 0 | 3.002 | 2.8102 | 3.0192 | 4.3798 | 3.9606 | 4.4187 | 5.5886e-05
810 | 0.0001301 | 0.00012384 | 0 | 2.9946 | 2.8111 | 3.0192 | 4.363 | 3.9626 | 4.4187 | 4.8839e-05
811 | 0.00017157 | 0.00012481 | 0 | 2.9925 | 2.8111 | 3.0192 | 4.3582 | 3.9626 | 4.4187 | 6.1786e-05
812 | 0.00020913 | 0.0001237 | 0 | 2.9705 | 2.8111 | 3.0192 | 4.3088 | 3.9626 | 4.4187 | 0.00018749
813 | 0.00021447 | 0.00012413 | 0 | 2.9684 | 2.8102 | 3.0192 | 4.3041 | 3.9606 | 4.4187 | 0.00019519
814 | 0.00021228 | 0.00012419 | 0 | 2.9642 | 2.8111 | 3.0192 | 4.2948 | 3.9626 | 4.4187 | 0.00020699
815 | 0.00021642 | 0.00012278 | 0 | 2.9487 | 2.8121 | 3.0192 | 4.2604 | 3.9645 | 4.4187 | 2.1142e-05
816 | 0.00022365 | 0.00012397 | 0 | 2.9083 | 2.813 | 3.0192 | 4.1712 | 3.9665 | 4.4187 | 1.9831e-05
817 | 0.00022914 | 0.00012385 | 0 | 2.8747 | 2.813 | 3.0192 | 4.0983 | 3.9665 | 4.4187 | 1.1964e-05
818 | 0.00023213 | 0.00012281 | 0 | 2.8611 | 2.813 | 3.0192 | 4.0691 | 3.9665 | 4.4187 | 1.9175e-05
819 | 0.00023513 | 0.00012338 | 0 | 2.8438 | 2.813 | 3.0192 | 4.032 | 3.9665 | 4.4187 | 1.5897e-05
820 | 0.00023845 | 0.00012351 | 0 | 2.8353 | 2.8168 | 3.0192 | 4.0137 | 3.9744 | 4.4187 | 1.4586e-05
821 | 0.00025321 | 0.00012033 | 0 | 2.8296 | 2.8168 | 3.0192 | 4.0017 | 3.9744 | 4.4187 | 9.6694e-06
822 | 0.00025417 | 0.00012314 | 0 | 2.8287 | 2.8168 | 3.0192 | 3.9996 | 3.9744 | 4.4187 | 1.3439e-05
823 | 0.00021169 | 0.00012351 | 0.00072194 | 2.8099 | 2.8168 | 3.0192 | 3.9599 | 3.9744 | 4.4187 | 0.0006472
824 | 0.00017168 | 0.000124 | 0.0044471 | 2.8249 | 2.8177 | 3.0192 | 3.9916 | 3.9764 | 4.4187 | 7.5717e-05
825 | 0.00016143 | 0.00012384 | 0.014265 | 2.8592 | 2.8177 | 3.0192 | 4.0649 | 3.9764 | 4.4187 | 7.9158e-05
826 | 0.00015378 | 0.00012347 | 0.019175 | 2.8816 | 2.8177 | 3.0192 | 4.1131 | 3.9764 | 4.4187 | 0.00010604
827 | 0.00015373 | 0.00012315 | 0.022467 | 2.9073 | 2.8177 | 3.0192 | 4.1691 | 3.9764 | 4.4187 | 9.2925e-05
828 | 0.00014483 | 0.00012419 | 0.022813 | 2.9193 | 2.8177 | 3.0192 | 4.1954 | 3.9764 | 4.4187 | 0.00023567
829 | 0.00014902 | 0.00012405 | 0.020099 | 2.9355 | 2.8186 | 3.0192 | 4.231 | 3.9784 | 4.4187 | 8.2108e-05
830 | 0.00014437 | 0.00012418 | 0.014554 | 2.9406 | 2.8186 | 3.0192 | 4.2423 | 3.9784 | 4.4187 | 0.00010653
831 | 0.00015141 | 0.00012392 | 0.0060065 | 2.9183 | 2.8186 | 3.0192 | 4.1932 | 3.9784 | 4.4187 | 9.8169e-05
832 | 0.00013315 | 0.00012377 | 0.0010107 | 2.8776 | 2.8186 | 3.0192 | 4.1047 | 3.9784 | 4.4187 | 6.8342e-05
833 | 0.00013526 | 0.00012403 | 0 | 2.8505 | 2.8186 | 3.0192 | 4.0463 | 3.9784 | 4.4187 | 7.4569e-05
834 | 0.00015118 | 0.00012423 | 0 | 2.8211 | 2.8186 | 3.0192 | 3.9837 | 3.9784 | 4.4187 | 0.00024764
835 | 0.00018828 | 0.00012341 | 0 | 2.8043 | 2.8186 | 3.0192 | 3.9481 | 3.9784 | 4.4187 | 0.00024141
836 | 0.00022001 | 0.00012408 | 0 | 2.8025 | 2.8196 | 3.0192 | 3.9442 | 3.9804 | 4.4187 | 0.000226
837 | 0.00023171 | 0.00011585 | 0 | 2.796 | 2.8196 | 3.0192 | 3.9306 | 3.9804 | 4.4187 | 0.00027238
838 | 0.00023625 | 0.00012371 | 0 | 2.7988 | 2.8196 | 3.0192 | 3.9365 | 3.9804 | 4.4187 | 1.2456e-05
839 | 0.00024097 | 0.00012253 | 0 | 2.7804 | 2.8196 | 3.0192 | 3.898 | 3.9804 | 4.4187 | 1.0325e-05
840 | 0.00024742 | 0.00012392 | 0 | 2.7623 | 2.8205 | 3.0192 | 3.8602 | 3.9824 | 4.4187 | 1.3767e-05
841 | 0.00025091 | 0.00012112 | 0 | 2.7542 | 2.8215 | 3.0192 | 3.8435 | 3.9844 | 4.4187 | 7.0472e-06
842 | 0.00025372 | 0.00012329 | 0 | 2.739 | 2.8215 | 3.0192 | 3.8122 | 3.9844 | 4.4187 | 1.2947e-05
843 | 0.00025603 | 0.00012059 | 0 | 2.7188 | 2.8215 | 3.0192 | 3.7707 | 3.9844 | 4.4187 | 2.4256e-05
844 | 0.0002589 | 0.00012277 | 0 | 2.7197 | 2.8224 | 3.0192 | 3.7725 | 3.9864 | 4.4187 | 1.2128e-05
845 | 0.00027491 | 0.00012054 | 0 | 2.7101 | 2.8215 | 3.0192 | 3.753 | 3.9844 | 4.4187 | 1.2456e-05
846 | 0.0002799 | 0.00012227 | 0 | 2.711 | 2.8224 | 3.0192 | 3.7548 | 3.9864 | 4.4187 | 1.5733e-05
847 | 0.00023809 | 0.00012328 | 0.00093852 | 2.7241 | 2.8224 | 3.0192 | 3.7815 | 3.9864 | 4.4187 | 0.00073537
848 | 0.00018572 | 0.00012405 | 0.0046204 | 2.7399 | 2.8243 | 3.0192 | 3.814 | 3.9904 | 4.4187 | 9.8497e-05
849 | 0.00016777 | 0.00012421 | 0.0094141 | 2.7686 | 2.8252 | 3.0192 | 3.8733 | 3.9924 | 4.4187 | 8.4894e-05
850 | 0.00017122 | 0.00012324 | 0.011493 | 2.7969 | 2.8252 | 3.0192 | 3.9326 | 3.9924 | 4.4187 | 7.7519e-05
851 | 0.00017344 | 0.00012055 | 0.017384 | 2.8174 | 2.8252 | 3.0192 | 3.9757 | 3.9924 | 4.4187 | 0.00011161
852 | 0.00016904 | 0.00012261 | 0.015074 | 2.8239 | 2.8252 | 3.0192 | 3.9896 | 3.9924 | 4.4187 | 0.00023961
853 | 0.00016944 | 0.00012335 | 0.013226 | 2.841 | 2.8252 | 3.0192 | 4.0259 | 3.9924 | 4.4187 | 9.1778e-05
854 | 0.00016755 | 0.00012322 | 0.01184 | 2.8429 | 2.8252 | 3.0192 | 4.03 | 3.9924 | 4.4187 | 8.7844e-05
855 | 0.00013919 | 0.00012347 | 0.005198 | 2.8296 | 2.8271 | 3.0192 | 4.0017 | 3.9964 | 4.4187 | 0.00010325
856 | 0.0001414 | 0.00012313 | 0.00064974 | 2.8043 | 2.8281 | 3.0192 | 3.9481 | 3.9984 | 4.4187 | 9.063e-05
857 | 0.00013692 | 0.00012384 | 0 | 2.7686 | 2.8281 | 3.0192 | 3.8733 | 3.9984 | 4.4187 | 0.00010063
858 | 0.00014908 | 0.0001236 | 0 | 2.7426 | 2.8281 | 3.0192 | 3.8195 | 3.9984 | 4.4187 | 0.00026779
859 | 0.00018721 | 0.00012443 | 0 | 2.7258 | 2.8281 | 3.0192 | 3.7851 | 3.9984 | 4.4187 | 0.00024485
860 | 0.00022004 | 0.00012419 | 0 | 2.7145 | 2.8281 | 3.0192 | 3.7619 | 3.9984 | 4.4187 | 0.00026927
861 | 0.00022277 | 0.00012341 | 0 | 2.7058 | 2.8281 | 3.0192 | 3.7442 | 3.9984 | 4.4187 | 0.0002773
862 | 0.00022443 | 0.00012293 | 0 | 2.6998 | 2.829 | 3.0192 | 3.7319 | 4.0004 | 4.4187 | 1.1144e-05
863 | 0.00022809 | 0.0001234 | 0 | 2.6835 | 2.829 | 3.0192 | 3.699 | 4.0004 | 4.4187 | 1.1964e-05
864 | 0.00023462 | 0.00012448 | 0 | 2.67 | 2.829 | 3.0192 | 3.6718 | 4.0004 | 4.4187 | 1.475e-05
865 | 0.00024059 | 0.00012383 | 0 | 2.6683 | 2.8281 | 3.0192 | 3.6684 | 3.9984 | 4.4187 | 8.5222e-06
866 | 0.00024558 | 0.00012407 | 0 | 2.6692 | 2.8281 | 3.0192 | 3.6701 | 3.9984 | 4.4187 | 9.0139e-06
867 | 0.00024876 | 0.00012284 | 0 | 2.6751 | 2.829 | 3.0192 | 3.6819 | 4.0004 | 4.4187 | 1.4094e-05
868 | 0.00025143 | 0.00012374 | 0 | 2.6835 | 2.829 | 3.0192 | 3.699 | 4.0004 | 4.4187 | 9.1778e-06
869 | 0.00025342 | 0.0001234 | 0 | 2.7049 | 2.829 | 3.0192 | 3.7424 | 4.0004 | 4.4187 | 9.6694e-06
870 | 0.00027312 | 0.00012275 | 0 | 2.7075 | 2.829 | 3.0192 | 3.7477 | 4.0004 | 4.4187 | 1.3603e-05
871 | 0.0002215 | 0.00012379 | 0.0012995 | 2.7206 | 2.829 | 3.0192 | 3.7743 | 4.0004 | 4.4187 | 0.00063933
872 | 0.00017567 | 0.00012396 | 0.0057755 | 2.7355 | 2.829 | 3.0192 | 3.8049 | 4.0004 | 4.4187 | 9.6367e-05
873 | 0.00016389 | 0.00012379 | 0.014785 | 2.7533 | 2.829 | 3.0192 | 3.8416 | 4.0004 | 4.4187 | 8.1125e-05
874 | 0.00015346 | 0.00012407 | 0.019175 | 2.774 | 2.829 | 3.0192 | 3.8847 | 4.0004 | 4.4187 | 0.00011161
875 | 0.00015784 | 0.00012276 | 0.020676 | 2.7877 | 2.829 | 3.0192 | 3.9133 | 4.0004 | 4.4187 | 7.965e-05
876 | 0.00015324 | 0.00012381 | 0.0216 | 2.7988 | 2.829 | 3.0192 | 3.9365 | 4.0004 | 4.4187 | 0.00020207
877 | 0.00015948 | 0.00012384 | 0.021831 | 2.8052 | 2.829 | 3.0192 | 3.9501 | 4.0004 | 4.4187 | 8.3911e-05
878 | 0.00015499 | 0.00012421 | 0.014612 | 2.8062 | 2.829 | 3.0192 | 3.9521 | 4.0004 | 4.4187 | 0.0001021
879 | 0.00014857 | 0.00012396 | 0.0068343 | 2.7914 | 2.8309 | 3.0192 | 3.921 | 4.0044 | 4.4187 | 8.5878e-05
880 | 0.00015561 | 0.00012382 | 0.0011551 | 2.7786 | 2.8309 | 3.0192 | 3.8942 | 4.0044 | 4.4187 | 8.5058e-05
881 | 0.00015528 | 0.00012264 | 0 | 2.7722 | 2.8309 | 3.0192 | 3.8809 | 4.0044 | 4.4187 | 6.3261e-05
882 | 0.00015082 | 0.00012384 | 0 | 2.7605 | 2.8281 | 3.0192 | 3.8565 | 3.9984 | 4.4187 | 0.00027992
883 | 0.00019517 | 0.00012383 | 0 | 2.7382 | 2.8299 | 3.0192 | 3.8104 | 4.0024 | 4.4187 | 0.00023108
884 | 0.00022753 | 0.0001247 | 0 | 2.7258 | 2.8299 | 3.0192 | 3.7851 | 4.0024 | 4.4187 | 0.00029057
885 | 0.00023752 | 0.00012423 | 0 | 2.7206 | 2.8309 | 3.0192 | 3.7743 | 4.0044 | 4.4187 | 0.00028533
886 | 0.00024442 | 0.00012309 | 0 | 2.711 | 2.8309 | 3.0192 | 3.7548 | 4.0044 | 4.4187 | 1.5569e-05
887 | 0.0002512 | 0.00012405 | 0 | 2.6929 | 2.8299 | 3.0192 | 3.718 | 4.0024 | 4.4187 | 1.7044e-05
888 | 0.00026338 | 0.00012296 | 0 | 2.6759 | 2.8309 | 3.0192 | 3.6836 | 4.0044 | 4.4187 | 1.7372e-05
889 | 0.00027547 | 0.0001243 | 0 | 2.665 | 2.8299 | 3.0192 | 3.6616 | 4.0024 | 4.4187 | 1.6717e-05
890 | 0.00028194 | 0.00012322 | 0 | 2.6467 | 2.8299 | 3.0192 | 3.625 | 4.0024 | 4.4187 | 9.1778e-06
891 | 0.00028338 | 0.00012117 | 0 | 2.6294 | 2.8299 | 3.0192 | 3.5907 | 4.0024 | 4.4187 | 1.6553e-05
892 | 0.00028735 | 0.00012392 | 0 | 2.6245 | 2.8299 | 3.0192 | 3.581 | 4.0024 | 4.4187 | 1.0817e-05
893 | 0.00028889 | 0.0001227 | 0 | 2.6392 | 2.8281 | 3.0192 | 3.6102 | 3.9984 | 4.4187 | 8.6861e-06
894 | 0.00031469 | 0.00012219 | 0 | 2.6028 | 2.8281 | 3.0192 | 3.5381 | 3.9984 | 4.4187 | 7.7028e-06
895 | 0.00028258 | 0.00012388 | 0.0010396 | 2.5869 | 2.829 | 3.0192 | 3.507 | 4.0004 | 4.4187 | 0.00063753
896 | 0.00020841 | 0.00012409 | 0.0054145 | 2.5821 | 2.8309 | 3.0192 | 3.4978 | 4.0044 | 4.4187 | 7.8011e-05
897 | 0.00019174 | 0.00012382 | 0.015132 | 2.5996 | 2.8281 | 3.0192 | 3.5319 | 3.9984 | 4.4187 | 8.1617e-05
898 | 0.00018232 | 0.00012417 | 0.019925 | 2.6148 | 2.8281 | 3.0192 | 3.5618 | 3.9984 | 4.4187 | 9.1614e-05
899 | 0.0001773 | 0.00012353 | 0.021831 | 2.6343 | 2.829 | 3.0192 | 3.6005 | 4.0004 | 4.4187 | 8.178e-05
900 | 0.00015522 | 0.00012312 | 0.022409 | 2.6442 | 2.829 | 3.0192 | 3.6201 | 4.0004 | 4.4187 | 0.0002124
901 | 0.00014408 | 0.00012401 | 0.017384 | 2.6475 | 2.829 | 3.0192 | 3.6267 | 4.0004 | 4.4187 | 8.9319e-05
902 | 0.00013499 | 0.00012322 | 0.011493 | 2.645 | 2.829 | 3.0192 | 3.6217 | 4.0004 | 4.4187 | 9.2269e-05
903 | 0.00012013 | 0.00012295 | 0.0050054 | 2.6327 | 2.829 | 3.0192 | 3.5972 | 4.0004 | 4.4187 | 0.00010374
904 | 0.00010952 | 0.00012275 | 0.00086633 | 2.6156 | 2.829 | 3.0192 | 3.5634 | 4.0004 | 4.4187 | 6.5392e-05
905 | 0.00012262 | 0.00012329 | 0 | 2.6092 | 2.8281 | 3.0192 | 3.5507 | 3.9984 | 4.4187 | 8.2272e-05
906 | 0.000133 | 0.00012206 | 0 | 2.6012 | 2.829 | 3.0192 | 3.535 | 4.0004 | 4.4187 | 0.00027025
907 | 0.00019515 | 0.00012353 | 0 | 2.5948 | 2.8281 | 3.0192 | 3.5225 | 3.9984 | 4.4187 | 0.00029418
908 | 0.0002415 | 0.00012485 | 0 | 2.5869 | 2.8281 | 3.0192 | 3.507 | 3.9984 | 4.4187 | 0.00026452
909 | 0.00025116 | 0.00012346 | 0 | 2.5877 | 2.8281 | 3.0192 | 3.5086 | 3.9984 | 4.4187 | 0.000246
910 | 0.0002641 | 0.00012334 | 0 | 2.5869 | 2.8281 | 3.0192 | 3.507 | 3.9984 | 4.4187 | 1.0653e-05
911 | 0.00027065 | 0.00012428 | 0 | 2.5821 | 2.8281 | 3.0192 | 3.4978 | 3.9984 | 4.4187 | 1.6553e-05
912 | 0.00027813 | 0.00012437 | 0 | 2.579 | 2.8281 | 3.0192 | 3.4916 | 3.9984 | 4.4187 | 1.1308e-05
913 | 0.00028229 | 0.00012404 | 0 | 2.5782 | 2.8271 | 3.0192 | 3.4901 | 3.9964 | 4.4187 | 8.85e-06
914 | 0.00028537 | 0.0001228 | 0 | 2.5774 | 2.8271 | 3.0192 | 3.4886 | 3.9964 | 4.4187 | 9.1778e-06
915 | 0.00028894 | 0.00012253 | 0 | 2.5774 | 2.8271 | 3.0192 | 3.4886 | 3.9964 | 4.4187 | 1.5897e-05
916 | 0.00029083 | 0.00012302 | 0 | 2.5782 | 2.8271 | 3.0192 | 3.4901 | 3.9964 | 4.4187 | 1.6225e-05
917 | 0.00029448 | 0.00012335 | 0 | 2.5774 | 2.8271 | 3.0192 | 3.4886 | 3.9964 | 4.4187 | 1.4422e-05
918 | 0.00030387 | 0.00012182 | 0 | 2.5774 | 2.8262 | 3.0192 | 3.4886 | 3.9944 | 4.4187 | 1.1964e-05
919 | 0.00028471 | 0.00012339 | 0.0012273 | 2.5774 | 2.8262 | 3.0192 | 3.4886 | 3.9944 | 4.4187 | 0.00064998
920 | 0.00020296 | 0.00012411 | 0.0054867 | 2.579 | 2.8271 | 3.0192 | 3.4916 | 3.9964 | 4.4187 | 7.9978e-05
921 | 0.00018379 | 0.00012325 | 0.013977 | 2.5798 | 2.8271 | 3.0192 | 3.4932 | 3.9964 | 4.4187 | 9.44e-05
922 | 0.00017151 | 0.00012423 | 0.018655 | 2.5964 | 2.8271 | 3.0192 | 3.5256 | 3.9964 | 4.4187 | 8.1617e-05
923 | 0.00017125 | 0.00012413 | 0.023449 | 2.6458 | 2.8271 | 3.0192 | 3.6234 | 3.9964 | 4.4187 | 9.7678e-05
924 | 0.00016803 | 0.00012431 | 0.025643 | 2.6861 | 2.8252 | 3.0192 | 3.7042 | 3.9924 | 4.4187 | 0.00019978
925 | 0.00017676 | 0.00012328 | 0.018482 | 2.7119 | 2.8252 | 3.0192 | 3.7565 | 3.9924 | 4.4187 | 8.2272e-05
926 | 0.00016666 | 0.00012307 | 0.01415 | 2.732 | 2.8243 | 3.0192 | 3.7977 | 3.9904 | 4.4187 | 0.0001162
927 | 0.00015512 | 0.00012412 | 0.0072194 | 2.7258 | 2.8243 | 3.0192 | 3.7851 | 3.9904 | 4.4187 | 9.8333e-05
928 | 0.00014645 | 0.00012396 | 0.0010396 | 2.6852 | 2.8243 | 3.0192 | 3.7025 | 3.9904 | 4.4187 | 7.4078e-05
929 | 0.00015705 | 0.00012417 | 0 | 2.6616 | 2.8243 | 3.0192 | 3.6549 | 3.9904 | 4.4187 | 9.1614e-05
930 | 0.0001548 | 0.00012407 | 0 | 2.65 | 2.8243 | 3.0192 | 3.6316 | 3.9904 | 4.4187 | 0.00024206
931 | 0.0001932 | 0.00012186 | 0 | 2.645 | 2.8252 | 3.0192 | 3.6217 | 3.9924 | 4.4187 | 0.00027976
932 | 0.00022146 | 0.00012481 | 0 | 2.6384 | 2.8243 | 3.0192 | 3.6086 | 3.9904 | 4.4187 | 0.00028828
933 | 0.00022771 | 0.00012456 | 0 | 2.6221 | 2.8243 | 3.0192 | 3.5762 | 3.9904 | 4.4187 | 0.00028779
934 | 0.00022548 | 0.00012446 | 0 | 2.5908 | 2.8243 | 3.0192 | 3.5147 | 3.9904 | 4.4187 | 1.6717e-05
935 | 0.00022915 | 0.00012304 | 0 | 2.5845 | 2.8243 | 3.0192 | 3.5024 | 3.9904 | 4.4187 | 1.9831e-05
936 | 0.00023692 | 0.00012452 | 0 | 2.5798 | 2.8243 | 3.0192 | 3.4932 | 3.9904 | 4.4187 | 2.2453e-05
937 | 0.00024153 | 0.00012464 | 0 | 2.5861 | 2.8243 | 3.0192 | 3.5055 | 3.9904 | 4.4187 | 3.5564e-05
938 | 0.00024486 | 0.00012314 | 0 | 2.5845 | 2.8233 | 3.0192 | 3.5024 | 3.9884 | 4.4187 | 1.9503e-05
939 | 0.00024943 | 0.00012396 | 0 | 2.5853 | 2.8233 | 3.0192 | 3.5039 | 3.9884 | 4.4187 | 2.1142e-05
940 | 0.0002556 | 0.0001241 | 0 | 2.5892 | 2.8233 | 3.0192 | 3.5116 | 3.9884 | 4.4187 | 2.1469e-05
941 | 0.00025985 | 0.00012399 | 0 | 2.5996 | 2.8215 | 3.0192 | 3.5319 | 3.9844 | 4.4187 | 2.4092e-05
942 | 0.00027648 | 0.0001237 | 0 | 2.6237 | 2.8215 | 3.0192 | 3.5794 | 3.9844 | 4.4187 | 1.2947e-05
943 | 0.00023701 | 0.00012329 | 0.0010396 | 2.6229 | 2.8215 | 3.0192 | 3.5778 | 3.9844 | 4.4187 | 0.00060098
944 | 0.0001873 | 0.00012408 | 0.006122 | 2.6666 | 2.8205 | 3.0192 | 3.665 | 3.9824 | 4.4187 | 0.00067653
945 | 0.00017531 | 0.00012431 | 0.018482 | 2.7032 | 2.8215 | 3.0192 | 3.7389 | 3.9844 | 4.4187 | 9.6858e-05
946 | 0.00016547 | 0.00012424 | 0.020792 | 2.7569 | 2.8205 | 3.0192 | 3.849 | 3.9824 | 4.4187 | 8.0305e-05
947 | 0.00016178 | 0.00012404 | 0.019117 | 2.7951 | 2.8205 | 3.0192 | 3.9287 | 3.9824 | 4.4187 | 9.1286e-05
948 | 0.00015949 | 0.00012415 | 0.020965 | 2.8324 | 2.8196 | 3.0192 | 4.0077 | 3.9804 | 4.4187 | 9.6203e-05
949 | 0.00016625 | 0.00012441 | 0.017211 | 2.8602 | 2.8196 | 3.0192 | 4.067 | 3.9804 | 4.4187 | 9.6203e-05
950 | 0.00015327 | 0.00012429 | 0.0080857 | 2.8611 | 2.8196 | 3.0192 | 4.0691 | 3.9804 | 4.4187 | 8.0142e-05
951 | 0.00013177 | 0.00012362 | 0.0042594 | 2.8602 | 2.8196 | 3.0192 | 4.067 | 3.9804 | 4.4187 | 0.00028467
952 | 0.00014945 | 0.00012363 | 0.00086633 | 2.8324 | 2.8196 | 3.0192 | 4.0077 | 3.9804 | 4.4187 | 0.00030844
953 | 0.0001306 | 0.00012382 | 0 | 2.774 | 2.8196 | 3.0192 | 3.8847 | 3.9804 | 4.4187 | 5.8344e-05
954 | 0.00014141 | 0.00012101 | 0 | 2.7605 | 2.8205 | 3.0192 | 3.8565 | 3.9824 | 4.4187 | 4.5889e-05
955 | 0.00019555 | 0.00012512 | 0 | 2.7461 | 2.8205 | 3.0192 | 3.8269 | 3.9824 | 4.4187 | 5.4575e-05
956 | 0.00022535 | 0.00011646 | 0 | 2.7488 | 2.8205 | 3.0192 | 3.8324 | 3.9824 | 4.4187 | 0.00020027
957 | 0.00022807 | 0.00012459 | 0 | 2.747 | 2.8196 | 3.0192 | 3.8287 | 3.9804 | 4.4187 | 0.00018421
958 | 0.00022505 | 0.00012448 | 0 | 2.7533 | 2.8196 | 3.0192 | 3.8416 | 3.9804 | 4.4187 | 0.00018192
959 | 0.00022774 | 0.00012419 | 0 | 2.739 | 2.8196 | 3.0192 | 3.8122 | 3.9804 | 4.4187 | 2.8025e-05
960 | 0.00023354 | 0.00012347 | 0 | 2.7197 | 2.8186 | 3.0192 | 3.7725 | 3.9784 | 4.4187 | 2.8517e-05
961 | 0.0002392 | 0.00012469 | 0 | 2.7024 | 2.8186 | 3.0192 | 3.7372 | 3.9784 | 4.4187 | 4.0317e-05
962 | 0.00024668 | 0.00012385 | 0 | 2.7101 | 2.8186 | 3.0192 | 3.753 | 3.9784 | 4.4187 | 1.7372e-05
963 | 0.00025367 | 0.0001233 | 0 | 2.7093 | 2.8186 | 3.0192 | 3.7512 | 3.9784 | 4.4187 | 2.8189e-05
964 | 0.00026757 | 0.00012374 | 0 | 2.681 | 2.8186 | 3.0192 | 3.6939 | 3.9784 | 4.4187 | 2.0158e-05
965 | 0.00027441 | 0.00012042 | 0 | 2.681 | 2.8186 | 3.0192 | 3.6939 | 3.9784 | 4.4187 | 3.0975e-05
966 | 0.00027267 | 0.00012174 | 0 | 2.681 | 2.8205 | 3.0192 | 3.6939 | 3.9824 | 4.4187 | 3.2614e-05
967 | 0.00024534 | 0.00012405 | 0.00069306 | 2.6784 | 2.8196 | 3.0192 | 3.6887 | 3.9804 | 4.4187 | 0.00061327
968 | 0.00019515 | 0.0001242 | 0.0035375 | 2.7041 | 2.8196 | 3.0192 | 3.7407 | 3.9804 | 4.4187 | 0.00065719
969 | 0.00018393 | 0.00012438 | 0.0079702 | 2.747 | 2.8196 | 3.0192 | 3.8287 | 3.9804 | 4.4187 | 0.00010554
970 | 0.00016988 | 0.00012429 | 0.010858 | 2.7408 | 2.8196 | 3.0192 | 3.8159 | 3.9804 | 4.4187 | 7.4569e-05
971 | 0.0001702 | 0.00012384 | 0.015883 | 2.8277 | 2.8196 | 3.0192 | 3.9976 | 3.9804 | 4.4187 | 8.6697e-05
972 | 0.00017163 | 0.00012291 | 0.014092 | 2.8438 | 2.8196 | 3.0192 | 4.032 | 3.9804 | 4.4187 | 9.1942e-05
973 | 0.00016839 | 0.00012419 | 0.011493 | 2.8315 | 2.8196 | 3.0192 | 4.0057 | 3.9804 | 4.4187 | 0.00010767
974 | 0.00017603 | 0.00012419 | 0.0068728 | 2.8353 | 2.8196 | 3.0192 | 4.0137 | 3.9804 | 4.4187 | 9.1778e-05
975 | 0.00014127 | 0.00012392 | 0.0030321 | 2.8315 | 2.8196 | 3.0192 | 4.0057 | 3.9804 | 4.4187 | 0.00030729
976 | 0.00014194 | 0.00012395 | 0.00072194 | 2.7813 | 2.8196 | 3.0192 | 3.8999 | 3.9804 | 4.4187 | 0.00030893
977 | 0.00013975 | 0.00012411 | 0 | 2.7533 | 2.8196 | 3.0192 | 3.8416 | 3.9804 | 4.4187 | 5.2444e-05
978 | 0.0001567 | 0.00012396 | 0 | 2.7241 | 2.8196 | 3.0192 | 3.7815 | 3.9804 | 4.4187 | 5.8672e-05
979 | 0.00019919 | 0.00012393 | 0 | 2.7024 | 2.8215 | 3.0192 | 3.7372 | 3.9844 | 4.4187 | 4.8511e-05
980 | 0.00023221 | 0.00012349 | 0 | 2.681 | 2.8215 | 3.0192 | 3.6939 | 3.9844 | 4.4187 | 0.0001888
981 | 0.00024226 | 0.00012267 | 0 | 2.6878 | 2.8215 | 3.0192 | 3.7076 | 3.9844 | 4.4187 | 0.0002006
982 | 0.00025226 | 0.00012359 | 0 | 2.6878 | 2.8215 | 3.0192 | 3.7076 | 3.9844 | 4.4187 | 0.00020142
983 | 0.00025878 | 0.00012412 | 0 | 2.7006 | 2.8215 | 3.0192 | 3.7337 | 3.9844 | 4.4187 | 1.9503e-05
984 | 0.00026826 | 0.00012446 | 0 | 2.6878 | 2.8215 | 3.0192 | 3.7076 | 3.9844 | 4.4187 | 9.3417e-06
985 | 0.000278 | 0.00012415 | 0 | 2.7006 | 2.8215 | 3.0192 | 3.7337 | 3.9844 | 4.4187 | 1.7864e-05
986 | 0.00028303 | 0.00012351 | 0 | 2.6929 | 2.8205 | 3.0192 | 3.718 | 3.9824 | 4.4187 | 9.0139e-06
987 | 0.00028947 | 0.00012304 | 0 | 2.6895 | 2.8205 | 3.0192 | 3.7111 | 3.9824 | 4.4187 | 1.3603e-05
988 | 0.00029842 | 0.00012287 | 0 | 2.6844 | 2.8205 | 3.0192 | 3.7007 | 3.9824 | 4.4187 | 9.0139e-06
989 | 0.00029904 | 0.00011819 | 0 | 2.6633 | 2.8205 | 3.0192 | 3.6583 | 3.9824 | 4.4187 | 1.1308e-05
990 | 0.00030226 | 0.00012204 | 0 | 2.6742 | 2.8233 | 3.0192 | 3.6802 | 3.9884 | 4.4187 | 1.4914e-05
991 | 0.00028628 | 0.00012356 | 0.0012995 | 2.6827 | 2.8233 | 3.0192 | 3.6973 | 3.9884 | 4.4187 | 0.00069702
992 | 0.00022185 | 0.00012429 | 0.005968 | 2.6972 | 2.8233 | 3.0192 | 3.7267 | 3.9884 | 4.4187 | 7.7683e-05
993 | 0.00020298 | 0.00012446 | 0.0096451 | 2.7206 | 2.8243 | 3.0192 | 3.7743 | 3.9904 | 4.4187 | 0.00010243
994 | 0.00019691 | 0.0001235 | 0.012186 | 2.7426 | 2.8243 | 3.0192 | 3.8195 | 3.9904 | 4.4187 | 9.8169e-05
995 | 0.0001819 | 0.0001231 | 0.011031 | 2.7614 | 2.8243 | 3.0192 | 3.8583 | 3.9904 | 4.4187 | 0.00011423
996 | 0.00017318 | 0.00012437 | 0.018193 | 2.7868 | 2.8243 | 3.0192 | 3.9113 | 3.9904 | 4.4187 | 0.0002283
997 | 0.00015251 | 0.00012299 | 0.014728 | 2.8015 | 2.8233 | 3.0192 | 3.9423 | 3.9884 | 4.4187 | 8.9975e-05
998 | 0.00013796 | 0.00012367 | 0.010973 | 2.7767 | 2.8224 | 3.0192 | 3.8904 | 3.9864 | 4.4187 | 8.6205e-05
999 | 0.00012632 | 0.00012337 | 0.0063531 | 2.7632 | 2.8224 | 3.0192 | 3.8621 | 3.9864 | 4.4187 | 0.00010767
1000 | 0.00012344 | 0.00012318 | 0.0014439 | 2.7551 | 2.8224 | 3.0192 | 3.8453 | 3.9864 | 4.4187 | 7.9486e-05
1001 | 0.00013625 | 0.00012288 | 0 | 2.7497 | 2.8243 | 3.0192 | 3.8342 | 3.9904 | 4.4187 | 8.3092e-05
1002 | 0.0001412 | 0.00012378 | 0 | 2.7355 | 2.8224 | 3.0192 | 3.8049 | 3.9864 | 4.4187 | 0.00025354
1003 | 0.00018739 | 0.000119 | 0 | 2.7276 | 2.8224 | 3.0192 | 3.7887 | 3.9864 | 4.4187 | 0.00030614
1004 | 0.00022835 | 0.0001249 | 0 | 2.7267 | 2.8224 | 3.0192 | 3.7869 | 3.9864 | 4.4187 | 0.00024157
1005 | 0.00024688 | 0.0001228 | 0 | 2.7206 | 2.8224 | 3.0192 | 3.7743 | 3.9864 | 4.4187 | 0.0002732
1006 | 0.00025891 | 0.00012365 | 0 | 2.7093 | 2.8224 | 3.0192 | 3.7512 | 3.9864 | 4.4187 | 1.18e-05
1007 | 0.00026782 | 0.00012456 | 0 | 2.6963 | 2.8233 | 3.0192 | 3.7249 | 3.9884 | 4.4187 | 1.6717e-05
1008 | 0.00027864 | 0.00012414 | 0 | 2.6784 | 2.8233 | 3.0192 | 3.6887 | 3.9884 | 4.4187 | 1.6225e-05
1009 | 0.00028757 | 0.00012475 | 0 | 2.6734 | 2.8233 | 3.0192 | 3.6785 | 3.9884 | 4.4187 | 5.4083e-06
1010 | 0.00029425 | 0.00012442 | 0 | 2.6708 | 2.8233 | 3.0192 | 3.6735 | 3.9884 | 4.4187 | 1.1472e-05
1011 | 0.00030125 | 0.00012399 | 0 | 2.6675 | 2.8233 | 3.0192 | 3.6667 | 3.9884 | 4.4187 | 1.6061e-05
1012 | 0.00030236 | 0.00012455 | 0 | 2.6692 | 2.8252 | 3.0192 | 3.6701 | 3.9924 | 4.4187 | 4.7528e-06
1013 | 0.00031106 | 0.0001246 | 0 | 2.6533 | 2.8252 | 3.0192 | 3.6382 | 3.9924 | 4.4187 | 1.6061e-05
1014 | 0.00032956 | 0.00012447 | 0 | 2.6508 | 2.8252 | 3.0192 | 3.6333 | 3.9924 | 4.4187 | 8.5222e-06
1015 | 0.00029278 | 0.00012396 | 0.0014439 | 2.65 | 2.8252 | 3.0192 | 3.6316 | 3.9924 | 4.4187 | 0.00064457
1016 | 0.00023656 | 0.00012416 | 0.0062375 | 2.6793 | 2.8252 | 3.0192 | 3.6905 | 3.9924 | 4.4187 | 7.0964e-05
1017 | 0.00021673 | 0.00012424 | 0.015709 | 2.7153 | 2.8233 | 3.0192 | 3.7636 | 3.9884 | 4.4187 | 7.0964e-05
1018 | 0.00019996 | 0.00012322 | 0.022062 | 2.7524 | 2.8233 | 3.0192 | 3.8398 | 3.9884 | 4.4187 | 6.0311e-05
1019 | 0.00019759 | 0.00012335 | 0.02778 | 2.774 | 2.8233 | 3.0192 | 3.8847 | 3.9884 | 4.4187 | 7.9486e-05
1020 | 0.00019427 | 0.00012437 | 0.020388 | 2.784 | 2.8233 | 3.0192 | 3.9056 | 3.9884 | 4.4187 | 0.0002224
1021 | 0.00019527 | 0.00012446 | 0.017327 | 2.7969 | 2.8233 | 3.0192 | 3.9326 | 3.9884 | 4.4187 | 0.00012177
1022 | 0.00019022 | 0.00012328 | 0.013168 | 2.8136 | 2.8233 | 3.0192 | 3.9678 | 3.9884 | 4.4187 | 8.6861e-05
1023 | 0.00015859 | 0.00012371 | 0.01132 | 2.7969 | 2.8243 | 3.0192 | 3.9326 | 3.9904 | 4.4187 | 9.1286e-05
1024 | 0.00014997 | 0.00012365 | 0.0020214 | 2.7731 | 2.8243 | 3.0192 | 3.8828 | 3.9904 | 4.4187 | 7.883e-05
1025 | 0.00014943 | 0.00012397 | 0 | 2.7162 | 2.8233 | 3.0192 | 3.7654 | 3.9884 | 4.4187 | 9.3744e-05
1026 | 0.00016898 | 0.00012385 | 0 | 2.6725 | 2.8224 | 3.0192 | 3.6768 | 3.9864 | 4.4187 | 0.00027697
1027 | 0.00021509 | 0.00011966 | 0 | 2.6533 | 2.8224 | 3.0192 | 3.6382 | 3.9864 | 4.4187 | 0.00024256
1028 | 0.00024942 | 0.00012492 | 0 | 2.6458 | 2.8224 | 3.0192 | 3.6234 | 3.9864 | 4.4187 | 0.00024272
1029 | 0.00025962 | 0.00012442 | 0 | 2.6351 | 2.8224 | 3.0192 | 3.6021 | 3.9864 | 4.4187 | 0.00028172
1030 | 0.00026572 | 0.00012275 | 0 | 2.6164 | 2.8224 | 3.0192 | 3.565 | 3.9864 | 4.4187 | 1.0817e-05
1031 | 0.00027384 | 0.00011993 | 0 | 2.614 | 2.8224 | 3.0192 | 3.5603 | 3.9864 | 4.4187 | 1.4586e-05
1032 | 0.00027918 | 0.0001243 | 0 | 2.5869 | 2.8224 | 3.0192 | 3.507 | 3.9864 | 4.4187 | 1.0325e-05
1033 | 0.0002865 | 0.0001247 | 0 | 2.5869 | 2.8224 | 3.0192 | 3.507 | 3.9864 | 4.4187 | 9.9972e-06
1034 | 0.00029448 | 0.00012459 | 0 | 2.5829 | 2.8224 | 3.0192 | 3.4993 | 3.9864 | 4.4187 | 2.1306e-05
1035 | 0.00030295 | 0.00012419 | 0 | 2.5884 | 2.8224 | 3.0192 | 3.5101 | 3.9864 | 4.4187 | 1.1144e-05
1036 | 0.00030876 | 0.00012386 | 0 | 2.5829 | 2.8224 | 3.0192 | 3.4993 | 3.9864 | 4.4187 | 7.5389e-06
1037 | 0.00031192 | 0.00012114 | 0 | 2.5821 | 2.8224 | 3.0192 | 3.4978 | 3.9864 | 4.4187 | 1.2456e-05
1038 | 0.00033083 | 0.0001229 | 0 | 2.5813 | 2.8224 | 3.0192 | 3.4962 | 3.9864 | 4.4187 | 1.3439e-05
1039 | 0.00029886 | 0.00012404 | 0.0020936 | 2.5964 | 2.8224 | 3.0192 | 3.5256 | 3.9864 | 4.4187 | 0.0006449
1040 | 0.00023305 | 0.0001242 | 0.013688 | 2.6327 | 2.8224 | 3.0192 | 3.5972 | 3.9864 | 4.4187 | 7.1292e-05
1041 | 0.00021947 | 0.00012438 | 0.025354 | 2.6852 | 2.8224 | 3.0192 | 3.7025 | 3.9864 | 4.4187 | 6.5064e-05
1042 | 0.00019804 | 0.00012281 | 0.030957 | 2.7223 | 2.8224 | 3.0192 | 3.7779 | 3.9864 | 4.4187 | 8.7517e-05
1043 | 0.00019438 | 0.00012415 | 0.034653 | 2.7641 | 2.8224 | 3.0192 | 3.864 | 3.9864 | 4.4187 | 8.2764e-05
1044 | 0.00018656 | 0.00012074 | 0.035462 | 2.8043 | 2.8224 | 3.0192 | 3.9481 | 3.9864 | 4.4187 | 0.00019699
1045 | 0.00018793 | 0.00012451 | 0.029628 | 2.8419 | 2.8224 | 3.0192 | 4.0279 | 3.9864 | 4.4187 | 0.0001062
1046 | 0.00016647 | 0.00012418 | 0.020561 | 2.8467 | 2.8224 | 3.0192 | 4.0381 | 3.9864 | 4.4187 | 9.0794e-05
1047 | 0.00015551 | 0.00012351 | 0.010627 | 2.8324 | 2.8224 | 3.0192 | 4.0077 | 3.9864 | 4.4187 | 8.6697e-05
1048 | 0.00014373 | 0.00012405 | 0.0025268 | 2.8025 | 2.8224 | 3.0192 | 3.9442 | 3.9864 | 4.4187 | 7.375e-05
1049 | 0.00015254 | 0.00012423 | 0 | 2.7346 | 2.8215 | 3.0192 | 3.8031 | 3.9844 | 4.4187 | 0.00010112
1050 | 0.00016783 | 0.00012445 | 0 | 2.7024 | 2.8215 | 3.0192 | 3.7372 | 3.9844 | 4.4187 | 0.00029008
1051 | 0.00020981 | 0.00012161 | 0 | 2.6776 | 2.8215 | 3.0192 | 3.687 | 3.9844 | 4.4187 | 0.00026894
1052 | 0.00024255 | 0.00012496 | 0 | 2.6442 | 2.8224 | 3.0192 | 3.6201 | 3.9864 | 4.4187 | 0.00024895
1053 | 0.00025657 | 0.00012441 | 0 | 2.6319 | 2.8215 | 3.0192 | 3.5956 | 3.9844 | 4.4187 | 0.00028074
1054 | 0.00025817 | 0.00012282 | 0 | 2.6261 | 2.8205 | 3.0192 | 3.5843 | 3.9824 | 4.4187 | 8.3583e-06
1055 | 0.00026287 | 0.00012337 | 0 | 2.6286 | 2.8205 | 3.0192 | 3.5891 | 3.9824 | 4.4187 | 2.0158e-05
1056 | 0.00027136 | 0.0001238 | 0 | 2.6294 | 2.8205 | 3.0192 | 3.5907 | 3.9824 | 4.4187 | 1.4094e-05
1057 | 0.00027891 | 0.00012367 | 0 | 2.6205 | 2.8205 | 3.0192 | 3.573 | 3.9824 | 4.4187 | 1.18e-05
1058 | 0.00028331 | 0.00012184 | 0 | 2.6172 | 2.8205 | 3.0192 | 3.5666 | 3.9824 | 4.4187 | 1.2292e-05
1059 | 0.00028885 | 0.00012202 | 0 | 2.6327 | 2.8215 | 3.0192 | 3.5972 | 3.9844 | 4.4187 | 1.18e-05
1060 | 0.00029279 | 0.00011902 | 0 | 2.6433 | 2.8215 | 3.0192 | 3.6184 | 3.9844 | 4.4187 | 1.18e-05
1061 | 0.00030117 | 0.00012237 | 0 | 2.6633 | 2.8215 | 3.0192 | 3.6583 | 3.9844 | 4.4187 | 1.6717e-05
1062 | 0.00030858 | 0.00012174 | 0 | 2.6725 | 2.8215 | 3.0192 | 3.6768 | 3.9844 | 4.4187 | 1.3111e-05
1063 | 0.00027397 | 0.00012427 | 0.002599 | 2.6835 | 2.8205 | 3.0192 | 3.699 | 3.9824 | 4.4187 | 0.00063048
1064 | 0.00021653 | 0.00012365 | 0.011378 | 2.6903 | 2.8205 | 3.0192 | 3.7128 | 3.9824 | 4.4187 | 9.8825e-05
1065 | 0.00019045 | 0.00012412 | 0.023449 | 2.7417 | 2.8205 | 3.0192 | 3.8177 | 3.9824 | 4.4187 | 8.6697e-05
1066 | 0.0001697 | 0.0001245 | 0.029975 | 2.7997 | 2.8196 | 3.0192 | 3.9384 | 3.9804 | 4.4187 | 9.7514e-05
1067 | 0.0001516 | 0.00011764 | 0.037656 | 2.8438 | 2.8196 | 3.0192 | 4.032 | 3.9804 | 4.4187 | 0.00010997
1068 | 0.0001357 | 0.00012444 | 0.036328 | 2.8835 | 2.8196 | 3.0192 | 4.1174 | 3.9804 | 4.4187 | 0.00021191
1069 | 0.00012612 | 0.00012443 | 0.03191 | 2.9304 | 2.8196 | 3.0192 | 4.2198 | 3.9804 | 4.4187 | 8.85e-05
1070 | 0.00011137 | 0.00012438 | 0.02316 | 2.9023 | 2.8 | 3.0192 | 4.1582 | 3.939 | 4.4187 | 0.00010686
1071 | 9.8199e-05 | 0.00012405 | 0.013457 | 2.9183 | 2.8196 | 3.0192 | 4.1932 | 3.9804 | 4.4187 | 9.4728e-05
1072 | 9.9665e-05 | 0.00012339 | 0.0030033 | 2.8718 | 2.8196 | 3.0192 | 4.092 | 3.9804 | 4.4187 | 9.0467e-05
1073 | 9.0795e-05 | 0.00012405 | 0 | 2.7923 | 2.8196 | 3.0192 | 3.9229 | 3.9804 | 4.4187 | 7.0636e-05
1074 | 0.00010391 | 0.00012341 | 0 | 2.7417 | 2.8196 | 3.0192 | 3.8177 | 3.9804 | 4.4187 | 0.00025567
1075 | 0.00014883 | 0.00012389 | 0 | 2.7145 | 2.8196 | 3.0192 | 3.7619 | 3.9804 | 4.4187 | 0.00023452
1076 | 0.0001813 | 0.00012478 | 0 | 2.6844 | 2.8196 | 3.0192 | 3.7007 | 3.9804 | 4.4187 | 0.00027599
1077 | 0.00018944 | 0.00012455 | 0 | 2.6767 | 2.8196 | 3.0192 | 3.6853 | 3.9804 | 4.4187 | 0.00028467
1078 | 0.00019632 | 0.00012454 | 0 | 2.6625 | 2.8196 | 3.0192 | 3.6566 | 3.9804 | 4.4187 | 9.5055e-06
1079 | 0.00020273 | 0.0001243 | 0 | 2.6751 | 2.8196 | 3.0192 | 3.6819 | 3.9804 | 4.4187 | 9.9972e-06
1080 | 0.00021376 | 0.00012437 | 0 | 2.6784 | 2.8196 | 3.0192 | 3.6887 | 3.9804 | 4.4187 | 1.8847e-05
1081 | 0.00021965 | 0.00012385 | 0 | 2.6801 | 2.8196 | 3.0192 | 3.6922 | 3.9804 | 4.4187 | 7.8667e-06
1082 | 0.00022131 | 0.00012201 | 0 | 2.6599 | 2.8196 | 3.0192 | 3.6516 | 3.9804 | 4.4187 | 9.6694e-06
1083 | 0.00022526 | 0.00012003 | 0 | 2.6376 | 2.8205 | 3.0192 | 3.607 | 3.9824 | 4.4187 | 1.3275e-05
1084 | 0.00022831 | 0.00012286 | 0 | 2.6205 | 2.8196 | 3.0192 | 3.573 | 3.9804 | 4.4187 | 1.3931e-05
1085 | 0.00024677 | 0.00012327 | 0 | 2.6188 | 2.8205 | 3.0192 | 3.5698 | 3.9824 | 4.4187 | 1.2619e-05
1086 | 0.00024435 | 0.00012212 | 0 | 2.6516 | 2.8205 | 3.0192 | 3.6349 | 3.9824 | 4.4187 | 1.4914e-05
1087 | 0.00021586 | 0.00012312 | 0.0027434 | 2.665 | 2.8205 | 3.0192 | 3.6616 | 3.9824 | 4.4187 | 0.00068899
1088 | 0.0001577 | 0.00012424 | 0.012879 | 2.7153 | 2.8205 | 3.0192 | 3.7636 | 3.9824 | 4.4187 | 9.2761e-05
1089 | 0.00012953 | 0.00012454 | 0.023622 | 2.7877 | 2.8205 | 3.0192 | 3.9133 | 3.9824 | 4.4187 | 6.7686e-05
1090 | 0.00011781 | 0.00012444 | 0.024661 | 2.8767 | 2.8205 | 3.0192 | 4.1026 | 3.9824 | 4.4187 | 0.00010243
1091 | 0.00011362 | 0.00012401 | 0.026048 | 2.9263 | 2.8205 | 3.0192 | 4.2109 | 3.9824 | 4.4187 | 0.00010063
1092 | 0.00011097 | 0.00012222 | 0.024777 | 2.9904 | 2.8205 | 3.0192 | 4.3535 | 3.9824 | 4.4187 | 0.00024124
1093 | 0.00010369 | 0.00012446 | 0.02599 | 2.9862 | 2.8215 | 3.0192 | 4.344 | 3.9844 | 4.4187 | 0.00010964
1094 | 9.3863e-05 | 0.00012441 | 0.018193 | 3.0084 | 2.8205 | 3.0192 | 4.3943 | 3.9824 | 4.4187 | 8.6697e-05
1095 | 8.4964e-05 | 0.00012423 | 0.0086633 | 3.0474 | 2.8205 | 3.0192 | 4.4832 | 3.9824 | 4.4187 | 7.9322e-05
1096 | 7.6935e-05 | 0.000124 | 0.0019059 | 3.0138 | 2.8205 | 3.0192 | 4.4064 | 3.9824 | 4.4187 | 8.4239e-05
1097 | 7.4549e-05 | 0.0001241 | 0 | 2.9073 | 2.8205 | 3.0192 | 4.1691 | 3.9824 | 4.4187 | 8.6369e-05
1098 | 0.00010451 | 0.00012397 | 0 | 2.8563 | 2.8205 | 3.0192 | 4.0587 | 3.9824 | 4.4187 | 0.00026255
1099 | 0.00013936 | 0.00012489 | 0 | 2.8573 | 2.8205 | 3.0192 | 4.0608 | 3.9824 | 4.4187 | 0.00025649
1100 | 0.00016688 | 0.00012405 | 0 | 2.8525 | 2.8215 | 3.0192 | 4.0505 | 3.9844 | 4.4187 | 0.0002342
1101 | 0.00016958 | 0.00012405 | 0 | 2.8343 | 2.8215 | 3.0192 | 4.0117 | 3.9844 | 4.4187 | 0.00028189
1102 | 0.00017516 | 0.00012168 | 0 | 2.8315 | 2.8215 | 3.0192 | 4.0057 | 3.9844 | 4.4187 | 1.4094e-05
1103 | 0.00018022 | 0.00012281 | 0 | 2.8211 | 2.8215 | 3.0192 | 3.9837 | 3.9844 | 4.4187 | 4.425e-06
1104 | 0.00018831 | 0.00012357 | 0 | 2.8221 | 2.8215 | 3.0192 | 3.9857 | 3.9844 | 4.4187 | 2.4256e-05
1105 | 0.00019248 | 0.00012247 | 0 | 2.8438 | 2.8215 | 3.0192 | 4.032 | 3.9844 | 4.4187 | 1.9831e-05
1106 | 0.00019462 | 0.00012203 | 0 | 2.8108 | 2.8215 | 3.0192 | 3.9619 | 3.9844 | 4.4187 | 2.4747e-05
1107 | 0.00019721 | 0.00012203 | 0 | 2.8183 | 2.8215 | 3.0192 | 3.9777 | 3.9844 | 4.4187 | 2.95e-05
1108 | 0.00020081 | 0.00011912 | 0 | 2.8324 | 2.8233 | 3.0192 | 4.0077 | 3.9884 | 4.4187 | 2.9664e-05
1109 | 0.00020178 | 0.00012189 | 0 | 2.8525 | 2.8233 | 3.0192 | 4.0505 | 3.9884 | 4.4187 | 3.1467e-05
1110 | 0.00021145 | 0.00012152 | 0 | 2.8757 | 2.8233 | 3.0192 | 4.1004 | 3.9884 | 4.4187 | 1.4914e-05
1111 | 0.0001934 | 0.00012372 | 0.0027434 | 2.8718 | 2.8243 | 3.0192 | 4.092 | 3.9904 | 4.4187 | 0.00062425
1112 | 0.00013346 | 0.00012441 | 0.012995 | 2.8904 | 2.8233 | 3.0192 | 4.1323 | 3.9884 | 4.4187 | 0.00055149
1113 | 0.00011316 | 0.00012449 | 0.02443 | 2.9436 | 2.8243 | 3.0192 | 4.2491 | 3.9904 | 4.4187 | 9.8169e-05
1114 | 0.00010951 | 0.00012391 | 0.031939 | 2.9925 | 2.8243 | 3.0192 | 4.3582 | 3.9904 | 4.4187 | 7.588e-05
1115 | 0.00010739 | 0.00012347 | 0.036212 | 3.0784 | 2.8243 | 3.0192 | 4.5549 | 3.9904 | 4.4187 | 9.3744e-05
1116 | 0.0001001 | 0.00012448 | 0.035519 | 3.0975 | 2.8262 | 3.0192 | 4.5996 | 3.9944 | 4.4187 | 0.00010423
1117 | 0.00010763 | 0.00012455 | 0.032285 | 3.14 | 2.8262 | 3.0192 | 4.6999 | 3.9944 | 4.4187 | 9.9317e-05
1118 | 0.00010243 | 0.00012391 | 0.02264 | 3.1563 | 2.8262 | 3.0192 | 4.7391 | 3.9944 | 4.4187 | 8.5714e-05
1119 | 9.7837e-05 | 0.00012409 | 0.013053 | 3.1622 | 2.8262 | 3.0192 | 4.7532 | 3.9944 | 4.4187 | 0.00032122
1120 | 7.3932e-05 | 0.00012352 | 0.0029599 | 3.1123 | 2.8233 | 3.0192 | 4.6344 | 3.9884 | 4.4187 | 0.00030713
1121 | 6.9218e-05 | 0.00012408 | 0 | 3.0986 | 2.8233 | 3.0192 | 4.6023 | 3.9884 | 4.4187 | 4.3758e-05
1122 | 8.0986e-05 | 0.00012443 | 0 | 3.11 | 2.8233 | 3.0192 | 4.629 | 3.9884 | 4.4187 | 5.1461e-05
1123 | 0.00012567 | 0.00012352 | 0 | 3.0952 | 2.8233 | 3.0192 | 4.5943 | 3.9884 | 4.4187 | 4.933e-05
1124 | 0.00014709 | 0.00012468 | 0 | 3.0573 | 2.8233 | 3.0192 | 4.506 | 3.9884 | 4.4187 | 0.00019355
1125 | 0.00015068 | 0.00011326 | 0 | 3.0595 | 2.8233 | 3.0192 | 4.5111 | 3.9884 | 4.4187 | 0.00016946
1126 | 0.00015007 | 0.00012313 | 0 | 3.0595 | 2.8233 | 3.0192 | 4.5111 | 3.9884 | 4.4187 | 0.00018995
1127 | 0.00015189 | 0.00012294 | 0 | 3.075 | 2.8252 | 3.0192 | 4.5471 | 3.9924 | 4.4187 | 1.8847e-05
1128 | 0.00015802 | 0.00012382 | 0 | 3.102 | 2.8271 | 3.0192 | 4.6103 | 3.9964 | 4.4187 | 3.7203e-05
1129 | 0.00016402 | 0.00012357 | 0 | 3.0617 | 2.8252 | 3.0192 | 4.5162 | 3.9924 | 4.4187 | 3.6547e-05
1130 | 0.00016774 | 0.00012229 | 0 | 3.0507 | 2.8252 | 3.0192 | 4.4908 | 3.9924 | 4.4187 | 3.4744e-05
1131 | 0.00017067 | 0.00012201 | 0 | 3.0419 | 2.8252 | 3.0192 | 4.4707 | 3.9924 | 4.4187 | 3.1958e-05
1132 | 0.00017843 | 0.00012133 | 0 | 2.9809 | 2.8252 | 3.0192 | 4.3322 | 3.9924 | 4.4187 | 2.9172e-05
1133 | 0.00019397 | 0.00012031 | 0 | 2.9621 | 2.8262 | 3.0192 | 4.2902 | 3.9944 | 4.4187 | 2.7042e-05
1134 | 0.00019002 | 0.00012136 | 0 | 2.9663 | 2.8262 | 3.0192 | 4.2995 | 3.9944 | 4.4187 | 2.5239e-05
1135 | 0.00017621 | 0.00012377 | 0.0029599 | 2.9611 | 2.829 | 3.0192 | 4.2879 | 4.0004 | 4.4187 | 0.00066735
1136 | 0.00013296 | 0.00012365 | 0.013168 | 2.983 | 2.829 | 3.0192 | 4.3369 | 4.0004 | 4.4187 | 0.00063163
1137 | 0.00012502 | 0.0001246 | 0.021543 | 3.001 | 2.829 | 3.0192 | 4.3774 | 4.0004 | 4.4187 | 0.00010063
1138 | 0.00010951 | 0.0001243 | 0.028531 | 3.0191 | 2.829 | 3.0192 | 4.4186 | 4.0004 | 4.4187 | 8.8172e-05
1139 | 0.00010291 | 0.00012426 | 0.024488 | 3.0452 | 2.829 | 3.0192 | 4.4782 | 4.0004 | 4.4187 | 9.7022e-05
1140 | 0.00010512 | 0.00012435 | 0.019232 | 3.0672 | 2.829 | 3.0192 | 4.5291 | 4.0004 | 4.4187 | 0.00010161
1141 | 0.00011745 | 0.00012457 | 0.015536 | 3.0885 | 2.8281 | 3.0192 | 4.5785 | 3.9984 | 4.4187 | 9.6203e-05
1142 | 0.00010602 | 0.00012436 | 0.010511 | 3.0851 | 2.8281 | 3.0192 | 4.5706 | 3.9984 | 4.4187 | 0.0001003
1143 | 8.5636e-05 | 0.0001236 | 0.0057755 | 3.0885 | 2.829 | 3.0192 | 4.5785 | 4.0004 | 4.4187 | 0.00031008
1144 | 8.0903e-05 | 0.00012383 | 0.0014439 | 3.0784 | 2.829 | 3.0192 | 4.5549 | 4.0004 | 4.4187 | 0.00031532
1145 | 8.0218e-05 | 0.00012412 | 0 | 3.0234 | 2.8309 | 3.0192 | 4.4284 | 4.0044 | 4.4187 | 4.6053e-05
1146 | 8.7348e-05 | 0.00012368 | 0 | 2.9788 | 2.8309 | 3.0192 | 4.3275 | 4.0044 | 4.4187 | 6.4244e-05
1147 | 0.00013582 | 0.00012385 | 0 | 2.9539 | 2.8328 | 3.0192 | 4.2718 | 4.0084 | 4.4187 | 5.0969e-05
1148 | 0.00017884 | 0.00012421 | 0 | 2.9324 | 2.8318 | 3.0192 | 4.2243 | 4.0064 | 4.4187 | 0.00016995
1149 | 0.00017711 | 0.00012347 | 0 | 2.9203 | 2.8318 | 3.0192 | 4.1976 | 4.0064 | 4.4187 | 0.00017798
1150 | 0.00017269 | 0.00012309 | 0 | 2.8728 | 2.8318 | 3.0192 | 4.0941 | 4.0064 | 4.4187 | 0.00016799
1151 | 0.00017749 | 0.00012283 | 0 | 2.864 | 2.8318 | 3.0192 | 4.0753 | 4.0064 | 4.4187 | 2.4092e-05
1152 | 0.00018366 | 0.00012401 | 0 | 2.8582 | 2.8337 | 3.0192 | 4.0628 | 4.0105 | 4.4187 | 1.4914e-05
1153 | 0.00019015 | 0.0001221 | 0 | 2.8534 | 2.8337 | 3.0192 | 4.0525 | 4.0105 | 4.4187 | 9.0139e-06
1154 | 0.0001947 | 0.0001224 | 0 | 2.8486 | 2.8347 | 3.0192 | 4.0422 | 4.0125 | 4.4187 | 1.2947e-05
1155 | 0.00020314 | 0.00012137 | 0 | 2.8353 | 2.8347 | 3.0192 | 4.0137 | 4.0125 | 4.4187 | 1.3931e-05
1156 | 0.00021508 | 0.0001208 | 0 | 2.8305 | 2.8366 | 3.0192 | 4.0037 | 4.0165 | 4.4187 | 1.4586e-05
1157 | 0.000221 | 0.00011993 | 0 | 2.8391 | 2.8366 | 3.0192 | 4.0218 | 4.0165 | 4.4187 | 1.8847e-05
1158 | 0.00024445 | 0.00011974 | 0 | 2.8146 | 2.8366 | 3.0192 | 3.9698 | 4.0165 | 4.4187 | 1.8847e-05
1159 | 0.00019898 | 0.00012412 | 0.0015161 | 2.8155 | 2.8366 | 3.0192 | 3.9718 | 4.0165 | 4.4187 | 0.0006703
1160 | 0.00015077 | 0.00012451 | 0.0075082 | 2.864 | 2.8375 | 3.0192 | 4.0753 | 4.0186 | 4.4187 | 8.7353e-05
1161 | 0.0001302 | 0.0001246 | 0.015247 | 2.9334 | 2.8375 | 3.0192 | 4.2265 | 4.0186 | 4.4187 | 8.6369e-05
1162 | 0.00011702 | 0.00012447 | 0.021831 | 2.9757 | 2.8366 | 3.0192 | 4.3204 | 4.0165 | 4.4187 | 9.5711e-05
1163 | 0.00011644 | 0.00012423 | 0.026625 | 3.031 | 2.8375 | 3.0192 | 4.4457 | 4.0186 | 4.4187 | 0.00010079
1164 | 0.00010684 | 0.00012463 | 0.024142 | 3.0562 | 2.8375 | 3.0192 | 4.5035 | 4.0186 | 4.4187 | 0.00023764
1165 | 0.00010395 | 0.0001247 | 0.021658 | 3.0873 | 2.8385 | 3.0192 | 4.5759 | 4.0206 | 4.4187 | 8.6369e-05
1166 | 9.8849e-05 | 0.00012459 | 0.017153 | 3.1077 | 2.8385 | 3.0192 | 4.6236 | 4.0206 | 4.4187 | 0.00010538
1167 | 8.6813e-05 | 0.00012387 | 0.0093563 | 3.1077 | 2.8385 | 3.0192 | 4.6236 | 4.0206 | 4.4187 | 0.00012357
1168 | 8.677e-05 | 0.00012361 | 0.0024546 | 3.0694 | 2.8385 | 3.0192 | 4.5342 | 4.0206 | 4.4187 | 8.1125e-05
1169 | 0.00010811 | 0.00012441 | 0 | 3.0463 | 2.8385 | 3.0192 | 4.4807 | 4.0206 | 4.4187 | 9.2433e-05
1170 | 9.7606e-05 | 0.00012374 | 0 | 3.0518 | 2.8385 | 3.0192 | 4.4933 | 4.0206 | 4.4187 | 0.00025288
1171 | 0.00013646 | 0.00012521 | 0 | 3.0256 | 2.8385 | 3.0192 | 4.4334 | 4.0206 | 4.4187 | 0.00023026
1172 | 0.00016569 | 0.00012335 | 0 | 2.9893 | 2.8385 | 3.0192 | 4.3511 | 4.0206 | 4.4187 | 0.00029205
1173 | 0.00017146 | 0.00012118 | 0 | 2.957 | 2.8385 | 3.0192 | 4.2787 | 4.0206 | 4.4187 | 0.00029057
1174 | 0.00017566 | 0.00012115 | 0 | 2.9508 | 2.8385 | 3.0192 | 4.265 | 4.0206 | 4.4187 | 1.1472e-05
1175 | 0.00017854 | 0.0001214 | 0 | 2.9663 | 2.8385 | 3.0192 | 4.2995 | 4.0206 | 4.4187 | 1.5733e-05
1176 | 0.00018363 | 0.00012119 | 0 | 2.9529 | 2.8423 | 3.0192 | 4.2695 | 4.0287 | 4.4187 | 1.2128e-05
1177 | 0.00018792 | 0.00012154 | 0 | 2.9426 | 2.8385 | 3.0192 | 4.2468 | 4.0206 | 4.4187 | 1.4586e-05
1178 | 0.00019133 | 0.00011971 | 0 | 2.9426 | 2.8414 | 3.0192 | 4.2468 | 4.0267 | 4.4187 | 1.7536e-05
1179 | 0.00019765 | 0.00011681 | 0 | 2.9324 | 2.8414 | 3.0192 | 4.2243 | 4.0267 | 4.4187 | 9.1778e-06
1180 | 0.00020515 | 0.00011967 | 0 | 2.9133 | 2.8414 | 3.0192 | 4.1822 | 4.0267 | 4.4187 | 1.2619e-05
1181 | 0.00022278 | 0.00012013 | 0 | 2.8894 | 2.8414 | 3.0192 | 4.1302 | 4.0267 | 4.4187 | 1.3111e-05
1182 | 0.00021723 | 0.00011888 | 0.00023102 | 2.8776 | 2.8423 | 3.0192 | 4.1047 | 4.0287 | 4.4187 | 1.2456e-05
1183 | 0.00019075 | 0.00012383 | 0.0037541 | 2.8806 | 2.8423 | 3.0192 | 4.111 | 4.0287 | 4.4187 | 0.0006372
1184 | 0.00015695 | 0.00012382 | 0.014265 | 2.8611 | 2.8423 | 3.0192 | 4.0691 | 4.0287 | 4.4187 | 7.6864e-05
1185 | 0.00014243 | 0.00012464 | 0.026048 | 2.866 | 2.8423 | 3.0192 | 4.0795 | 4.0287 | 4.4187 | 8.8992e-05
1186 | 0.00012801 | 0.0001237 | 0.027087 | 2.8631 | 2.8423 | 3.0192 | 4.0732 | 4.0287 | 4.4187 | 9.2925e-05
1187 | 0.00013725 | 0.0001246 | 0.027491 | 2.8914 | 2.8423 | 3.0192 | 4.1345 | 4.0287 | 4.4187 | 8.85e-05
1188 | 0.00014019 | 0.00012461 | 0.028011 | 2.9153 | 2.8423 | 3.0192 | 4.1866 | 4.0287 | 4.4187 | 0.00023649
1189 | 0.00013448 | 0.00012457 | 0.023564 | 2.9446 | 2.8433 | 3.0192 | 4.2513 | 4.0308 | 4.4187 | 9.9317e-05
1190 | 0.00013364 | 0.0001246 | 0.021312 | 2.957 | 2.8433 | 3.0192 | 4.2787 | 4.0308 | 4.4187 | 0.00010767
1191 | 0.00012007 | 0.00012381 | 0.012706 | 2.9621 | 2.8423 | 3.0192 | 4.2902 | 4.0287 | 4.4187 | 0.00010358
1192 | 0.0001093 | 0.00012311 | 0.0036819 | 2.9446 | 2.8423 | 3.0192 | 4.2513 | 4.0287 | 4.4187 | 7.2439e-05
1193 | 0.0001137 | 0.00012376 | 0 | 2.8806 | 2.8433 | 3.0192 | 4.111 | 4.0308 | 4.4187 | 7.7355e-05
1194 | 0.00011516 | 0.0001242 | 0 | 2.8362 | 2.8433 | 3.0192 | 4.0158 | 4.0308 | 4.4187 | 0.00031122
1195 | 0.00015349 | 0.00012475 | 0 | 2.8118 | 2.8433 | 3.0192 | 3.9639 | 4.0308 | 4.4187 | 0.00024796
1196 | 0.00018944 | 0.00012393 | 0 | 2.8249 | 2.8433 | 3.0192 | 3.9916 | 4.0308 | 4.4187 | 0.00028238
1197 | 0.00019887 | 0.00012066 | 0 | 2.8305 | 2.8442 | 3.0192 | 4.0037 | 4.0328 | 4.4187 | 0.00029254
1198 | 0.0002059 | 0.0001215 | 0 | 2.823 | 2.8433 | 3.0192 | 3.9876 | 4.0308 | 4.4187 | 1.1964e-05
1199 | 0.00021567 | 0.00012277 | 0 | 2.8249 | 2.8442 | 3.0192 | 3.9916 | 4.0328 | 4.4187 | 1.7208e-05
1200 | 0.0002241 | 0.00012122 | 0 | 2.8043 | 2.8442 | 3.0192 | 3.9481 | 4.0328 | 4.4187 | 6.8833e-06
1201 | 0.00022966 | 0.00012057 | 0 | 2.7868 | 2.8442 | 3.0192 | 3.9113 | 4.0328 | 4.4187 | 8.5222e-06
1202 | 0.00023217 | 0.00012122 | 0 | 2.7914 | 2.8442 | 3.0192 | 3.921 | 4.0328 | 4.4187 | 1.475e-05
1203 | 0.00023512 | 0.00011923 | 0 | 2.7988 | 2.8452 | 3.0192 | 3.9365 | 4.0349 | 4.4187 | 1.6389e-05
1204 | 0.00023927 | 0.00012036 | 0 | 2.8034 | 2.8461 | 3.0192 | 3.9462 | 4.0369 | 4.4187 | 1.2619e-05
1205 | 0.00025722 | 0.00011615 | 0 | 2.823 | 2.8471 | 3.0192 | 3.9876 | 4.0389 | 4.4187 | 1.3603e-05
1206 | 0.00025436 | 0.00011979 | 0.00017327 | 2.8315 | 2.8471 | 3.0192 | 4.0057 | 4.0389 | 4.4187 | 1.3275e-05
1207 | 0.00022342 | 0.00012381 | 0.0034075 | 2.8381 | 2.8471 | 3.0192 | 4.0198 | 4.0389 | 4.4187 | 0.00068489
1208 | 0.00018947 | 0.00012377 | 0.012533 | 2.864 | 2.8471 | 3.0192 | 4.0753 | 4.0389 | 4.4187 | 7.9158e-05
1209 | 0.00017864 | 0.00012465 | 0.01802 | 2.9133 | 2.8471 | 3.0192 | 4.1822 | 4.0389 | 4.4187 | 0.00010686
1210 | 0.00016863 | 0.00012401 | 0.025643 | 2.9642 | 2.8471 | 3.0192 | 4.2948 | 4.0389 | 4.4187 | 9.9972e-05
1211 | 0.00016442 | 0.00012309 | 0.025701 | 3.0181 | 2.8471 | 3.0192 | 4.4162 | 4.0389 | 4.4187 | 9.9317e-05
1212 | 0.00015854 | 0.00012343 | 0.0283 | 3.0551 | 2.848 | 3.0192 | 4.5009 | 4.041 | 4.4187 | 0.00024092
1213 | 0.00015587 | 0.00012405 | 0.018597 | 3.0885 | 2.848 | 3.0192 | 4.5785 | 4.041 | 4.4187 | 9.6367e-05
1214 | 0.00013477 | 0.00012447 | 0.015016 | 3.1111 | 2.848 | 3.0192 | 4.6317 | 4.041 | 4.4187 | 9.6858e-05
1215 | 0.00011871 | 0.00012386 | 0.009183 | 3.1111 | 2.849 | 3.0192 | 4.6317 | 4.0431 | 4.4187 | 8.473e-05
1216 | 0.0001071 | 0.00012317 | 0.0020214 | 3.093 | 2.849 | 3.0192 | 4.589 | 4.0431 | 4.4187 | 8.9811e-05
1217 | 0.00011928 | 0.00012378 | 0 | 3.0617 | 2.849 | 3.0192 | 4.5162 | 4.0431 | 4.4187 | 7.6864e-05
1218 | 0.00011496 | 0.00012413 | 0 | 3.0127 | 2.849 | 3.0192 | 4.404 | 4.0431 | 4.4187 | 0.0002596
1219 | 0.00016072 | 0.0001132 | 0 | 3.0106 | 2.848 | 3.0192 | 4.3991 | 4.041 | 4.4187 | 0.00028762
1220 | 0.00020141 | 0.00012491 | 0 | 3.0148 | 2.8471 | 3.0192 | 4.4088 | 4.0389 | 4.4187 | 0.00028664
1221 | 0.00020111 | 0.00012126 | 0 | 2.982 | 2.8471 | 3.0192 | 4.3345 | 4.0389 | 4.4187 | 0.00027763
1222 | 0.00019973 | 0.00012223 | 0 | 2.9883 | 2.8471 | 3.0192 | 4.3487 | 4.0389 | 4.4187 | 2.1961e-05
1223 | 0.00020558 | 0.0001238 | 0 | 2.9684 | 2.8471 | 3.0192 | 4.3041 | 4.0389 | 4.4187 | 1.3931e-05
1224 | 0.0002132 | 0.00012353 | 0 | 2.9621 | 2.8471 | 3.0192 | 4.2902 | 4.0389 | 4.4187 | 8.0305e-06
1225 | 0.00022284 | 0.00012178 | 0 | 2.9736 | 2.8461 | 3.0192 | 4.3158 | 4.0369 | 4.4187 | 9.9972e-06
1226 | 0.00022973 | 0.00012176 | 0 | 2.9705 | 2.848 | 3.0192 | 4.3088 | 4.041 | 4.4187 | 1.1308e-05
1227 | 0.00023732 | 0.00012079 | 0 | 2.9611 | 2.848 | 3.0192 | 4.2879 | 4.041 | 4.4187 | 1.2128e-05
1228 | 0.00024409 | 0.00012016 | 0 | 2.9233 | 2.848 | 3.0192 | 4.2042 | 4.041 | 4.4187 | 1.1308e-05
1229 | 0.00026456 | 0.00011954 | 0 | 2.9073 | 2.849 | 3.0192 | 4.1691 | 4.0431 | 4.4187 | 1.9994e-05
1230 | 0.00027142 | 0.00012045 | 0.00014439 | 2.8747 | 2.849 | 3.0192 | 4.0983 | 4.0431 | 4.4187 | 2.0486e-05
1231 | 0.00023881 | 0.00012397 | 0.0030321 | 2.8679 | 2.849 | 3.0192 | 4.0836 | 4.0431 | 4.4187 | 0.00066883
1232 | 0.00019272 | 0.00012458 | 0.011089 | 2.9073 | 2.849 | 3.0192 | 4.1691 | 4.0431 | 4.4187 | 7.7847e-05
1233 | 0.00018682 | 0.00012468 | 0.015998 | 2.9601 | 2.849 | 3.0192 | 4.2856 | 4.0431 | 4.4187 | 8.7844e-05
1234 | 0.00017038 | 0.0001244 | 0.024257 | 3.0084 | 2.85 | 3.0192 | 4.3943 | 4.0451 | 4.4187 | 8.7353e-05
1235 | 0.00015715 | 0.00012443 | 0.027376 | 3.0408 | 2.85 | 3.0192 | 4.4681 | 4.0451 | 4.4187 | 9.9153e-05
1236 | 0.00015581 | 0.0001243 | 0.02368 | 3.0706 | 2.85 | 3.0192 | 4.5368 | 4.0451 | 4.4187 | 0.00028254
1237 | 0.00015397 | 0.00012429 | 0.021658 | 3.1032 | 2.85 | 3.0192 | 4.6129 | 4.0451 | 4.4187 | 9.3744e-05
1238 | 0.00014666 | 0.00012406 | 0.012013 | 3.1376 | 2.85 | 3.0192 | 4.6944 | 4.0451 | 4.4187 | 0.00010014
1239 | 0.00013548 | 0.00012298 | 0.005429 | 3.1435 | 2.8509 | 3.0192 | 4.7083 | 4.0472 | 4.4187 | 8.8336e-05
1240 | 0.00011905 | 0.00012243 | 0.0020214 | 3.0998 | 2.8509 | 3.0192 | 4.6049 | 4.0472 | 4.4187 | 7.0964e-05
1241 | 0.00011777 | 0.00012314 | 0 | 3.0386 | 2.8509 | 3.0192 | 4.4631 | 4.0472 | 4.4187 | 0.00010096
1242 | 0.00012346 | 0.00012174 | 0 | 3.0063 | 2.8509 | 3.0192 | 4.3894 | 4.0472 | 4.4187 | 0.00025878
1243 | 0.00017871 | 0.00012071 | 0 | 2.9653 | 2.8519 | 3.0192 | 4.2972 | 4.0492 | 4.4187 | 0.00023829
1244 | 0.00020266 | 0.00012502 | 0 | 2.9334 | 2.8528 | 3.0192 | 4.2265 | 4.0513 | 4.4187 | 0.00027206
1245 | 0.00020436 | 0.00012128 | 0 | 2.9385 | 2.8519 | 3.0192 | 4.2378 | 4.0492 | 4.4187 | 0.00027501
1246 | 0.00021232 | 0.00012201 | 0 | 2.9274 | 2.8519 | 3.0192 | 4.2131 | 4.0492 | 4.4187 | 1.6225e-05
1247 | 0.00021599 | 0.00012037 | 0 | 2.9083 | 2.8519 | 3.0192 | 4.1712 | 4.0492 | 4.4187 | 2.065e-05
1248 | 0.00022221 | 0.00012231 | 0 | 2.8924 | 2.8519 | 3.0192 | 4.1366 | 4.0492 | 4.4187 | 1.9339e-05
1249 | 0.00022785 | 0.00012403 | 0 | 2.8806 | 2.8528 | 3.0192 | 4.111 | 4.0513 | 4.4187 | 1.5733e-05
1250 | 0.00023226 | 0.00012433 | 0 | 2.8534 | 2.8519 | 3.0192 | 4.0525 | 4.0492 | 4.4187 | 1.1636e-05
1251 | 0.00023688 | 0.00011782 | 0 | 2.8211 | 2.8538 | 3.0192 | 3.9837 | 4.0533 | 4.4187 | 1.7044e-05
1252 | 0.00024113 | 0.000124 | 0 | 2.823 | 2.8538 | 3.0192 | 3.9876 | 4.0533 | 4.4187 | 1.6881e-05
1253 | 0.00025477 | 0.00012335 | 0 | 2.8155 | 2.8538 | 3.0192 | 3.9718 | 4.0533 | 4.4187 | 9.5055e-06
1254 | 0.0002525 | 0.00012304 | 0.00019252 | 2.8127 | 2.8548 | 3.0192 | 3.9658 | 4.0554 | 4.4187 | 1.1964e-05
1255 | 0.0002365 | 0.00012405 | 0.0031765 | 2.8221 | 2.8548 | 3.0192 | 3.9857 | 4.0554 | 4.4187 | 0.00065703
1256 | 0.00017644 | 0.00012404 | 0.0086055 | 2.8631 | 2.8548 | 3.0192 | 4.0732 | 4.0554 | 4.4187 | 8.8336e-05
1257 | 0.00017442 | 0.00012441 | 0.013861 | 2.9324 | 2.8548 | 3.0192 | 4.2243 | 4.0554 | 4.4187 | 8.6042e-05
1258 | 0.00016234 | 0.00012426 | 0.017269 | 2.9872 | 2.8548 | 3.0192 | 4.3464 | 4.0554 | 4.4187 | 7.5225e-05
1259 | 0.0001661 | 0.00012429 | 0.020792 | 3.0299 | 2.8557 | 3.0192 | 4.4432 | 4.0575 | 4.4187 | 8.7517e-05
1260 | 0.00015493 | 0.00012371 | 0.021023 | 3.084 | 2.8548 | 3.0192 | 4.568 | 4.0554 | 4.4187 | 0.00019421
1261 | 0.00014638 | 0.00012429 | 0.016691 | 3.14 | 2.8548 | 3.0192 | 4.6999 | 4.0554 | 4.4187 | 8.6697e-05
1262 | 0.00013764 | 0.00012368 | 0.0094718 | 3.154 | 2.8548 | 3.0192 | 4.7334 | 4.0554 | 4.4187 | 0.00010981
1263 | 0.00013536 | 0.00012372 | 0.0063531 | 3.1599 | 2.8548 | 3.0192 | 4.7475 | 4.0554 | 4.4187 | 0.00010374
1264 | 0.00011922 | 0.00012348 | 0.0019492 | 3.1307 | 2.8567 | 3.0192 | 4.6779 | 4.0595 | 4.4187 | 8.555e-05
1265 | 0.00011784 | 0.00012334 | 0.00017327 | 3.0683 | 2.8567 | 3.0192 | 4.5316 | 4.0595 | 4.4187 | 7.9158e-05
1266 | 0.00013054 | 0.00012297 | 0 | 3.0343 | 2.8577 | 3.0192 | 4.4532 | 4.0616 | 4.4187 | 0.00025222
1267 | 0.00017075 | 0.00012213 | 0 | 3.0095 | 2.8577 | 3.0192 | 4.3967 | 4.0616 | 4.4187 | 0.00026632
1268 | 0.0002074 | 0.00012486 | 0 | 2.9935 | 2.8577 | 3.0192 | 4.3606 | 4.0616 | 4.4187 | 0.00023911
1269 | 0.00020539 | 0.00012322 | 0 | 2.9799 | 2.8567 | 3.0192 | 4.3298 | 4.0595 | 4.4187 | 0.0002419
1270 | 0.0002045 | 0.00012447 | 0 | 2.982 | 2.8567 | 3.0192 | 4.3345 | 4.0595 | 4.4187 | 1.0161e-05
1271 | 0.0002099 | 0.00012447 | 0 | 2.9757 | 2.8567 | 3.0192 | 4.3204 | 4.0595 | 4.4187 | 1.6881e-05
1272 | 0.00022086 | 0.0001248 | 0 | 2.9518 | 2.8577 | 3.0192 | 4.2673 | 4.0616 | 4.4187 | 3.4908e-05
1273 | 0.00022898 | 0.00012444 | 0 | 2.9508 | 2.8577 | 3.0192 | 4.265 | 4.0616 | 4.4187 | 1.3439e-05
1274 | 0.00023492 | 0.00012224 | 0 | 2.9344 | 2.8577 | 3.0192 | 4.2288 | 4.0616 | 4.4187 | 2.2289e-05
1275 | 0.00024027 | 0.00012285 | 0 | 2.8914 | 2.8596 | 3.0192 | 4.1345 | 4.0658 | 4.4187 | 1.77e-05
1276 | 0.00024521 | 0.00012417 | 0 | 2.9274 | 2.8596 | 3.0192 | 4.2131 | 4.0658 | 4.4187 | 3.0319e-05
1277 | 0.00026446 | 0.00012132 | 0 | 2.9013 | 2.8596 | 3.0192 | 4.156 | 4.0658 | 4.4187 | 2.9008e-05
1278 | 0.00026593 | 0.00012326 | 0.00019252 | 2.8953 | 2.8596 | 3.0192 | 4.1431 | 4.0658 | 4.4187 | 2.8025e-05
1279 | 0.00023843 | 0.0001241 | 0.0036097 | 2.9103 | 2.8596 | 3.0192 | 4.1756 | 4.0658 | 4.4187 | 0.00058459
1280 | 0.00019639 | 0.00012428 | 0.012475 | 2.9436 | 2.8606 | 3.0192 | 4.2491 | 4.0678 | 4.4187 | 0.00064933
1281 | 0.00018322 | 0.00012449 | 0.01929 | 2.9988 | 2.8615 | 3.0192 | 4.3726 | 4.0699 | 4.4187 | 8.2436e-05
1282 | 0.0001482 | 0.00012393 | 0.023333 | 3.0441 | 2.8606 | 3.0192 | 4.4757 | 4.0678 | 4.4187 | 9.2925e-05
1283 | 0.00012567 | 0.00012397 | 0.02882 | 3.0862 | 2.8606 | 3.0192 | 4.5732 | 4.0678 | 4.4187 | 9.7678e-05
1284 | 0.00011934 | 0.0001238 | 0.029224 | 3.1123 | 2.8606 | 3.0192 | 4.6344 | 4.0678 | 4.4187 | 7.8011e-05
1285 | 0.00010706 | 0.00012394 | 0.022582 | 3.1516 | 2.8635 | 3.0192 | 4.7278 | 4.0741 | 4.4187 | 9.5547e-05
1286 | 9.5729e-05 | 0.0001234 | 0.018482 | 3.1848 | 2.8635 | 3.0192 | 4.8076 | 4.0741 | 4.4187 | 9.1778e-05
1287 | 8.8637e-05 | 0.00012129 | 0.010511 | 3.1968 | 2.8635 | 3.0192 | 4.8368 | 4.0741 | 4.4187 | 0.00036006
1288 | 7.4319e-05 | 0.00011949 | 0.0034653 | 3.1729 | 2.8635 | 3.0192 | 4.7788 | 4.0741 | 4.4187 | 0.00032499
1289 | 7.2127e-05 | 0.00012173 | 0.00019252 | 3.0828 | 2.8644 | 3.0192 | 4.5654 | 4.0762 | 4.4187 | 4.1136e-05
1290 | 9.8277e-05 | 0.00012251 | 0 | 2.9988 | 2.8654 | 3.0192 | 4.3726 | 4.0783 | 4.4187 | 3.7858e-05
1291 | 0.00013937 | 0.0001235 | 0 | 2.9715 | 2.8654 | 3.0192 | 4.3111 | 4.0783 | 4.4187 | 5.7853e-05
1292 | 0.00015895 | 0.00012304 | 0 | 2.9385 | 2.8654 | 3.0192 | 4.2378 | 4.0783 | 4.4187 | 0.00018896
1293 | 0.00018286 | 0.00012371 | 0 | 2.8825 | 2.8654 | 3.0192 | 4.1153 | 4.0783 | 4.4187 | 0.00017241
1294 | 0.00017739 | 0.0001245 | 0 | 2.8825 | 2.8644 | 3.0192 | 4.1153 | 4.0762 | 4.4187 | 0.00019847
1295 | 0.00018472 | 0.00012306 | 0 | 2.8631 | 2.8644 | 3.0192 | 4.0732 | 4.0762 | 4.4187 | 2.4583e-05
1296 | 0.00019287 | 0.00012313 | 0 | 2.8544 | 2.8664 | 3.0192 | 4.0546 | 4.0804 | 4.4187 | 2.1633e-05
1297 | 0.00019922 | 0.00012413 | 0 | 2.8211 | 2.8664 | 3.0192 | 3.9837 | 4.0804 | 4.4187 | 2.7042e-05
1298 | 0.00020511 | 0.00012315 | 0 | 2.8034 | 2.8664 | 3.0192 | 3.9462 | 4.0804 | 4.4187 | 3.2122e-05
1299 | 0.00021233 | 0.0001238 | 0 | 2.8118 | 2.8664 | 3.0192 | 3.9639 | 4.0804 | 4.4187 | 3.0647e-05
1300 | 0.00022243 | 0.00012449 | 0 | 2.8025 | 2.8664 | 3.0192 | 3.9442 | 4.0804 | 4.4187 | 3.3925e-05
1301 | 0.00024207 | 0.00012295 | 0 | 2.7988 | 2.8664 | 3.0192 | 3.9365 | 4.0804 | 4.4187 | 3.54e-05
1302 | 0.00025778 | 0.00012287 | 0.00034653 | 2.7905 | 2.8664 | 3.0192 | 3.919 | 4.0804 | 4.4187 | 1.9994e-05
1303 | 0.00022141 | 0.00012425 | 0.0030033 | 2.8052 | 2.8664 | 3.0192 | 3.9501 | 4.0804 | 4.4187 | 0.00059885
1304 | 0.00016494 | 0.00012437 | 0.010454 | 2.8534 | 2.8693 | 3.0192 | 4.0525 | 4.0866 | 4.4187 | 0.00065097
1305 | 0.00013773 | 0.00012447 | 0.022986 | 2.9223 | 2.8693 | 3.0192 | 4.202 | 4.0866 | 4.4187 | 0.00010227
1306 | 0.00011394 | 0.00012398 | 0.027665 | 2.9757 | 2.8693 | 3.0192 | 4.3204 | 4.0866 | 4.4187 | 7.293e-05
1307 | 9.3417e-05 | 0.00012312 | 0.033729 | 3.0419 | 2.8693 | 3.0192 | 4.4707 | 4.0866 | 4.4187 | 9.8989e-05
1308 | 8.5425e-05 | 0.00012376 | 0.03858 | 3.0683 | 2.8693 | 3.0192 | 4.5316 | 4.0866 | 4.4187 | 8.7025e-05
1309 | 7.8926e-05 | 0.00012328 | 0.036747 | 3.0862 | 2.8693 | 3.0192 | 4.5732 | 4.0866 | 4.4187 | 8.1453e-05
1310 | 7.3502e-05 | 0.00012328 | 0.027549 | 3.0828 | 2.8693 | 3.0192 | 4.5654 | 4.0866 | 4.4187 | 9.653e-05
1311 | 5.8826e-05 | 0.00012168 | 0.017038 | 3.0595 | 2.8693 | 3.0192 | 4.5111 | 4.0866 | 4.4187 | 0.00027697
1312 | 4.8099e-05 | 0.00011966 | 0.0060065 | 3.0084 | 2.8703 | 3.0192 | 4.3943 | 4.0887 | 4.4187 | 0.00029484
1313 | 4.8133e-05 | 0.00012158 | 0.00028878 | 2.9694 | 2.8703 | 3.0192 | 4.3064 | 4.0887 | 4.4187 | 5.2936e-05
1314 | 5.8791e-05 | 0.00012351 | 0 | 2.9498 | 2.8703 | 3.0192 | 4.2627 | 4.0887 | 4.4187 | 4.7855e-05
1315 | 9.3848e-05 | 0.00012528 | 0 | 2.9529 | 2.8703 | 3.0192 | 4.2695 | 4.0887 | 4.4187 | 5.3755e-05
1316 | 0.00012193 | 0.00012528 | 0 | 2.959 | 2.8703 | 3.0192 | 4.2833 | 4.0887 | 4.4187 | 0.00020699
1317 | 0.00014526 | 0.00012351 | 0 | 2.9223 | 2.8703 | 3.0192 | 4.202 | 4.0887 | 4.4187 | 0.00019601
1318 | 0.00013846 | 0.00011783 | 0 | 2.8973 | 2.8703 | 3.0192 | 4.1474 | 4.0887 | 4.4187 | 0.00020765
1319 | 0.00015229 | 0.00012403 | 0 | 2.8894 | 2.8712 | 3.0192 | 4.1302 | 4.0908 | 4.4187 | 1.5078e-05
1320 | 0.00016364 | 0.00012342 | 0 | 2.8621 | 2.8703 | 3.0192 | 4.0711 | 4.0887 | 4.4187 | 1.5406e-05
1321 | 0.00017329 | 0.00012093 | 0 | 2.8582 | 2.8712 | 3.0192 | 4.0628 | 4.0908 | 4.4187 | 1.4914e-05
1322 | 0.00018026 | 0.00012426 | 0 | 2.8679 | 2.8712 | 3.0192 | 4.0836 | 4.0908 | 4.4187 | 1.4258e-05
1323 | 0.00018882 | 0.00012467 | 0 | 2.8582 | 2.8712 | 3.0192 | 4.0628 | 4.0908 | 4.4187 | 1.1636e-05
1324 | 0.00019767 | 0.00012336 | 0 | 2.8062 | 2.8712 | 3.0192 | 3.9521 | 4.0908 | 4.4187 | 7.0472e-06
1325 | 0.00022647 | 0.00012385 | 0 | 2.8164 | 2.8712 | 3.0192 | 3.9737 | 4.0908 | 4.4187 | 1.3603e-05
1326 | 0.00022462 | 0.00012359 | 0.00043316 | 2.8183 | 2.8722 | 3.0192 | 3.9777 | 4.0929 | 4.4187 | 1.5406e-05
1327 | 0.00019934 | 0.00012416 | 0.0056311 | 2.8372 | 2.8732 | 3.0192 | 4.0178 | 4.095 | 4.4187 | 0.000629
1328 | 0.00014194 | 0.00012424 | 0.019117 | 2.8669 | 2.8732 | 3.0192 | 4.0816 | 4.095 | 4.4187 | 5.228e-05
1329 | 0.00012316 | 0.00012443 | 0.029282 | 2.9284 | 2.8732 | 3.0192 | 4.2154 | 4.095 | 4.4187 | 8.7844e-05
1330 | 0.00010675 | 0.00012379 | 0.036963 | 2.9663 | 2.8732 | 3.0192 | 4.2995 | 4.095 | 4.4187 | 8.3747e-05
1331 | 9.6598e-05 | 0.00012316 | 0.040255 | 3.0106 | 2.8732 | 3.0192 | 4.3991 | 4.095 | 4.4187 | 9.2761e-05
1332 | 8.1484e-05 | 0.00012314 | 0.039447 | 3.0485 | 2.8742 | 3.0192 | 4.4857 | 4.0972 | 4.4187 | 0.00024157
1333 | 7.2107e-05 | 0.00012307 | 0.032487 | 3.0683 | 2.8742 | 3.0192 | 4.5316 | 4.0972 | 4.4187 | 9.8825e-05
1334 | 6.3817e-05 | 0.00012346 | 0.025008 | 3.0386 | 2.8742 | 3.0192 | 4.4631 | 4.0972 | 4.4187 | 7.7028e-05
1335 | 5.701e-05 | 0.00012148 | 0.016633 | 3.031 | 2.8732 | 3.0192 | 4.4457 | 4.095 | 4.4187 | 8.3255e-05
1336 | 4.8437e-05 | 0.00011922 | 0.005429 | 3.0074 | 2.8732 | 3.0192 | 4.3918 | 4.095 | 4.4187 | 8.0305e-05
1337 | 5.0363e-05 | 0.00012143 | 0.00023102 | 2.9559 | 2.8722 | 3.0192 | 4.2764 | 4.0929 | 4.4187 | 9.0303e-05
1338 | 7.1501e-05 | 0.00012282 | 0 | 2.8573 | 2.8732 | 3.0192 | 4.0608 | 4.095 | 4.4187 | 0.00028172
1339 | 9.3191e-05 | 0.00012162 | 0 | 2.8164 | 2.8732 | 3.0192 | 3.9737 | 4.095 | 4.4187 | 0.00027877
1340 | 0.00011709 | 0.00012308 | 0 | 2.8324 | 2.8732 | 3.0192 | 4.0077 | 4.095 | 4.4187 | 0.00028287
1341 | 0.00013814 | 0.00012261 | 0 | 2.7923 | 2.8722 | 3.0192 | 3.9229 | 4.0929 | 4.4187 | 0.00029189
1342 | 0.00013958 | 0.00012397 | 0 | 2.765 | 2.8722 | 3.0192 | 3.8658 | 4.0929 | 4.4187 | 2.2617e-05
1343 | 0.00014878 | 0.00012021 | 0 | 2.7426 | 2.8722 | 3.0192 | 3.8195 | 4.0929 | 4.4187 | 1.3439e-05
1344 | 0.00016098 | 0.00012176 | 0 | 2.756 | 2.8722 | 3.0192 | 3.8472 | 4.0929 | 4.4187 | 1.18e-05
1345 | 0.00017119 | 0.00012418 | 0 | 2.739 | 2.8742 | 3.0192 | 3.8122 | 4.0972 | 4.4187 | 1.1308e-05
1346 | 0.00018299 | 0.00012397 | 0 | 2.7311 | 2.8742 | 3.0192 | 3.7959 | 4.0972 | 4.4187 | 8.3583e-06
1347 | 0.00019001 | 0.00012279 | 0 | 2.7041 | 2.8742 | 3.0192 | 3.7407 | 4.0972 | 4.4187 | 2.2944e-06
1348 | 0.00019656 | 0.00012225 | 0 | 2.7015 | 2.8732 | 3.0192 | 3.7354 | 4.095 | 4.4187 | 1.3931e-05
1349 | 0.00022439 | 0.00012365 | 0 | 2.7119 | 2.8722 | 3.0192 | 3.7565 | 4.0929 | 4.4187 | 1.0817e-05
1350 | 0.00022017 | 0.0001236 | 0.00036097 | 2.7162 | 2.8722 | 3.0192 | 3.7654 | 4.0929 | 4.4187 | 2.1469e-05
1351 | 0.00019674 | 0.00012408 | 0.0046204 | 2.7136 | 2.8742 | 3.0192 | 3.7601 | 4.0972 | 4.4187 | 0.00064539
1352 | 0.00014221 | 0.00012409 | 0.014265 | 2.7453 | 2.8722 | 3.0192 | 3.825 | 4.0929 | 4.4187 | 7.9486e-05
1353 | 0.00012737 | 0.00012348 | 0.026394 | 2.7868 | 2.8722 | 3.0192 | 3.9113 | 4.0929 | 4.4187 | 9.4072e-05
1354 | 0.00010501 | 0.00012358 | 0.028011 | 2.8249 | 2.8722 | 3.0192 | 3.9916 | 4.0929 | 4.4187 | 8.7844e-05
1355 | 9.8673e-05 | 0.00012414 | 0.032704 | 2.8334 | 2.8722 | 3.0192 | 4.0097 | 4.0929 | 4.4187 | 0.00010292
1356 | 9.1124e-05 | 0.00012412 | 0.033556 | 2.8391 | 2.8722 | 3.0192 | 4.0218 | 4.0929 | 4.4187 | 0.00023551
1357 | 8.8016e-05 | 0.00012417 | 0.032198 | 2.8448 | 2.8742 | 3.0192 | 4.0341 | 4.0972 | 4.4187 | 0.00010309
1358 | 8.2174e-05 | 0.00012416 | 0.02368 | 2.8708 | 2.8742 | 3.0192 | 4.0899 | 4.0972 | 4.4187 | 0.00011095
1359 | 6.8955e-05 | 0.00012322 | 0.013341 | 2.84 | 2.8742 | 3.0192 | 4.0239 | 4.0972 | 4.4187 | 7.8994e-05
1360 | 6.533e-05 | 0.00012346 | 0.005198 | 2.8296 | 2.8742 | 3.0192 | 4.0017 | 4.0972 | 4.4187 | 7.8503e-05
1361 | 6.7608e-05 | 0.00012366 | 0.00036097 | 2.8099 | 2.8742 | 3.0192 | 3.9599 | 4.0972 | 4.4187 | 9.948e-05
1362 | 7.8033e-05 | 0.00012333 | 0 | 2.7831 | 2.8732 | 3.0192 | 3.9037 | 4.095 | 4.4187 | 0.00025747
1363 | 0.00011201 | 0.00011621 | 0 | 2.7569 | 2.8732 | 3.0192 | 3.849 | 4.095 | 4.4187 | 0.00027386
1364 | 0.00015442 | 0.00012365 | 0 | 2.7215 | 2.8732 | 3.0192 | 3.7761 | 4.095 | 4.4187 | 0.00029074
1365 | 0.00015226 | 0.00012306 | 0 | 2.6938 | 2.8732 | 3.0192 | 3.7197 | 4.095 | 4.4187 | 0.00026206
1366 | 0.00015826 | 0.00012381 | 0 | 2.6717 | 2.8732 | 3.0192 | 3.6751 | 4.095 | 4.4187 | 1.6061e-05
1367 | 0.00016747 | 0.00012405 | 0 | 2.6574 | 2.8742 | 3.0192 | 3.6466 | 4.0972 | 4.4187 | 7.375e-06
1368 | 0.00017837 | 0.00012334 | 0 | 2.6541 | 2.8732 | 3.0192 | 3.6399 | 4.095 | 4.4187 | 1.18e-05
1369 | 0.00018602 | 0.0001237 | 0 | 2.6483 | 2.8732 | 3.0192 | 3.6283 | 4.095 | 4.4187 | 1.6881e-05
1370 | 0.00019135 | 0.00012429 | 0 | 2.6508 | 2.8732 | 3.0192 | 3.6333 | 4.095 | 4.4187 | 1.475e-05
1371 | 0.00019471 | 0.00012304 | 0 | 2.6475 | 2.8732 | 3.0192 | 3.6267 | 4.095 | 4.4187 | 1.6717e-05
1372 | 0.00019993 | 0.00012392 | 0 | 2.645 | 2.8732 | 3.0192 | 3.6217 | 4.095 | 4.4187 | 1.3603e-05
1373 | 0.00020539 | 0.00012397 | 0 | 2.6409 | 2.8712 | 3.0192 | 3.6135 | 4.0908 | 4.4187 | 2.2617e-05
1374 | 0.00021954 | 0.00012089 | 0.00057755 | 2.6516 | 2.8722 | 3.0192 | 3.6349 | 4.0929 | 4.4187 | 1.9667e-05
1375 | 0.00020381 | 0.00012399 | 0.005198 | 2.6616 | 2.8722 | 3.0192 | 3.6549 | 4.0929 | 4.4187 | 0.00071947
1376 | 0.00013065 | 0.00012325 | 0.019232 | 2.6801 | 2.8722 | 3.0192 | 3.6922 | 4.0929 | 4.4187 | 8.8992e-05
1377 | 0.00012077 | 0.00012431 | 0.033642 | 2.7136 | 2.8712 | 3.0192 | 3.7601 | 4.0908 | 4.4187 | 9.6694e-05
1378 | 0.00010324 | 0.00012414 | 0.042277 | 2.7506 | 2.8712 | 3.0192 | 3.8361 | 4.0908 | 4.4187 | 0.00010227
1379 | 0.00010029 | 0.00012069 | 0.046088 | 2.7978 | 2.8722 | 3.0192 | 3.9345 | 4.0929 | 4.4187 | 0.00010915
1380 | 9.4876e-05 | 0.00012425 | 0.049438 | 2.8127 | 2.8722 | 3.0192 | 3.9658 | 4.0929 | 4.4187 | 0.00022781
1381 | 8.935e-05 | 0.00012435 | 0.043143 | 2.823 | 2.8722 | 3.0192 | 3.9876 | 4.0929 | 4.4187 | 0.0001103
1382 | 8.6034e-05 | 0.00012417 | 0.034133 | 2.8239 | 2.8722 | 3.0192 | 3.9896 | 4.0929 | 4.4187 | 9.8825e-05
1383 | 7.0365e-05 | 0.00012362 | 0.021543 | 2.8108 | 2.8722 | 3.0192 | 3.9619 | 4.0929 | 4.4187 | 9.4236e-05
1384 | 6.4386e-05 | 0.000123 | 0.0062087 | 2.7988 | 2.8722 | 3.0192 | 3.9365 | 4.0929 | 4.4187 | 8.2108e-05
1385 | 6.9329e-05 | 0.00012372 | 0.00034653 | 2.7786 | 2.8712 | 3.0192 | 3.8942 | 4.0908 | 4.4187 | 8.6533e-05
1386 | 7.5078e-05 | 0.00012365 | 0 | 2.7533 | 2.8712 | 3.0192 | 3.8416 | 4.0908 | 4.4187 | 0.00025272
1387 | 0.00013348 | 0.00012382 | 0 | 2.7215 | 2.8703 | 3.0192 | 3.7761 | 4.0887 | 4.4187 | 0.0002755
1388 | 0.00014137 | 0.00012451 | 0 | 2.6844 | 2.8703 | 3.0192 | 3.7007 | 4.0887 | 4.4187 | 0.00027681
1389 | 0.00014788 | 0.00012401 | 0 | 2.6818 | 2.8703 | 3.0192 | 3.6956 | 4.0887 | 4.4187 | 0.00023977
1390 | 0.00014723 | 0.00012321 | 0 | 2.6759 | 2.8703 | 3.0192 | 3.6836 | 4.0887 | 4.4187 | 2.4911e-05
1391 | 0.00015299 | 0.00012385 | 0 | 2.67 | 2.8703 | 3.0192 | 3.6718 | 4.0887 | 4.4187 | 1.8028e-05
1392 | 0.00016138 | 0.00012456 | 0 | 2.6683 | 2.8673 | 3.0192 | 3.6684 | 4.0824 | 4.4187 | 1.2947e-05
1393 | 0.00016791 | 0.00012406 | 0 | 2.6666 | 2.8673 | 3.0192 | 3.665 | 4.0824 | 4.4187 | 1.3111e-05
1394 | 0.00017275 | 0.0001246 | 0 | 2.6599 | 2.8673 | 3.0192 | 3.6516 | 4.0824 | 4.4187 | 1.0817e-05
1395 | 0.00018245 | 0.00012185 | 0 | 2.645 | 2.8673 | 3.0192 | 3.6217 | 4.0824 | 4.4187 | 1.6553e-05
1396 | 0.00019111 | 0.00012438 | 0 | 2.6319 | 2.8673 | 3.0192 | 3.5956 | 4.0824 | 4.4187 | 1.3603e-05
1397 | 0.00019728 | 0.00012194 | 0 | 2.6245 | 2.8673 | 3.0192 | 3.581 | 4.0824 | 4.4187 | 9.5055e-06
1398 | 0.00020553 | 0.00012437 | 0.00057755 | 2.6237 | 2.8673 | 3.0192 | 3.5794 | 4.0824 | 4.4187 | 1.2619e-05
1399 | 0.00019023 | 0.00012378 | 0.005198 | 2.6392 | 2.8673 | 3.0192 | 3.6102 | 4.0824 | 4.4187 | 0.00062229
1400 | 0.00012421 | 0.00012342 | 0.017846 | 2.665 | 2.8673 | 3.0192 | 3.6616 | 4.0824 | 4.4187 | 9.8333e-05
1401 | 0.00011781 | 0.00012378 | 0.02368 | 2.7101 | 2.8664 | 3.0192 | 3.753 | 4.0804 | 4.4187 | 6.6539e-05
1402 | 9.883e-05 | 0.00012409 | 0.028762 | 2.7578 | 2.8664 | 3.0192 | 3.8509 | 4.0804 | 4.4187 | 0.00010259
1403 | 0.00010167 | 0.00012424 | 0.040775 | 2.7941 | 2.8664 | 3.0192 | 3.9268 | 4.0804 | 4.4187 | 8.9319e-05
1404 | 0.00010786 | 0.00012427 | 0.039042 | 2.84 | 2.8664 | 3.0192 | 4.0239 | 4.0804 | 4.4187 | 0.00020552
1405 | 0.00010738 | 0.00012305 | 0.036097 | 2.8553 | 2.8664 | 3.0192 | 4.0566 | 4.0804 | 4.4187 | 9.5383e-05
1406 | 9.9899e-05 | 0.00012422 | 0.02651 | 2.8914 | 2.8664 | 3.0192 | 4.1345 | 4.0804 | 4.4187 | 0.00010046
1407 | 8.7683e-05 | 0.00012322 | 0.015652 | 2.8855 | 2.8664 | 3.0192 | 4.1216 | 4.0804 | 4.4187 | 9.4892e-05
1408 | 8.3304e-05 | 0.00012372 | 0.0052701 | 2.8544 | 2.8644 | 3.0192 | 4.0546 | 4.0762 | 4.4187 | 6.6047e-05
1409 | 8.58e-05 | 0.00012394 | 0.00043316 | 2.7659 | 2.8644 | 3.0192 | 3.8677 | 4.0762 | 4.4187 | 7.4569e-05
1410 | 0.00011137 | 0.00012417 | 0 | 2.6861 | 2.8644 | 3.0192 | 3.7042 | 4.0762 | 4.4187 | 0.0002673
1411 | 0.00016104 | 0.00012344 | 0 | 2.65 | 2.8644 | 3.0192 | 3.6316 | 4.0762 | 4.4187 | 0.0002201
1412 | 0.00018126 | 0.00012483 | 0 | 2.6237 | 2.8644 | 3.0192 | 3.5794 | 4.0762 | 4.4187 | 0.00026599
1413 | 0.00019654 | 0.00012239 | 0 | 2.61 | 2.8644 | 3.0192 | 3.5523 | 4.0762 | 4.4187 | 0.00026697
1414 | 0.00020256 | 0.00012405 | 0 | 2.6188 | 2.8644 | 3.0192 | 3.5698 | 4.0762 | 4.4187 | 1.5406e-05
1415 | 0.0002145 | 0.00012381 | 0 | 2.6036 | 2.8644 | 3.0192 | 3.5397 | 4.0762 | 4.4187 | 8.5222e-06
1416 | 0.00022827 | 0.0001229 | 0 | 2.6784 | 2.8899 | 3.0192 | 3.6887 | 4.1312 | 4.4187 | 1.9175e-05
1417 | 0.00023892 | 0.0001227 | 0 | 2.6384 | 2.8899 | 3.0192 | 3.6086 | 4.1312 | 4.4187 | 1.3603e-05
1418 | 0.00024628 | 0.00012191 | 0 | 2.5996 | 2.8899 | 3.0192 | 3.5319 | 4.1312 | 4.4187 | 1.6389e-05
1419 | 0.00025389 | 0.00012099 | 0 | 2.6392 | 2.8899 | 3.0192 | 3.6102 | 4.1312 | 4.4187 | 9.5055e-06
1420 | 0.00026059 | 0.00011958 | 0 | 2.6625 | 2.8899 | 3.0192 | 3.6566 | 4.1312 | 4.4187 | 1.4422e-05
1421 | 0.00028476 | 0.00012002 | 0 | 2.6852 | 2.8899 | 3.0192 | 3.7025 | 4.1312 | 4.4187 | 4.5889e-06
1422 | 0.00028343 | 0.00011924 | 0 | 2.7084 | 2.8899 | 3.0192 | 3.7495 | 4.1312 | 4.4187 | 1.3439e-05
1423 | 0.00025948 | 0.00012347 | 0.0017327 | 2.7461 | 2.8899 | 3.0192 | 3.8269 | 4.1312 | 4.4187 | 0.00070062
1424 | 0.00020371 | 0.00012342 | 0.0046204 | 2.8052 | 2.8899 | 3.0192 | 3.9501 | 4.1312 | 4.4187 | 8.7517e-05
1425 | 0.00019086 | 0.00012425 | 0.0040429 | 2.8621 | 2.8899 | 3.0192 | 4.0711 | 4.1312 | 4.4187 | 7.4078e-05
1426 | 0.00017165 | 0.00012351 | 0.0057755 | 2.9163 | 2.8874 | 3.0192 | 4.1888 | 4.1258 | 4.4187 | 0.00010407
1427 | 0.00015697 | 0.00012382 | 0.0077969 | 2.982 | 2.8874 | 3.0192 | 4.3345 | 4.1258 | 4.4187 | 9.44e-05
1428 | 0.00016154 | 0.00012442 | 0.0092408 | 3.0299 | 2.8874 | 3.0192 | 4.4432 | 4.1258 | 4.4187 | 0.00021306
1429 | 0.00015969 | 0.00012412 | 0.010685 | 3.1238 | 2.8874 | 3.0192 | 4.6615 | 4.1258 | 4.4187 | 8.8664e-05
1430 | 0.00015646 | 0.0001244 | 0.0066418 | 3.1353 | 2.8874 | 3.0192 | 4.6889 | 4.1258 | 4.4187 | 0.00010423
1431 | 0.00014213 | 0.00012413 | 0.0031765 | 3.1037 | 2.8874 | 3.0192 | 4.6143 | 4.1258 | 4.4187 | 8.9483e-05
1432 | 0.00013825 | 0.00012408 | 0.0012129 | 3.0952 | 2.8874 | 3.0192 | 4.5943 | 4.1258 | 4.4187 | 8.1453e-05
1433 | 0.0001384 | 0.00012407 | 0.00034653 | 3.0562 | 2.8874 | 3.0192 | 4.5035 | 4.1258 | 4.4187 | 7.8667e-05
1434 | 0.00014007 | 0.00012419 | 0 | 3.0321 | 2.8874 | 3.0192 | 4.4482 | 4.1258 | 4.4187 | 0.00026189
1435 | 0.00018803 | 0.00012483 | 0 | 2.9508 | 2.8874 | 3.0192 | 4.265 | 4.1258 | 4.4187 | 0.00025173
1436 | 0.00023138 | 0.00012332 | 0 | 2.9233 | 2.8874 | 3.0192 | 4.2042 | 4.1258 | 4.4187 | 0.0002814
1437 | 0.00023538 | 0.00012277 | 0 | 2.8544 | 2.8874 | 3.0192 | 4.0546 | 4.1258 | 4.4187 | 0.00021568
1438 | 0.00023069 | 0.00012253 | 0 | 2.8239 | 2.8874 | 3.0192 | 3.9896 | 4.1258 | 4.4187 | 1.5897e-05
1439 | 0.00023684 | 0.00012238 | 0 | 2.7831 | 2.8849 | 3.0192 | 3.9037 | 4.1205 | 4.4187 | 1.4094e-05
1440 | 0.00024564 | 0.00012016 | 0 | 2.6376 | 2.8635 | 3.0192 | 3.607 | 4.0741 | 4.4187 | 2.7533e-05
1441 | 0.00025231 | 0.00011995 | 0 | 2.618 | 2.8625 | 3.0192 | 3.5682 | 4.072 | 4.4187 | 2.7697e-05
1442 | 0.00025681 | 0.00011901 | 0 | 2.6132 | 2.8625 | 3.0192 | 3.5587 | 4.072 | 4.4187 | 1.7208e-05
1443 | 0.00026279 | 0.00011973 | 0 | 2.6052 | 2.8625 | 3.0192 | 3.5429 | 4.072 | 4.4187 | 3.3106e-05
1444 | 0.00027115 | 0.00011769 | 0 | 2.594 | 2.8625 | 3.0192 | 3.5209 | 4.072 | 4.4187 | 3.0156e-05
1445 | 0.00027751 | 0.00011842 | 0 | 2.6052 | 2.8615 | 3.0192 | 3.5429 | 4.0699 | 4.4187 | 2.5731e-05
1446 | 0.0003037 | 0.00011397 | 0.00034653 | 2.5964 | 2.8615 | 3.0192 | 3.5256 | 4.0699 | 4.4187 | 3.0319e-05
1447 | 0.00026242 | 0.00012201 | 0.0032487 | 2.6327 | 2.8615 | 3.0192 | 3.5972 | 4.0699 | 4.4187 | 0.00063032
1448 | 0.00022274 | 0.00012369 | 0.010338 | 2.7119 | 2.8615 | 3.0192 | 3.7565 | 4.0699 | 4.4187 | 0.00061966
1449 | 0.00020233 | 0.00012442 | 0.018539 | 2.7767 | 2.8615 | 3.0192 | 3.8904 | 4.0699 | 4.4187 | 9.9808e-05
1450 | 0.00018294 | 0.00012325 | 0.022005 | 2.8155 | 2.8615 | 3.0192 | 3.9718 | 4.0699 | 4.4187 | 0.00010276
1451 | 0.00016523 | 0.0001243 | 0.022409 | 2.8563 | 2.8615 | 3.0192 | 4.0587 | 4.0699 | 4.4187 | 0.0001062
1452 | 0.00014881 | 0.00012418 | 0.022524 | 2.8806 | 2.8615 | 3.0192 | 4.111 | 4.0699 | 4.4187 | 7.293e-05
1453 | 0.00014186 | 0.00012407 | 0.025585 | 2.8563 | 2.8615 | 3.0192 | 4.0587 | 4.0699 | 4.4187 | 6.8342e-05
1454 | 0.00013216 | 0.00012367 | 0.023506 | 2.9093 | 2.8615 | 3.0192 | 4.1734 | 4.0699 | 4.4187 | 0.00010751
1455 | 0.00011394 | 0.00012288 | 0.014439 | 2.9344 | 2.8615 | 3.0192 | 4.2288 | 4.0699 | 4.4187 | 0.00031467
1456 | 0.0001077 | 0.00012223 | 0.0053423 | 2.9073 | 2.8596 | 3.0192 | 4.1691 | 4.0658 | 4.4187 | 0.00031467
1457 | 0.00011927 | 0.00012259 | 0.00050536 | 2.8353 | 2.8596 | 3.0192 | 4.0137 | 4.0658 | 4.4187 | 6.6047e-05
1458 | 0.00010759 | 0.00012338 | 0 | 2.7551 | 2.8596 | 3.0192 | 3.8453 | 4.0658 | 4.4187 | 5.0478e-05
1459 | 0.00016112 | 0.00012371 | 0 | 2.7346 | 2.8596 | 3.0192 | 3.8031 | 4.0658 | 4.4187 | 4.4578e-05
1460 | 0.00020436 | 0.00012387 | 0 | 2.6972 | 2.8596 | 3.0192 | 3.7267 | 4.0658 | 4.4187 | 0.00020191
1461 | 0.00021457 | 0.00012379 | 0 | 2.6869 | 2.8596 | 3.0192 | 3.7059 | 4.0658 | 4.4187 | 0.00017503
1462 | 0.00022301 | 0.00012351 | 0 | 2.6591 | 2.8596 | 3.0192 | 3.6499 | 4.0658 | 4.4187 | 0.00017454
1463 | 0.00023266 | 0.00012459 | 0 | 2.6566 | 2.8596 | 3.0192 | 3.6449 | 4.0658 | 4.4187 | 1.9503e-05
1464 | 0.00024323 | 0.00012365 | 0 | 2.665 | 2.8596 | 3.0192 | 3.6616 | 4.0658 | 4.4187 | 2.5567e-05
1465 | 0.00025249 | 0.00012378 | 0 | 2.6742 | 2.8596 | 3.0192 | 3.6802 | 4.0658 | 4.4187 | 2.2617e-05
1466 | 0.0002655 | 0.00012295 | 0 | 2.6827 | 2.8596 | 3.0192 | 3.6973 | 4.0658 | 4.4187 | 2.3272e-05
1467 | 0.00028091 | 0.00012115 | 0 | 2.6708 | 2.8596 | 3.0192 | 3.6735 | 4.0658 | 4.4187 | 3.3269e-05
1468 | 0.00028904 | 0.00011992 | 0 | 2.6566 | 2.8596 | 3.0192 | 3.6449 | 4.0658 | 4.4187 | 3.0156e-05
1469 | 0.00030098 | 0.00012056 | 0 | 2.6442 | 2.8596 | 3.0192 | 3.6201 | 4.0658 | 4.4187 | 2.3108e-05
1470 | 0.00031836 | 0.00012017 | 0.00057755 | 2.6401 | 2.8586 | 3.0192 | 3.6119 | 4.0637 | 4.4187 | 2.0158e-05
1471 | 0.00028676 | 0.00012369 | 0.0041872 | 2.6417 | 2.8577 | 3.0192 | 3.6151 | 4.0616 | 4.4187 | 0.00065162
1472 | 0.00024533 | 0.00012437 | 0.013919 | 2.6981 | 2.8567 | 3.0192 | 3.7284 | 4.0595 | 4.4187 | 0.0006
1473 | 0.00022317 | 0.00012355 | 0.023737 | 2.756 | 2.8557 | 3.0192 | 3.8472 | 4.0575 | 4.4187 | 6.7522e-05
1474 | 0.00019807 | 0.00012404 | 0.028935 | 2.8343 | 2.8557 | 3.0192 | 4.0117 | 4.0575 | 4.4187 | 8.1289e-05
1475 | 0.00017112 | 0.00012402 | 0.034711 | 2.8904 | 2.8557 | 3.0192 | 4.1323 | 4.0575 | 4.4187 | 0.00010538
1476 | 0.00015577 | 0.00012373 | 0.029513 | 2.9611 | 2.8577 | 3.0192 | 4.2879 | 4.0616 | 4.4187 | 9.7186e-05
1477 | 0.00015936 | 0.00012322 | 0.023506 | 3.0148 | 2.8577 | 3.0192 | 4.4088 | 4.0616 | 4.4187 | 9.5875e-05
1478 | 0.00014115 | 0.00012285 | 0.015594 | 3.0452 | 2.8557 | 3.0192 | 4.4782 | 4.0575 | 4.4187 | 9.1122e-05
1479 | 0.000146 | 0.00012146 | 0.010685 | 3.065 | 2.8557 | 3.0192 | 4.5239 | 4.0575 | 4.4187 | 0.00032729
1480 | 0.0001206 | 0.00012118 | 0.004476 | 3.0408 | 2.8557 | 3.0192 | 4.4681 | 4.0575 | 4.4187 | 0.00034072
1481 | 0.0001164 | 0.00012122 | 0.00028878 | 2.9487 | 2.8557 | 3.0192 | 4.2604 | 4.0575 | 4.4187 | 2.7697e-05
1482 | 0.00012096 | 0.00012207 | 0 | 2.84 | 2.8557 | 3.0192 | 4.0239 | 4.0575 | 4.4187 | 5.0478e-05
1483 | 0.00016322 | 0.00012224 | 0 | 2.7786 | 2.8557 | 3.0192 | 3.8942 | 4.0575 | 4.4187 | 3.54e-05
1484 | 0.00019758 | 0.00012245 | 0 | 2.7346 | 2.8557 | 3.0192 | 3.8031 | 4.0575 | 4.4187 | 0.0002047
1485 | 0.00021497 | 0.00012368 | 0 | 2.6972 | 2.8557 | 3.0192 | 3.7267 | 4.0575 | 4.4187 | 0.00017798
1486 | 0.00022378 | 0.00012307 | 0 | 2.6725 | 2.8557 | 3.0192 | 3.6768 | 4.0575 | 4.4187 | 0.00020109
1487 | 0.0002369 | 0.00012101 | 0 | 2.6616 | 2.8557 | 3.0192 | 3.6549 | 4.0575 | 4.4187 | 2.36e-05
1488 | 0.00025393 | 0.00012216 | 0 | 2.6549 | 2.8557 | 3.0192 | 3.6416 | 4.0575 | 4.4187 | 9.8333e-06
1489 | 0.00026305 | 0.000118 | 0 | 2.6467 | 2.8557 | 3.0192 | 3.625 | 4.0575 | 4.4187 | 1.2947e-05
1490 | 0.00027262 | 0.00012393 | 0 | 2.6483 | 2.8557 | 3.0192 | 3.6283 | 4.0575 | 4.4187 | 1.1472e-05
1491 | 0.0002841 | 0.00012375 | 0 | 2.6351 | 2.8557 | 3.0192 | 3.6021 | 4.0575 | 4.4187 | 1.3275e-05
1492 | 0.00029888 | 0.0001225 | 0 | 2.6278 | 2.8557 | 3.0192 | 3.5875 | 4.0575 | 4.4187 | 1.7536e-05
1493 | 0.00030953 | 0.0001217 | 0 | 2.6294 | 2.8557 | 3.0192 | 3.5907 | 4.0575 | 4.4187 | 1.0653e-05
1494 | 0.00032648 | 0.00012077 | 0.00075082 | 2.6221 | 2.8557 | 3.0192 | 3.5762 | 4.0575 | 4.4187 | 1.2292e-05
1495 | 0.00031525 | 0.00012389 | 0.0064686 | 2.6591 | 2.8577 | 3.0192 | 3.6499 | 4.0616 | 4.4187 | 0.0006531
1496 | 0.00024746 | 0.00012431 | 0.015825 | 2.718 | 2.8557 | 3.0192 | 3.769 | 4.0575 | 4.4187 | 8.7353e-05
1497 | 0.00024289 | 0.00012323 | 0.026163 | 2.8062 | 2.8557 | 3.0192 | 3.9521 | 4.0575 | 4.4187 | 8.178e-05
1498 | 0.00020572 | 0.00012393 | 0.033267 | 2.8679 | 2.8557 | 3.0192 | 4.0836 | 4.0575 | 4.4187 | 0.00010702
1499 | 0.00019145 | 0.00012397 | 0.033498 | 2.9123 | 2.8557 | 3.0192 | 4.18 | 4.0575 | 4.4187 | 9.4892e-05
1500 | 0.00017614 | 0.00012411 | 0.036602 | 2.9334 | 2.8557 | 3.0192 | 4.2265 | 4.0575 | 4.4187 | 0.00025976
1501 | 0.00017056 | 0.00012412 | 0.028704 | 2.9663 | 2.8557 | 3.0192 | 4.2995 | 4.0575 | 4.4187 | 0.0001121
1502 | 0.00016488 | 0.0001237 | 0.021889 | 3.0116 | 2.8557 | 3.0192 | 4.4015 | 4.0575 | 4.4187 | 0.00012488
1503 | 0.00015958 | 0.00012383 | 0.012764 | 2.9978 | 2.8557 | 3.0192 | 4.3702 | 4.0575 | 4.4187 | 9.8005e-05
1504 | 0.00015349 | 0.0001237 | 0.0053423 | 2.9872 | 2.8557 | 3.0192 | 4.3464 | 4.0575 | 4.4187 | 8.473e-05
1505 | 0.00015326 | 0.0001236 | 0.00040429 | 2.9263 | 2.8557 | 3.0192 | 4.2109 | 4.0575 | 4.4187 | 7.8175e-05
1506 | 0.0001626 | 0.00012403 | 0 | 2.8249 | 2.8557 | 3.0192 | 3.9916 | 4.0575 | 4.4187 | 0.00024911
1507 | 0.00021123 | 0.00012109 | 0 | 2.7859 | 2.8557 | 3.0192 | 3.9094 | 4.0575 | 4.4187 | 0.00023829
1508 | 0.00024146 | 0.00012423 | 0 | 2.7722 | 2.8567 | 3.0192 | 3.8809 | 4.0595 | 4.4187 | 0.00022436
1509 | 0.00025683 | 0.00012381 | 0 | 2.7623 | 2.8557 | 3.0192 | 3.8602 | 4.0575 | 4.4187 | 0.00029549
1510 | 0.00025895 | 0.00012271 | 0 | 2.7337 | 2.8557 | 3.0192 | 3.8013 | 4.0575 | 4.4187 | 2.36e-05
1511 | 0.00026437 | 0.00012301 | 0 | 2.7049 | 2.8557 | 3.0192 | 3.7424 | 4.0575 | 4.4187 | 1.9503e-05
1512 | 0.00027169 | 0.00012423 | 0 | 2.6938 | 2.8557 | 3.0192 | 3.7197 | 4.0575 | 4.4187 | 1.4422e-05
1513 | 0.00027475 | 0.00012339 | 0 | 2.6869 | 2.8557 | 3.0192 | 3.7059 | 4.0575 | 4.4187 | 1.3439e-05
1514 | 0.00027767 | 0.00012201 | 0 | 2.6725 | 2.8577 | 3.0192 | 3.6768 | 4.0616 | 4.4187 | 1.3275e-05
1515 | 0.00027969 | 0.00012353 | 0 | 2.6683 | 2.8577 | 3.0192 | 3.6684 | 4.0616 | 4.4187 | 8.6861e-06
1516 | 0.00028525 | 0.00012255 | 0 | 2.6608 | 2.8577 | 3.0192 | 3.6533 | 4.0616 | 4.4187 | 7.375e-06
1517 | 0.00028934 | 0.00012368 | 0 | 2.6625 | 2.8557 | 3.0192 | 3.6566 | 4.0575 | 4.4187 | 7.8667e-06
1518 | 0.00029487 | 0.00012404 | 0.00064974 | 2.6666 | 2.8567 | 3.0192 | 3.665 | 4.0595 | 4.4187 | 1.4258e-05
1519 | 0.0002651 | 0.00012368 | 0.0071039 | 2.6869 | 2.8567 | 3.0192 | 3.7059 | 4.0595 | 4.4187 | 0.00058394
1520 | 0.00022468 | 0.00012358 | 0.019348 | 2.7285 | 2.8557 | 3.0192 | 3.7905 | 4.0575 | 4.4187 | 9.1286e-05
1521 | 0.0002127 | 0.00012396 | 0.030206 | 2.7641 | 2.8577 | 3.0192 | 3.864 | 4.0616 | 4.4187 | 9.3253e-05
1522 | 0.0001822 | 0.00012357 | 0.041584 | 2.7786 | 2.8577 | 3.0192 | 3.8942 | 4.0616 | 4.4187 | 0.00011947
1523 | 0.00017465 | 0.00012351 | 0.044529 | 2.7969 | 2.8577 | 3.0192 | 3.9326 | 4.0616 | 4.4187 | 0.00010636
1524 | 0.00015978 | 0.00012289 | 0.03679 | 2.8183 | 2.8577 | 3.0192 | 3.9777 | 4.0616 | 4.4187 | 0.00023207
1525 | 0.00015847 | 0.00012382 | 0.031939 | 2.8486 | 2.8557 | 3.0192 | 4.0422 | 4.0575 | 4.4187 | 8.7353e-05
1526 | 0.00013847 | 0.00012351 | 0.025816 | 2.8611 | 2.8557 | 3.0192 | 4.0691 | 4.0575 | 4.4187 | 8.6533e-05
1527 | 0.00013228 | 0.00012294 | 0.017211 | 2.8362 | 2.8557 | 3.0192 | 4.0158 | 4.0575 | 4.4187 | 9.5219e-05
1528 | 0.00011447 | 0.0001232 | 0.0065263 | 2.8136 | 2.8557 | 3.0192 | 3.9678 | 4.0575 | 4.4187 | 8.6205e-05
1529 | 0.00011705 | 0.00012308 | 0.00036097 | 2.7941 | 2.8577 | 3.0192 | 3.9268 | 4.0616 | 4.4187 | 8.6205e-05
1530 | 0.000127 | 0.00012321 | 0 | 2.7813 | 2.8557 | 3.0192 | 3.8999 | 4.0575 | 4.4187 | 0.00025485
1531 | 0.00017337 | 0.00012382 | 0 | 2.774 | 2.8557 | 3.0192 | 3.8847 | 4.0575 | 4.4187 | 0.00024419
1532 | 0.00020698 | 0.00012402 | 0 | 2.7668 | 2.8557 | 3.0192 | 3.8696 | 4.0575 | 4.4187 | 0.00027927
1533 | 0.00021843 | 0.00012314 | 0 | 2.7551 | 2.8557 | 3.0192 | 3.8453 | 4.0575 | 4.4187 | 0.00027582
1534 | 0.00022235 | 0.0001229 | 0 | 2.7524 | 2.8557 | 3.0192 | 3.8398 | 4.0575 | 4.4187 | 1.2947e-05
1535 | 0.00023013 | 0.00012406 | 0 | 2.7285 | 2.8557 | 3.0192 | 3.7905 | 4.0575 | 4.4187 | 9.5055e-06
1536 | 0.00024561 | 0.0001237 | 0 | 2.7049 | 2.8557 | 3.0192 | 3.7424 | 4.0575 | 4.4187 | 2.3764e-05
1537 | 0.00024976 | 0.00012434 | 0 | 2.6903 | 2.8557 | 3.0192 | 3.7128 | 4.0575 | 4.4187 | 1.6553e-05
1538 | 0.00025342 | 0.00012431 | 0 | 2.6886 | 2.8557 | 3.0192 | 3.7093 | 4.0575 | 4.4187 | 1.0817e-05
1539 | 0.00025771 | 0.0001243 | 0 | 2.6886 | 2.8557 | 3.0192 | 3.7093 | 4.0575 | 4.4187 | 1.1308e-05
1540 | 0.00026338 | 0.00012378 | 0 | 2.6759 | 2.8557 | 3.0192 | 3.6836 | 4.0575 | 4.4187 | 9.1778e-06
1541 | 0.00026907 | 0.00012433 | 0 | 2.6591 | 2.8557 | 3.0192 | 3.6499 | 4.0575 | 4.4187 | 1.3603e-05
1542 | 0.00027859 | 0.00012407 | 0.00043316 | 2.6549 | 2.8557 | 3.0192 | 3.6416 | 4.0575 | 4.4187 | 9.0139e-06
1543 | 0.00024385 | 0.00012339 | 0.00566 | 2.6742 | 2.8557 | 3.0192 | 3.6802 | 4.0575 | 4.4187 | 0.00066064
1544 | 0.00021108 | 0.00012366 | 0.014092 | 2.711 | 2.8557 | 3.0192 | 3.7548 | 4.0575 | 4.4187 | 8.2928e-05
1545 | 0.00019478 | 0.00012392 | 0.016633 | 2.7632 | 2.8557 | 3.0192 | 3.8621 | 4.0575 | 4.4187 | 6.6539e-05
1546 | 0.00018472 | 0.00012326 | 0.024835 | 2.7868 | 2.8557 | 3.0192 | 3.9113 | 4.0575 | 4.4187 | 0.00010931
1547 | 0.00016282 | 0.00012272 | 0.030379 | 2.8239 | 2.8557 | 3.0192 | 3.9896 | 4.0575 | 4.4187 | 0.00010423
1548 | 0.00014706 | 0.00012303 | 0.026279 | 2.8563 | 2.8557 | 3.0192 | 4.0587 | 4.0575 | 4.4187 | 0.00019781
1549 | 0.00014389 | 0.00012347 | 0.020445 | 2.8553 | 2.8557 | 3.0192 | 4.0566 | 4.0575 | 4.4187 | 9.2925e-05
1550 | 0.00013022 | 0.0001233 | 0.021889 | 2.8602 | 2.8557 | 3.0192 | 4.067 | 4.0575 | 4.4187 | 0.00012046
1551 | 0.0001184 | 0.00012261 | 0.014265 | 2.8631 | 2.8557 | 3.0192 | 4.0732 | 4.0575 | 4.4187 | 8.473e-05
1552 | 0.00011791 | 0.00012228 | 0.0056792 | 2.8381 | 2.8557 | 3.0192 | 4.0198 | 4.0575 | 4.4187 | 0.00010505
1553 | 0.00012139 | 0.00012308 | 0.00057755 | 2.8108 | 2.8557 | 3.0192 | 3.9619 | 4.0575 | 4.4187 | 8.3419e-05
1554 | 0.00013412 | 0.00012326 | 0 | 2.7822 | 2.8557 | 3.0192 | 3.9018 | 4.0575 | 4.4187 | 0.00027517
1555 | 0.00018369 | 0.00012314 | 0 | 2.7479 | 2.8557 | 3.0192 | 3.8305 | 4.0575 | 4.4187 | 0.00027746
1556 | 0.00022713 | 0.00012451 | 0 | 2.711 | 2.8557 | 3.0192 | 3.7548 | 4.0575 | 4.4187 | 0.00024239
1557 | 0.00024602 | 0.0001211 | 0 | 2.7058 | 2.8557 | 3.0192 | 3.7442 | 4.0575 | 4.4187 | 0.0002537
1558 | 0.00026486 | 0.00012327 | 0 | 2.681 | 2.8557 | 3.0192 | 3.6939 | 4.0575 | 4.4187 | 1.2947e-05
1559 | 0.00028067 | 0.0001242 | 0 | 2.6683 | 2.8557 | 3.0192 | 3.6684 | 4.0575 | 4.4187 | 1.0325e-05
1560 | 0.00029404 | 0.00012403 | 0 | 2.6616 | 2.8548 | 3.0192 | 3.6549 | 4.0554 | 4.4187 | 1.7864e-05
1561 | 0.0003024 | 0.00012402 | 0 | 2.6541 | 2.8548 | 3.0192 | 3.6399 | 4.0554 | 4.4187 | 1.4094e-05
1562 | 0.00030665 | 0.00012344 | 0 | 2.6409 | 2.8548 | 3.0192 | 3.6135 | 4.0554 | 4.4187 | 1.2783e-05
1563 | 0.00031143 | 0.00012287 | 0 | 2.6433 | 2.8548 | 3.0192 | 3.6184 | 4.0554 | 4.4187 | 2.065e-05
1564 | 0.00031546 | 0.00012208 | 0 | 2.6376 | 2.8548 | 3.0192 | 3.607 | 4.0554 | 4.4187 | 2.0486e-05
1565 | 0.00031975 | 0.00012209 | 0 | 2.6376 | 2.8548 | 3.0192 | 3.607 | 4.0554 | 4.4187 | 1.0325e-05
1566 | 0.00033291 | 0.00012181 | 0.00064974 | 2.6253 | 2.8548 | 3.0192 | 3.5827 | 4.0554 | 4.4187 | 9.3417e-06
1567 | 0.00032729 | 0.00012286 | 0.0053712 | 2.6525 | 2.8548 | 3.0192 | 3.6366 | 4.0554 | 4.4187 | 0.00070603
1568 | 0.00025945 | 0.00012394 | 0.013168 | 2.6981 | 2.8548 | 3.0192 | 3.7284 | 4.0554 | 4.4187 | 7.375e-05
1569 | 0.00022511 | 0.0001237 | 0.018135 | 2.7417 | 2.8548 | 3.0192 | 3.8177 | 4.0554 | 4.4187 | 6.998e-05
1570 | 0.00019058 | 0.00012321 | 0.024488 | 2.7905 | 2.8548 | 3.0192 | 3.919 | 4.0554 | 4.4187 | 7.7683e-05
1571 | 0.00016599 | 0.00012364 | 0.022698 | 2.8343 | 2.8548 | 3.0192 | 4.0117 | 4.0554 | 4.4187 | 0.00010407
1572 | 0.00014789 | 0.00012338 | 0.020734 | 2.8477 | 2.8548 | 3.0192 | 4.0402 | 4.0554 | 4.4187 | 0.00023616
1573 | 0.00015524 | 0.00012091 | 0.019059 | 2.8391 | 2.8548 | 3.0192 | 4.0218 | 4.0554 | 4.4187 | 0.00010751
1574 | 0.00013235 | 0.00012334 | 0.014843 | 2.808 | 2.8548 | 3.0192 | 3.956 | 4.0554 | 4.4187 | 9.145e-05
1575 | 0.00011886 | 0.00012279 | 0.010396 | 2.8071 | 2.8548 | 3.0192 | 3.954 | 4.0554 | 4.4187 | 7.2275e-05
1576 | 0.00011384 | 0.0001225 | 0.0036578 | 2.7978 | 2.8538 | 3.0192 | 3.9345 | 4.0533 | 4.4187 | 7.6864e-05
1577 | 0.00012442 | 0.00012347 | 0.00050536 | 2.7623 | 2.8538 | 3.0192 | 3.8602 | 4.0533 | 4.4187 | 0.00010604
1578 | 0.00013738 | 0.00012314 | 0 | 2.739 | 2.8538 | 3.0192 | 3.8122 | 4.0533 | 4.4187 | 0.00026124
1579 | 0.00018871 | 0.00012259 | 0 | 2.7329 | 2.8538 | 3.0192 | 3.7995 | 4.0533 | 4.4187 | 0.00023321
1580 | 0.00022771 | 0.00012403 | 0 | 2.7162 | 2.8538 | 3.0192 | 3.7654 | 4.0533 | 4.4187 | 0.00025976
1581 | 0.00024771 | 0.00012345 | 0 | 2.7024 | 2.8538 | 3.0192 | 3.7372 | 4.0533 | 4.4187 | 0.00027796
1582 | 0.00026235 | 0.00012426 | 0 | 2.7084 | 2.8538 | 3.0192 | 3.7495 | 4.0533 | 4.4187 | 8.85e-06
1583 | 0.00027145 | 0.00012358 | 0 | 2.7006 | 2.8538 | 3.0192 | 3.7337 | 4.0533 | 4.4187 | 1.0161e-05
1584 | 0.00028332 | 0.0001239 | 0 | 2.6929 | 2.8538 | 3.0192 | 3.718 | 4.0533 | 4.4187 | 1.1636e-05
1585 | 0.00029231 | 0.0001239 | 0 | 2.6844 | 2.8538 | 3.0192 | 3.7007 | 4.0533 | 4.4187 | 2.0486e-05
1586 | 0.00029913 | 0.00012272 | 0 | 2.6861 | 2.8538 | 3.0192 | 3.7042 | 4.0533 | 4.4187 | 9.0139e-06
1587 | 0.00030672 | 0.00012371 | 0 | 2.6878 | 2.8528 | 3.0192 | 3.7076 | 4.0513 | 4.4187 | 1.3275e-05
1588 | 0.00031128 | 0.00012296 | 0 | 2.6903 | 2.8528 | 3.0192 | 3.7128 | 4.0513 | 4.4187 | 9.5055e-06
1589 | 0.00031456 | 0.00012362 | 0 | 2.681 | 2.8528 | 3.0192 | 3.6939 | 4.0513 | 4.4187 | 1.0653e-05
1590 | 0.00033086 | 0.00012361 | 0.00072194 | 2.6759 | 2.8538 | 3.0192 | 3.6836 | 4.0533 | 4.4187 | 4.9167e-06
1591 | 0.0002981 | 0.00012342 | 0.005198 | 2.6793 | 2.8528 | 3.0192 | 3.6905 | 4.0513 | 4.4187 | 0.00070784
1592 | 0.00023576 | 0.00012365 | 0.013053 | 2.7136 | 2.8528 | 3.0192 | 3.7601 | 4.0513 | 4.4187 | 6.998e-05
1593 | 0.00021161 | 0.00012386 | 0.019175 | 2.7533 | 2.8528 | 3.0192 | 3.8416 | 4.0513 | 4.4187 | 9.2105e-05
1594 | 0.00018493 | 0.00012384 | 0.029975 | 2.7877 | 2.8528 | 3.0192 | 3.9133 | 4.0513 | 4.4187 | 0.00011997
1595 | 0.00017787 | 0.00012372 | 0.02778 | 2.8062 | 2.8528 | 3.0192 | 3.9521 | 4.0513 | 4.4187 | 9.948e-05
1596 | 0.00016387 | 0.00012216 | 0.027491 | 2.8448 | 2.8519 | 3.0192 | 4.0341 | 4.0492 | 4.4187 | 0.00021601
1597 | 0.00016424 | 0.00012351 | 0.021774 | 2.8708 | 2.8519 | 3.0192 | 4.0899 | 4.0492 | 4.4187 | 0.00010096
1598 | 0.00015337 | 0.0001239 | 0.020792 | 2.8631 | 2.8519 | 3.0192 | 4.0732 | 4.0492 | 4.4187 | 0.0001021
1599 | 0.00013059 | 0.00012356 | 0.01519 | 2.8708 | 2.8519 | 3.0192 | 4.0899 | 4.0492 | 4.4187 | 9.6367e-05
1600 | 0.00012629 | 0.00012352 | 0.0060643 | 2.8025 | 2.8519 | 3.0192 | 3.9442 | 4.0492 | 4.4187 | 8.9319e-05
1601 | 0.00014163 | 0.00012268 | 0.00086633 | 2.774 | 2.8519 | 3.0192 | 3.8847 | 4.0492 | 4.4187 | 8.0305e-05
1602 | 0.00013497 | 0.00012278 | 0 | 2.732 | 2.8519 | 3.0192 | 3.7977 | 4.0492 | 4.4187 | 0.00029533
1603 | 0.00018117 | 0.00012325 | 0 | 2.6793 | 2.8519 | 3.0192 | 3.6905 | 4.0492 | 4.4187 | 0.00024682
1604 | 0.00021977 | 0.00012027 | 0 | 2.6776 | 2.8509 | 3.0192 | 3.687 | 4.0472 | 4.4187 | 0.00028271
1605 | 0.0002383 | 0.00012375 | 0 | 2.6675 | 2.8509 | 3.0192 | 3.6667 | 4.0472 | 4.4187 | 0.00025665
1606 | 0.00023904 | 0.00012265 | 0 | 2.6725 | 2.8509 | 3.0192 | 3.6768 | 4.0472 | 4.4187 | 1.3603e-05
1607 | 0.000252 | 0.00012375 | 0 | 2.6591 | 2.8509 | 3.0192 | 3.6499 | 4.0472 | 4.4187 | 8.85e-06
1608 | 0.000261 | 0.00012389 | 0 | 2.6261 | 2.8509 | 3.0192 | 3.5843 | 4.0472 | 4.4187 | 3.7203e-05
1609 | 0.00027042 | 0.00012364 | 0 | 2.6068 | 2.8509 | 3.0192 | 3.546 | 4.0472 | 4.4187 | 2.4911e-05
1610 | 0.00027652 | 0.00012338 | 0 | 2.594 | 2.8509 | 3.0192 | 3.5209 | 4.0472 | 4.4187 | 3.245e-05
1611 | 0.00028365 | 0.00012331 | 0 | 2.5884 | 2.8509 | 3.0192 | 3.5101 | 4.0472 | 4.4187 | 2.4583e-05
1612 | 0.00029065 | 0.00012005 | 0 | 2.5861 | 2.8519 | 3.0192 | 3.5055 | 4.0492 | 4.4187 | 1.9831e-05
1613 | 0.00029359 | 0.00012287 | 0 | 2.5853 | 2.8519 | 3.0192 | 3.5039 | 4.0492 | 4.4187 | 2.4911e-05
1614 | 0.000308 | 0.00011921 | 0.0012273 | 2.5853 | 2.8519 | 3.0192 | 3.5039 | 4.0492 | 4.4187 | 2.1306e-05
1615 | 0.00026363 | 0.0001228 | 0.0080857 | 2.631 | 2.8519 | 3.0192 | 3.594 | 4.0492 | 4.4187 | 0.00062278
1616 | 0.00022526 | 0.00012375 | 0.0175 | 2.6767 | 2.8519 | 3.0192 | 3.6853 | 4.0492 | 4.4187 | 0.00061475
1617 | 0.00020722 | 0.00012388 | 0.028993 | 2.7329 | 2.8509 | 3.0192 | 3.7995 | 4.0472 | 4.4187 | 8.6861e-05
1618 | 0.00019439 | 0.00012382 | 0.040371 | 2.7713 | 2.85 | 3.0192 | 3.879 | 4.0451 | 4.4187 | 0.00011144
1619 | 0.00016885 | 0.00012369 | 0.045453 | 2.8192 | 2.85 | 3.0192 | 3.9797 | 4.0451 | 4.4187 | 7.7355e-05
1620 | 0.00016 | 0.0001239 | 0.037425 | 2.8573 | 2.85 | 3.0192 | 4.0608 | 4.0451 | 4.4187 | 9.2925e-05
1621 | 0.00016027 | 0.00012095 | 0.029744 | 2.8835 | 2.85 | 3.0192 | 4.1174 | 4.0451 | 4.4187 | 9.3417e-05
1622 | 0.00016064 | 0.0001237 | 0.021427 | 2.9013 | 2.85 | 3.0192 | 4.156 | 4.0451 | 4.4187 | 0.00011259
1623 | 0.00013568 | 0.00012362 | 0.016345 | 2.9113 | 2.85 | 3.0192 | 4.1778 | 4.0451 | 4.4187 | 0.00030156
1624 | 0.00013605 | 0.00012355 | 0.0083023 | 2.8993 | 2.85 | 3.0192 | 4.1517 | 4.0451 | 4.4187 | 0.00030074
1625 | 0.00012185 | 0.00012287 | 0.00086633 | 2.8496 | 2.849 | 3.0192 | 4.0443 | 4.0431 | 4.4187 | 5.228e-05
1626 | 0.00013077 | 0.00012368 | 0 | 2.7614 | 2.849 | 3.0192 | 3.8583 | 4.0431 | 4.4187 | 4.0808e-05
1627 | 0.00019823 | 0.00012161 | 0 | 2.7145 | 2.848 | 3.0192 | 3.7619 | 4.041 | 4.4187 | 5.1625e-05
1628 | 0.00021342 | 0.00012404 | 0 | 2.6852 | 2.8471 | 3.0192 | 3.7025 | 4.0389 | 4.4187 | 0.00020912
1629 | 0.00022646 | 0.0001232 | 0 | 2.6658 | 2.8471 | 3.0192 | 3.6633 | 4.0389 | 4.4187 | 0.00020142
1630 | 0.00023426 | 0.00012239 | 0 | 2.6475 | 2.8471 | 3.0192 | 3.6267 | 4.0389 | 4.4187 | 0.00016815
1631 | 0.00024528 | 0.0001232 | 0 | 2.6433 | 2.8471 | 3.0192 | 3.6184 | 4.0389 | 4.4187 | 2.1797e-05
1632 | 0.00025745 | 0.00012329 | 0 | 2.6278 | 2.8471 | 3.0192 | 3.5875 | 4.0389 | 4.4187 | 2.4419e-05
1633 | 0.00027222 | 0.00012285 | 0 | 2.6196 | 2.8471 | 3.0192 | 3.5714 | 4.0389 | 4.4187 | 2.8353e-05
1634 | 0.00028192 | 0.000122 | 0 | 2.6213 | 2.8461 | 3.0192 | 3.5746 | 4.0369 | 4.4187 | 3.9333e-05
1635 | 0.00028748 | 0.00012212 | 0 | 2.6156 | 2.8461 | 3.0192 | 3.5634 | 4.0369 | 4.4187 | 2.5239e-05
1636 | 0.00029124 | 0.00012167 | 0 | 2.6012 | 2.8461 | 3.0192 | 3.535 | 4.0369 | 4.4187 | 4.3594e-05
1637 | 0.00029593 | 0.0001204 | 0 | 2.6156 | 2.8461 | 3.0192 | 3.5634 | 4.0369 | 4.4187 | 3.1467e-05
1638 | 0.00029789 | 0.00012038 | 0.0010829 | 2.6028 | 2.8461 | 3.0192 | 3.5381 | 4.0369 | 4.4187 | 2.36e-05
1639 | 0.00028821 | 0.00012338 | 0.0075082 | 2.6425 | 2.8461 | 3.0192 | 3.6168 | 4.0369 | 4.4187 | 0.00060786
1640 | 0.00023543 | 0.0001238 | 0.024257 | 2.7119 | 2.8461 | 3.0192 | 3.7565 | 4.0369 | 4.4187 | 0.00061704
1641 | 0.00021197 | 0.00012395 | 0.035158 | 2.7868 | 2.8452 | 3.0192 | 3.9113 | 4.0349 | 4.4187 | 0.000108
1642 | 0.00020165 | 0.00012385 | 0.042277 | 2.864 | 2.8452 | 3.0192 | 4.0753 | 4.0349 | 4.4187 | 0.00010702
1643 | 0.00017857 | 0.0001238 | 0.043721 | 2.9243 | 2.8452 | 3.0192 | 4.2065 | 4.0349 | 4.4187 | 6.8178e-05
1644 | 0.00015811 | 0.00012369 | 0.039273 | 2.959 | 2.8452 | 3.0192 | 4.2833 | 4.0349 | 4.4187 | 9.735e-05
1645 | 0.0001432 | 0.00012371 | 0.029455 | 2.9746 | 2.8442 | 3.0192 | 4.3181 | 4.0328 | 4.4187 | 9.8333e-05
1646 | 0.00011317 | 0.00012257 | 0.027434 | 2.9946 | 2.8442 | 3.0192 | 4.363 | 4.0328 | 4.4187 | 7.3914e-05
1647 | 9.6996e-05 | 0.00012213 | 0.017615 | 3.002 | 2.8442 | 3.0192 | 4.3798 | 4.0328 | 4.4187 | 0.00032188
1648 | 8.9426e-05 | 0.0001218 | 0.0081579 | 2.9757 | 2.8442 | 3.0192 | 4.3204 | 4.0328 | 4.4187 | 0.00031647
1649 | 8.7184e-05 | 0.00012234 | 0.00098184 | 2.9223 | 2.8442 | 3.0192 | 4.202 | 4.0328 | 4.4187 | 5.5067e-05
1650 | 8.9713e-05 | 0.00012235 | 0 | 2.8544 | 2.8442 | 3.0192 | 4.0546 | 4.0328 | 4.4187 | 3.7694e-05
1651 | 0.00013913 | 0.00012405 | 0 | 2.7895 | 2.8442 | 3.0192 | 3.9171 | 4.0328 | 4.4187 | 4.5889e-05
1652 | 0.00019341 | 0.00012409 | 0 | 2.7686 | 2.8433 | 3.0192 | 3.8733 | 4.0308 | 4.4187 | 0.00016831
1653 | 0.00019836 | 0.00012359 | 0 | 2.7276 | 2.8433 | 3.0192 | 3.7887 | 4.0308 | 4.4187 | 0.00018257
1654 | 0.0002074 | 0.00012335 | 0 | 2.7075 | 2.8433 | 3.0192 | 3.7477 | 4.0308 | 4.4187 | 0.0001516
1655 | 0.0002189 | 0.00012402 | 0 | 2.6878 | 2.8433 | 3.0192 | 3.7076 | 4.0308 | 4.4187 | 2.6878e-05
1656 | 0.00023135 | 0.00012401 | 0 | 2.6963 | 2.8433 | 3.0192 | 3.7249 | 4.0308 | 4.4187 | 1.0817e-05
1657 | 0.00023801 | 0.00012397 | 0 | 2.7162 | 2.8442 | 3.0192 | 3.7654 | 4.0328 | 4.4187 | 1.2292e-05
1658 | 0.00024428 | 0.00012268 | 0 | 2.7188 | 2.8442 | 3.0192 | 3.7707 | 4.0328 | 4.4187 | 1.6881e-05
1659 | 0.00025152 | 0.00012384 | 0 | 2.7084 | 2.8442 | 3.0192 | 3.7495 | 4.0328 | 4.4187 | 1.2292e-05
1660 | 0.00025727 | 0.0001178 | 0 | 2.7084 | 2.8433 | 3.0192 | 3.7495 | 4.0308 | 4.4187 | 7.2111e-06
1661 | 0.00026246 | 0.00012334 | 0 | 2.7188 | 2.8433 | 3.0192 | 3.7707 | 4.0308 | 4.4187 | 8.0305e-06
1662 | 0.00028193 | 0.00012328 | 0.00072194 | 2.7197 | 2.8433 | 3.0192 | 3.7725 | 4.0308 | 4.4187 | 1.0489e-05
1663 | 0.00024537 | 0.00012308 | 0.0039273 | 2.7767 | 2.8433 | 3.0192 | 3.8904 | 4.0308 | 4.4187 | 0.00067539
1664 | 0.000196 | 0.00012252 | 0.010338 | 2.8353 | 2.8433 | 3.0192 | 4.0137 | 4.0308 | 4.4187 | 9.145e-05
1665 | 0.00018046 | 0.00012362 | 0.018828 | 2.9063 | 2.8433 | 3.0192 | 4.1669 | 4.0308 | 4.4187 | 7.4242e-05
1666 | 0.00017013 | 0.00012284 | 0.022871 | 2.958 | 2.8433 | 3.0192 | 4.281 | 4.0308 | 4.4187 | 9.8989e-05
1667 | 0.00015649 | 0.0001229 | 0.024835 | 3.0213 | 2.8452 | 3.0192 | 4.4235 | 4.0349 | 4.4187 | 9.5547e-05
1668 | 0.00014219 | 0.00012349 | 0.027145 | 3.054 | 2.8452 | 3.0192 | 4.4984 | 4.0349 | 4.4187 | 0.00023518
1669 | 0.00014157 | 0.00012363 | 0.025643 | 3.0952 | 2.8452 | 3.0192 | 4.5943 | 4.0349 | 4.4187 | 0.0001121
1670 | 0.00013086 | 0.00012249 | 0.021312 | 3.1054 | 2.8442 | 3.0192 | 4.6183 | 4.0328 | 4.4187 | 0.00010653
1671 | 0.00012168 | 0.00012314 | 0.012648 | 3.0562 | 2.8442 | 3.0192 | 4.5035 | 4.0328 | 4.4187 | 9.7678e-05
1672 | 0.00012956 | 0.00012309 | 0.0056311 | 3.0332 | 2.8452 | 3.0192 | 4.4507 | 4.0349 | 4.4187 | 8.85e-05
1673 | 0.00012097 | 0.0001232 | 0.0010107 | 2.9715 | 2.8442 | 3.0192 | 4.3111 | 4.0328 | 4.4187 | 7.0308e-05
1674 | 0.00012997 | 0.00012321 | 0 | 2.9223 | 2.8442 | 3.0192 | 4.202 | 4.0328 | 4.4187 | 0.00025829
1675 | 0.00017772 | 0.00012281 | 0 | 2.9063 | 2.8442 | 3.0192 | 4.1669 | 4.0328 | 4.4187 | 0.00028713
1676 | 0.00022491 | 0.00012258 | 0 | 2.8894 | 2.8461 | 3.0192 | 4.1302 | 4.0369 | 4.4187 | 0.00026845
1677 | 0.0002315 | 0.00012145 | 0 | 2.8553 | 2.8461 | 3.0192 | 4.0566 | 4.0369 | 4.4187 | 0.00029566
1678 | 0.00024001 | 0.00012242 | 0 | 2.8343 | 2.8461 | 3.0192 | 4.0117 | 4.0369 | 4.4187 | 7.0472e-06
1679 | 0.00024825 | 0.00012224 | 0 | 2.7932 | 2.8461 | 3.0192 | 3.9248 | 4.0369 | 4.4187 | 1.2456e-05
1680 | 0.00025804 | 0.00012249 | 0 | 2.7868 | 2.8461 | 3.0192 | 3.9113 | 4.0369 | 4.4187 | 1.3603e-05
1681 | 0.0002649 | 0.00012196 | 0 | 2.7923 | 2.8461 | 3.0192 | 3.9229 | 4.0369 | 4.4187 | 1.9667e-05
1682 | 0.00026975 | 0.00012317 | 0 | 2.7951 | 2.8452 | 3.0192 | 3.9287 | 4.0349 | 4.4187 | 1.5406e-05
1683 | 0.0002748 | 0.00012375 | 0 | 2.7542 | 2.8452 | 3.0192 | 3.8435 | 4.0349 | 4.4187 | 2.0978e-05
1684 | 0.00027975 | 0.00012355 | 0 | 2.7569 | 2.8461 | 3.0192 | 3.849 | 4.0369 | 4.4187 | 9.1778e-06
1685 | 0.0002828 | 0.00012186 | 0 | 2.7795 | 2.8461 | 3.0192 | 3.8961 | 4.0369 | 4.4187 | 1.5242e-05
1686 | 0.00029886 | 0.00012299 | 0.00075082 | 2.7587 | 2.8461 | 3.0192 | 3.8527 | 4.0369 | 4.4187 | 1.7536e-05
1687 | 0.00026359 | 0.00012321 | 0.0044471 | 2.7895 | 2.8452 | 3.0192 | 3.9171 | 4.0349 | 4.4187 | 0.000659
1688 | 0.00021415 | 0.0001229 | 0.01184 | 2.8324 | 2.8461 | 3.0192 | 4.0077 | 4.0369 | 4.4187 | 6.9653e-05
1689 | 0.00019117 | 0.00012257 | 0.024892 | 2.8757 | 2.8471 | 3.0192 | 4.1004 | 4.0389 | 4.4187 | 7.7683e-05
1690 | 0.0001761 | 0.00012349 | 0.027029 | 2.9073 | 2.8471 | 3.0192 | 4.1691 | 4.0389 | 4.4187 | 9.2925e-05
1691 | 0.00016928 | 0.00012349 | 0.024835 | 2.9508 | 2.8471 | 3.0192 | 4.265 | 4.0389 | 4.4187 | 0.00010882
1692 | 0.00015764 | 0.00012351 | 0.023737 | 2.9988 | 2.8471 | 3.0192 | 4.3726 | 4.0389 | 4.4187 | 0.00022387
1693 | 0.00015508 | 0.00012367 | 0.02368 | 3.0386 | 2.8471 | 3.0192 | 4.4631 | 4.0389 | 4.4187 | 9.0139e-05
1694 | 0.00014786 | 0.00012356 | 0.02085 | 3.0529 | 2.849 | 3.0192 | 4.4959 | 4.0431 | 4.4187 | 0.00011357
1695 | 0.00012909 | 0.00012263 | 0.015478 | 3.0661 | 2.849 | 3.0192 | 4.5265 | 4.0431 | 4.4187 | 0.0001044
1696 | 0.00013455 | 0.00012323 | 0.0066418 | 3.075 | 2.849 | 3.0192 | 4.5471 | 4.0431 | 4.4187 | 8.6697e-05
1697 | 0.00013686 | 0.00012345 | 0.0010829 | 2.9999 | 2.849 | 3.0192 | 4.375 | 4.0431 | 4.4187 | 8.5222e-05
1698 | 0.00013387 | 0.00012332 | 0 | 2.9253 | 2.849 | 3.0192 | 4.2087 | 4.0431 | 4.4187 | 0.00027222
1699 | 0.00018433 | 0.00012404 | 0 | 2.8689 | 2.848 | 3.0192 | 4.0857 | 4.041 | 4.4187 | 0.00025665
1700 | 0.00021547 | 0.00012346 | 0 | 2.8277 | 2.849 | 3.0192 | 3.9976 | 4.0431 | 4.4187 | 0.00028713
1701 | 0.00022889 | 0.00012278 | 0 | 2.8052 | 2.848 | 3.0192 | 3.9501 | 4.041 | 4.4187 | 0.0002673
1702 | 0.00023445 | 0.00012239 | 0 | 2.7951 | 2.848 | 3.0192 | 3.9287 | 4.041 | 4.4187 | 1.3767e-05
1703 | 0.00024154 | 0.00012336 | 0 | 2.774 | 2.848 | 3.0192 | 3.8847 | 4.041 | 4.4187 | 1.1636e-05
1704 | 0.00025274 | 0.00012303 | 0 | 2.7677 | 2.848 | 3.0192 | 3.8715 | 4.041 | 4.4187 | 9.5055e-06
1705 | 0.00026013 | 0.00012328 | 0 | 2.7453 | 2.85 | 3.0192 | 3.825 | 4.0451 | 4.4187 | 1.6225e-05
1706 | 0.00026535 | 0.00012039 | 0 | 2.7479 | 2.85 | 3.0192 | 3.8305 | 4.0451 | 4.4187 | 1.2947e-05
1707 | 0.00027219 | 0.00012281 | 0 | 2.774 | 2.85 | 3.0192 | 3.8847 | 4.0451 | 4.4187 | 9.9972e-06
1708 | 0.00027815 | 0.00012166 | 0 | 2.7668 | 2.85 | 3.0192 | 3.8696 | 4.0451 | 4.4187 | 1.77e-05
1709 | 0.00028305 | 0.000122 | 0 | 2.7578 | 2.85 | 3.0192 | 3.8509 | 4.0451 | 4.4187 | 1.4422e-05
1710 | 0.00028949 | 0.00012141 | 0.00077007 | 2.7569 | 2.85 | 3.0192 | 3.849 | 4.0451 | 4.4187 | 1.2456e-05
1711 | 0.00026363 | 0.00012275 | 0.0038118 | 2.8108 | 2.8519 | 3.0192 | 3.9619 | 4.0492 | 4.4187 | 0.00061376
1712 | 0.00021509 | 0.00012279 | 0.0092408 | 2.8865 | 2.8519 | 3.0192 | 4.1238 | 4.0492 | 4.4187 | 8.9483e-05
1713 | 0.00019196 | 0.00012243 | 0.02033 | 2.9684 | 2.8519 | 3.0192 | 4.3041 | 4.0492 | 4.4187 | 7.2439e-05
1714 | 0.00017749 | 0.00012351 | 0.023737 | 3.0127 | 2.8528 | 3.0192 | 4.404 | 4.0513 | 4.4187 | 9.3089e-05
1715 | 0.00016867 | 0.00012253 | 0.028242 | 3.0181 | 2.8519 | 3.0192 | 4.4162 | 4.0492 | 4.4187 | 0.00011734
1716 | 0.00015858 | 0.0001236 | 0.025585 | 3.0507 | 2.8519 | 3.0192 | 4.4908 | 4.0492 | 4.4187 | 0.00020666
1717 | 0.00015025 | 0.00012358 | 0.020503 | 3.065 | 2.8528 | 3.0192 | 4.5239 | 4.0513 | 4.4187 | 9.4892e-05
1718 | 0.00013775 | 0.00012349 | 0.014323 | 3.0683 | 2.8519 | 3.0192 | 4.5316 | 4.0492 | 4.4187 | 9.8005e-05
1719 | 0.00012258 | 0.00012242 | 0.01236 | 3.0562 | 2.8519 | 3.0192 | 4.5035 | 4.0492 | 4.4187 | 0.00010014
1720 | 0.00011639 | 0.00012304 | 0.0051258 | 3.043 | 2.8519 | 3.0192 | 4.4732 | 4.0492 | 4.4187 | 0.00010456
1721 | 0.00013909 | 0.00012275 | 0.0010107 | 2.9967 | 2.8538 | 3.0192 | 4.3678 | 4.0533 | 4.4187 | 8.9811e-05
1722 | 0.00012676 | 0.00011924 | 0 | 2.9457 | 2.8538 | 3.0192 | 4.2536 | 4.0533 | 4.4187 | 0.00024272
1723 | 0.00017717 | 0.00012372 | 0 | 2.9033 | 2.8538 | 3.0192 | 4.1604 | 4.0533 | 4.4187 | 0.00028091
1724 | 0.00020418 | 0.00012379 | 0 | 2.8865 | 2.8538 | 3.0192 | 4.1238 | 4.0533 | 4.4187 | 0.00026173
1725 | 0.00021964 | 0.00012174 | 0 | 2.8865 | 2.8538 | 3.0192 | 4.1238 | 4.0533 | 4.4187 | 0.00023764
1726 | 0.00022197 | 0.00012237 | 0 | 2.8914 | 2.8519 | 3.0192 | 4.1345 | 4.0492 | 4.4187 | 1.1308e-05
1727 | 0.00023075 | 0.00012253 | 0 | 2.8515 | 2.8519 | 3.0192 | 4.0484 | 4.0492 | 4.4187 | 8.85e-06
1728 | 0.00024159 | 0.00012254 | 0 | 2.8277 | 2.8538 | 3.0192 | 3.9976 | 4.0533 | 4.4187 | 2.065e-05
1729 | 0.00024752 | 0.00012296 | 0 | 2.8127 | 2.8538 | 3.0192 | 3.9658 | 4.0533 | 4.4187 | 1.9011e-05
1730 | 0.00025335 | 0.0001232 | 0 | 2.8183 | 2.8538 | 3.0192 | 3.9777 | 4.0533 | 4.4187 | 1.8192e-05
1731 | 0.00025905 | 0.00012169 | 0 | 2.8136 | 2.8548 | 3.0192 | 3.9678 | 4.0554 | 4.4187 | 1.0653e-05
1732 | 0.00026393 | 0.00012175 | 0 | 2.7686 | 2.8557 | 3.0192 | 3.8733 | 4.0575 | 4.4187 | 9.1778e-06
1733 | 0.00026735 | 0.00012267 | 0 | 2.7804 | 2.8548 | 3.0192 | 3.898 | 4.0554 | 4.4187 | 5.5722e-06
1734 | 0.00027181 | 0.00012174 | 0.0012995 | 2.8025 | 2.8548 | 3.0192 | 3.9442 | 4.0554 | 4.4187 | 1.5733e-05
1735 | 0.00025038 | 0.0001231 | 0.0076237 | 2.8621 | 2.8548 | 3.0192 | 4.0711 | 4.0554 | 4.4187 | 0.00062458
1736 | 0.00019902 | 0.00012334 | 0.014612 | 2.9426 | 2.8567 | 3.0192 | 4.2468 | 4.0595 | 4.4187 | 7.2111e-05
1737 | 0.00017855 | 0.00012353 | 0.017673 | 3.0074 | 2.8567 | 3.0192 | 4.3918 | 4.0595 | 4.4187 | 8.2108e-05
1738 | 0.00016836 | 0.00012336 | 0.023449 | 3.0717 | 2.8567 | 3.0192 | 4.5394 | 4.0595 | 4.4187 | 9.4728e-05
1739 | 0.00016621 | 0.00012184 | 0.027838 | 3.1134 | 2.8567 | 3.0192 | 4.6371 | 4.0595 | 4.4187 | 8.26e-05
1740 | 0.00016382 | 0.00012339 | 0.030899 | 3.1681 | 2.8567 | 3.0192 | 4.7674 | 4.0595 | 4.4187 | 0.0002201
1741 | 0.00015554 | 0.00012341 | 0.023564 | 3.1788 | 2.8567 | 3.0192 | 4.7932 | 4.0595 | 4.4187 | 0.00010063
1742 | 0.00014201 | 0.00012277 | 0.012129 | 3.1423 | 2.8567 | 3.0192 | 4.7055 | 4.0595 | 4.4187 | 0.00010899
1743 | 0.00013082 | 0.00012265 | 0.0084467 | 3.1599 | 2.8567 | 3.0192 | 4.7475 | 4.0595 | 4.4187 | 8.85e-05
1744 | 0.00011674 | 0.00012202 | 0.0044038 | 3.1435 | 2.8567 | 3.0192 | 4.7083 | 4.0595 | 4.4187 | 7.6044e-05
1745 | 0.00012368 | 0.00012266 | 0.00086633 | 3.0885 | 2.8567 | 3.0192 | 4.5785 | 4.0595 | 4.4187 | 7.965e-05
1746 | 0.00011716 | 0.00012276 | 0 | 3.0474 | 2.8577 | 3.0192 | 4.4832 | 4.0616 | 4.4187 | 0.00025501
1747 | 0.00017231 | 0.00012189 | 0 | 2.983 | 2.8577 | 3.0192 | 4.3369 | 4.0616 | 4.4187 | 0.00026468
1748 | 0.00020788 | 0.00012279 | 0 | 2.9715 | 2.8586 | 3.0192 | 4.3111 | 4.0637 | 4.4187 | 0.00026616
1749 | 0.00022637 | 0.00011852 | 0 | 2.9406 | 2.8586 | 3.0192 | 4.2423 | 4.0637 | 4.4187 | 0.00026157
1750 | 0.00022795 | 0.00012297 | 0 | 2.9284 | 2.8586 | 3.0192 | 4.2154 | 4.0637 | 4.4187 | 8.5222e-06
1751 | 0.00023552 | 0.00012339 | 0 | 2.8934 | 2.8586 | 3.0192 | 4.1388 | 4.0637 | 4.4187 | 1.18e-05
1752 | 0.00024683 | 0.00012208 | 0 | 2.8718 | 2.8586 | 3.0192 | 4.092 | 4.0637 | 4.4187 | 1.4914e-05
1753 | 0.00025452 | 0.0001231 | 0 | 2.8534 | 2.8586 | 3.0192 | 4.0525 | 4.0637 | 4.4187 | 1.6389e-05
1754 | 0.00026479 | 0.00012359 | 0 | 2.8391 | 2.8596 | 3.0192 | 4.0218 | 4.0658 | 4.4187 | 1.1144e-05
1755 | 0.00026957 | 0.00012365 | 0 | 2.8164 | 2.8586 | 3.0192 | 3.9737 | 4.0637 | 4.4187 | 5.4083e-06
1756 | 0.00027385 | 0.00012361 | 0 | 2.8155 | 2.8596 | 3.0192 | 3.9718 | 4.0658 | 4.4187 | 1.0161e-05
1757 | 0.00027977 | 0.00012374 | 0 | 2.7758 | 2.8596 | 3.0192 | 3.8885 | 4.0658 | 4.4187 | 8.3583e-06
1758 | 0.00028604 | 0.00012271 | 0.0015016 | 2.796 | 2.8606 | 3.0192 | 3.9306 | 4.0678 | 4.4187 | 1.8356e-05
1759 | 0.00025697 | 0.000123 | 0.0065696 | 2.8563 | 2.8606 | 3.0192 | 4.0587 | 4.0678 | 4.4187 | 0.00061835
1760 | 0.00021856 | 0.00012313 | 0.01467 | 2.9253 | 2.8635 | 3.0192 | 4.2087 | 4.0741 | 4.4187 | 8.2108e-05
1761 | 0.00019284 | 0.00012334 | 0.020503 | 2.9851 | 2.8635 | 3.0192 | 4.3416 | 4.0741 | 4.4187 | 6.7194e-05
1762 | 0.00017592 | 0.00012275 | 0.025066 | 3.0202 | 2.8635 | 3.0192 | 4.4211 | 4.0741 | 4.4187 | 0.00010784
1763 | 0.00017021 | 0.00012279 | 0.027029 | 3.0321 | 2.8635 | 3.0192 | 4.4482 | 4.0741 | 4.4187 | 9.7022e-05
1764 | 0.00015188 | 0.00012282 | 0.028531 | 3.0683 | 2.8635 | 3.0192 | 4.5316 | 4.0741 | 4.4187 | 0.00022305
1765 | 0.00011903 | 0.00012207 | 0.021023 | 3.1009 | 2.8635 | 3.0192 | 4.6076 | 4.0741 | 4.4187 | 0.00010391
1766 | 0.0001034 | 0.00012186 | 0.018597 | 3.1054 | 2.8635 | 3.0192 | 4.6183 | 4.0741 | 4.4187 | 0.00011095
1767 | 9.0485e-05 | 0.00012166 | 0.011435 | 3.0862 | 2.8635 | 3.0192 | 4.5732 | 4.0741 | 4.4187 | 0.00010554
1768 | 8.1602e-05 | 0.00011383 | 0.0054145 | 2.9799 | 2.8635 | 3.0192 | 4.3298 | 4.0741 | 4.4187 | 8.0305e-05
1769 | 9.4881e-05 | 0.00011653 | 0.0014439 | 2.9294 | 2.8635 | 3.0192 | 4.2176 | 4.0741 | 4.4187 | 8.4239e-05
1770 | 8.0639e-05 | 0.00012119 | 0 | 2.8845 | 2.8635 | 3.0192 | 4.1195 | 4.0741 | 4.4187 | 0.00028746
1771 | 0.00011325 | 0.00012608 | 0 | 2.8372 | 2.8644 | 3.0192 | 4.0178 | 4.0762 | 4.4187 | 0.00026779
1772 | 0.00015966 | 0.00011938 | 0 | 2.8249 | 2.8644 | 3.0192 | 3.9916 | 4.0762 | 4.4187 | 0.0002555
1773 | 0.00018292 | 0.00012195 | 0 | 2.8305 | 2.8644 | 3.0192 | 4.0037 | 4.0762 | 4.4187 | 0.00022912
1774 | 0.00019945 | 0.00012269 | 0 | 2.8192 | 2.8654 | 3.0192 | 3.9797 | 4.0783 | 4.4187 | 1.5242e-05
1775 | 0.00021872 | 0.0001224 | 0 | 2.7822 | 2.8654 | 3.0192 | 3.9018 | 4.0783 | 4.4187 | 1.2292e-05
1776 | 0.00024065 | 0.0001226 | 0 | 2.7731 | 2.8664 | 3.0192 | 3.8828 | 4.0804 | 4.4187 | 1.3111e-05
1777 | 0.0002502 | 0.00012246 | 0 | 2.7623 | 2.8654 | 3.0192 | 3.8602 | 4.0783 | 4.4187 | 2.95e-05
1778 | 0.00025597 | 0.00012313 | 0 | 2.7444 | 2.8654 | 3.0192 | 3.8232 | 4.0783 | 4.4187 | 3.3269e-05
1779 | 0.00026554 | 0.00012068 | 0 | 2.7364 | 2.8664 | 3.0192 | 3.8068 | 4.0804 | 4.4187 | 2.8025e-05
1780 | 0.00027375 | 0.00012291 | 0 | 2.7302 | 2.8683 | 3.0192 | 3.7941 | 4.0845 | 4.4187 | 1.8192e-05
1781 | 0.00028453 | 0.00012222 | 0 | 2.7311 | 2.8673 | 3.0192 | 3.7959 | 4.0824 | 4.4187 | 2.6386e-05
1782 | 0.00029131 | 0.00012189 | 0.0013861 | 2.7417 | 2.8673 | 3.0192 | 3.8177 | 4.0824 | 4.4187 | 2.8025e-05
1783 | 0.00025704 | 0.0001227 | 0.0067862 | 2.7905 | 2.8673 | 3.0192 | 3.919 | 4.0824 | 4.4187 | 0.00062048
1784 | 0.00020966 | 0.00012226 | 0.013861 | 2.8315 | 2.8683 | 3.0192 | 4.0057 | 4.0845 | 4.4187 | 0.00057164
1785 | 0.00019717 | 0.00012312 | 0.021312 | 2.8983 | 2.8673 | 3.0192 | 4.1495 | 4.0824 | 4.4187 | 8.0142e-05
1786 | 0.0001732 | 0.00012268 | 0.031707 | 2.982 | 2.8683 | 3.0192 | 4.3345 | 4.0845 | 4.4187 | 8.0305e-05
1787 | 0.00015081 | 0.00012153 | 0.030206 | 3.043 | 2.8683 | 3.0192 | 4.4732 | 4.0845 | 4.4187 | 8.2108e-05
1788 | 0.00013902 | 0.00012289 | 0.025643 | 3.1089 | 2.8683 | 3.0192 | 4.6263 | 4.0845 | 4.4187 | 8.9975e-05
1789 | 0.00015188 | 0.00012294 | 0.025412 | 3.1295 | 2.8693 | 3.0192 | 4.6751 | 4.0866 | 4.4187 | 8.6369e-05
1790 | 0.00012498 | 0.00012247 | 0.019117 | 3.1272 | 2.8693 | 3.0192 | 4.6697 | 4.0866 | 4.4187 | 9.145e-05
1791 | 0.0001082 | 0.00012251 | 0.01184 | 3.1077 | 2.8683 | 3.0192 | 4.6236 | 4.0845 | 4.4187 | 0.0003363
1792 | 9.8095e-05 | 0.00012206 | 0.0071472 | 3.0573 | 2.8683 | 3.0192 | 4.506 | 4.0845 | 4.4187 | 0.00031663
1793 | 9.3596e-05 | 0.00012165 | 0.0016364 | 3.0191 | 2.8693 | 3.0192 | 4.4186 | 4.0866 | 4.4187 | 5.6542e-05
1794 | 9.7555e-05 | 0.0001202 | 0 | 2.9705 | 2.8693 | 3.0192 | 4.3088 | 4.0866 | 4.4187 | 5.3755e-05
1795 | 0.00013943 | 0.00012018 | 0 | 2.9253 | 2.8703 | 3.0192 | 4.2087 | 4.0887 | 4.4187 | 6.0147e-05
1796 | 0.00019388 | 0.00012379 | 0 | 2.8884 | 2.8693 | 3.0192 | 4.1281 | 4.0866 | 4.4187 | 0.00017766
1797 | 0.00019762 | 0.00012286 | 0 | 2.8515 | 2.8703 | 3.0192 | 4.0484 | 4.0887 | 4.4187 | 0.00020273
1798 | 0.00020609 | 0.00012111 | 0 | 2.8381 | 2.8693 | 3.0192 | 4.0198 | 4.0866 | 4.4187 | 0.00016586
1799 | 0.00021849 | 0.0001207 | 0 | 2.7941 | 2.8703 | 3.0192 | 3.9268 | 4.0887 | 4.4187 | 1.9994e-05
1800 | 0.00023281 | 0.00012185 | 0 | 2.7895 | 2.8703 | 3.0192 | 3.9171 | 4.0887 | 4.4187 | 1.9667e-05
1801 | 0.00024263 | 0.00012244 | 0 | 2.7969 | 2.8703 | 3.0192 | 3.9326 | 4.0887 | 4.4187 | 1.4914e-05
1802 | 0.00024967 | 0.00012192 | 0 | 2.7905 | 2.8703 | 3.0192 | 3.919 | 4.0887 | 4.4187 | 3.4253e-05
1803 | 0.00025658 | 0.00011538 | 0 | 2.784 | 2.8703 | 3.0192 | 3.9056 | 4.0887 | 4.4187 | 3.0811e-05
1804 | 0.00026101 | 0.0001233 | 0 | 2.7767 | 2.8703 | 3.0192 | 3.8904 | 4.0887 | 4.4187 | 2.7861e-05
1805 | 0.00026574 | 0.00012331 | 0 | 2.739 | 2.8703 | 3.0192 | 3.8122 | 4.0887 | 4.4187 | 2.2944e-05
1806 | 0.00027812 | 0.00012137 | 0.0014439 | 2.7515 | 2.8703 | 3.0192 | 3.8379 | 4.0887 | 4.4187 | 4.1136e-05
1807 | 0.00023712 | 0.00012259 | 0.0083745 | 2.809 | 2.8712 | 3.0192 | 3.9579 | 4.0908 | 4.4187 | 0.00061311
1808 | 0.00020949 | 0.00012294 | 0.017789 | 2.8825 | 2.8703 | 3.0192 | 4.1153 | 4.0887 | 4.4187 | 0.00060295
1809 | 0.00016479 | 0.00012259 | 0.027203 | 2.9684 | 2.8712 | 3.0192 | 4.3041 | 4.0908 | 4.4187 | 0.00010686
1810 | 0.00014647 | 0.00012233 | 0.033426 | 3.0343 | 2.8722 | 3.0192 | 4.4532 | 4.0929 | 4.4187 | 9.7514e-05
1811 | 0.00014267 | 0.00012261 | 0.038927 | 3.093 | 2.8722 | 3.0192 | 4.589 | 4.0929 | 4.4187 | 9.4728e-05
1812 | 0.00012944 | 0.00012192 | 0.033498 | 3.1307 | 2.8722 | 3.0192 | 4.6779 | 4.0929 | 4.4187 | 9.9972e-05
1813 | 0.00012614 | 0.00012257 | 0.032112 | 3.0998 | 2.8703 | 3.0192 | 4.6049 | 4.0887 | 4.4187 | 8.9647e-05
1814 | 0.00012385 | 0.00012223 | 0.027607 | 3.1272 | 2.8703 | 3.0192 | 4.6697 | 4.0887 | 4.4187 | 8.4894e-05
1815 | 9.4599e-05 | 0.00012122 | 0.018655 | 3.1353 | 2.8703 | 3.0192 | 4.6889 | 4.0887 | 4.4187 | 0.00030582
1816 | 8.1731e-05 | 0.00012047 | 0.0080279 | 3.1043 | 2.8703 | 3.0192 | 4.6156 | 4.0887 | 4.4187 | 0.00030598
1817 | 7.4351e-05 | 0.00012107 | 0.001877 | 3.0463 | 2.8703 | 3.0192 | 4.4807 | 4.0887 | 4.4187 | 4.0808e-05
1818 | 7.5845e-05 | 0.00012107 | 0 | 2.9757 | 2.8703 | 3.0192 | 4.3204 | 4.0887 | 4.4187 | 4.9494e-05
1819 | 0.00013216 | 0.00012103 | 0 | 2.9033 | 2.8722 | 3.0192 | 4.1604 | 4.0929 | 4.4187 | 3.3925e-05
1820 | 0.00016261 | 0.00012289 | 0 | 2.8718 | 2.8722 | 3.0192 | 4.092 | 4.0929 | 4.4187 | 0.00018241
1821 | 0.00018004 | 0.00012183 | 0 | 2.8381 | 2.8732 | 3.0192 | 4.0198 | 4.095 | 4.4187 | 0.00017339
1822 | 0.00019846 | 0.0001173 | 0 | 2.7932 | 2.8722 | 3.0192 | 3.9248 | 4.0929 | 4.4187 | 0.00019536
1823 | 0.00021333 | 0.00011597 | 0 | 2.7623 | 2.8722 | 3.0192 | 3.8602 | 4.0929 | 4.4187 | 1.3931e-05
1824 | 0.00022356 | 0.00012311 | 0 | 2.7569 | 2.8732 | 3.0192 | 3.849 | 4.095 | 4.4187 | 1.77e-05
1825 | 0.00023943 | 0.00012264 | 0 | 2.7399 | 2.8732 | 3.0192 | 3.814 | 4.095 | 4.4187 | 7.0472e-06
1826 | 0.0002485 | 0.00012029 | 0 | 2.7337 | 2.8732 | 3.0192 | 3.8013 | 4.095 | 4.4187 | 1.3275e-05
1827 | 0.00025788 | 0.00012315 | 0 | 2.7276 | 2.8732 | 3.0192 | 3.7887 | 4.095 | 4.4187 | 8.3583e-06
1828 | 0.0002678 | 0.00012319 | 0 | 2.725 | 2.8732 | 3.0192 | 3.7833 | 4.095 | 4.4187 | 1.2619e-05
1829 | 0.00027816 | 0.00012308 | 0 | 2.7127 | 2.8742 | 3.0192 | 3.7583 | 4.0972 | 4.4187 | 1.5406e-05
1830 | 0.00029228 | 0.00012311 | 0.0029599 | 2.7171 | 2.8751 | 3.0192 | 3.7672 | 4.0993 | 4.4187 | 1.7044e-05
1831 | 0.00025247 | 0.00012231 | 0.0108 | 2.7777 | 2.8751 | 3.0192 | 3.8923 | 4.0993 | 4.4187 | 0.00061704
1832 | 0.00019459 | 0.00012206 | 0.025181 | 2.84 | 2.8751 | 3.0192 | 4.0239 | 4.0993 | 4.4187 | 8.7353e-05
1833 | 0.00016303 | 0.00012205 | 0.033325 | 2.9053 | 2.8751 | 3.0192 | 4.1647 | 4.0993 | 4.4187 | 6.785e-05
1834 | 0.00012559 | 0.00012207 | 0.040197 | 2.9601 | 2.8751 | 3.0192 | 4.2856 | 4.0993 | 4.4187 | 9.8989e-05
1835 | 0.00010029 | 0.00012153 | 0.035736 | 3.0181 | 2.8751 | 3.0192 | 4.4162 | 4.0993 | 4.4187 | 7.6208e-05
1836 | 8.8371e-05 | 0.00012187 | 0.029975 | 3.0784 | 2.8751 | 3.0192 | 4.5549 | 4.0993 | 4.4187 | 0.00021355
1837 | 7.5919e-05 | 0.00012222 | 0.025008 | 3.1238 | 2.8761 | 3.0192 | 4.6615 | 4.1014 | 4.4187 | 8.5386e-05
1838 | 5.9962e-05 | 0.00012032 | 0.022293 | 3.1238 | 2.8761 | 3.0192 | 4.6615 | 4.1014 | 4.4187 | 9.4236e-05
1839 | 5.2113e-05 | 0.00011445 | 0.017327 | 3.1446 | 2.8761 | 3.0192 | 4.7111 | 4.1014 | 4.4187 | 0.00010227
1840 | 6.77e-05 | 0.0001155 | 0.0095296 | 3.1284 | 2.8761 | 3.0192 | 4.6724 | 4.1014 | 4.4187 | 6.2769e-05
1841 | 5.0336e-05 | 0.00012086 | 0.0023102 | 3.0606 | 2.8761 | 3.0192 | 4.5137 | 4.1014 | 4.4187 | 0.00010325
1842 | 6.121e-05 | 0.00012211 | 0 | 2.959 | 2.8761 | 3.0192 | 4.2833 | 4.1014 | 4.4187 | 0.0002496
1843 | 8.0081e-05 | 0.00013236 | 0 | 2.9093 | 2.8761 | 3.0192 | 4.1734 | 4.1014 | 4.4187 | 0.0002755
1844 | 0.00010904 | 0.00012473 | 0 | 2.8796 | 2.8761 | 3.0192 | 4.1089 | 4.1014 | 4.4187 | 0.00029172
1845 | 0.00012247 | 0.00012277 | 0 | 2.8458 | 2.8761 | 3.0192 | 4.0361 | 4.1014 | 4.4187 | 0.00024256
1846 | 0.00014216 | 0.00012292 | 0 | 2.8496 | 2.8771 | 3.0192 | 4.0443 | 4.1035 | 4.4187 | 1.6389e-05
1847 | 0.00016564 | 0.00011975 | 0 | 2.8448 | 2.8771 | 3.0192 | 4.0341 | 4.1035 | 4.4187 | 1.2292e-05
1848 | 0.00018671 | 0.00011777 | 0 | 2.8268 | 2.8771 | 3.0192 | 3.9956 | 4.1035 | 4.4187 | 1.3111e-05
1849 | 0.00020455 | 0.00012208 | 0 | 2.8099 | 2.8771 | 3.0192 | 3.9599 | 4.1035 | 4.4187 | 1.5733e-05
1850 | 0.00021968 | 0.00012286 | 0 | 2.7969 | 2.8771 | 3.0192 | 3.9326 | 4.1035 | 4.4187 | 1.6881e-05
1851 | 0.00023199 | 0.00012311 | 0 | 2.7804 | 2.8771 | 3.0192 | 3.898 | 4.1035 | 4.4187 | 1.7208e-05
1852 | 0.00024256 | 0.00012328 | 0 | 2.7632 | 2.8771 | 3.0192 | 3.8621 | 4.1035 | 4.4187 | 9.9972e-06
1853 | 0.00025062 | 0.00012335 | 0 | 2.7408 | 2.8771 | 3.0192 | 3.8159 | 4.1035 | 4.4187 | 6.0639e-06
1854 | 0.00026123 | 0.00011794 | 0.0034075 | 2.7435 | 2.8771 | 3.0192 | 3.8214 | 4.1035 | 4.4187 | 1.6061e-05
1855 | 0.00023065 | 0.00012174 | 0.013226 | 2.7868 | 2.8771 | 3.0192 | 3.9113 | 4.1035 | 4.4187 | 0.00061278
1856 | 0.00015614 | 0.00012186 | 0.023737 | 2.8553 | 2.8771 | 3.0192 | 4.0566 | 4.1035 | 4.4187 | 8.7025e-05
1857 | 0.00011513 | 0.00012227 | 0.031014 | 2.9446 | 2.8771 | 3.0192 | 4.2513 | 4.1035 | 4.4187 | 9.4728e-05
1858 | 8.6346e-05 | 0.00012114 | 0.034075 | 3.0256 | 2.8771 | 3.0192 | 4.4334 | 4.1035 | 4.4187 | 0.00010882
1859 | 8.034e-05 | 0.00012208 | 0.036963 | 3.084 | 2.8791 | 3.0192 | 4.568 | 4.1077 | 4.4187 | 8.9647e-05
1860 | 7.7308e-05 | 0.00012147 | 0.038465 | 3.1365 | 2.8791 | 3.0192 | 4.6917 | 4.1077 | 4.4187 | 0.00021699
1861 | 7.6248e-05 | 0.00011988 | 0.03783 | 3.1646 | 2.8791 | 3.0192 | 4.7589 | 4.1077 | 4.4187 | 9.5711e-05
1862 | 7.1675e-05 | 0.00011671 | 0.030264 | 3.1824 | 2.8791 | 3.0192 | 4.8019 | 4.1077 | 4.4187 | 0.00010112
1863 | 4.997e-05 | 0.00011564 | 0.02085 | 3.1872 | 2.8781 | 3.0192 | 4.8135 | 4.1056 | 4.4187 | 9.7022e-05
1864 | 3.8427e-05 | 0.00011997 | 0.012417 | 3.1788 | 2.8781 | 3.0192 | 4.7932 | 4.1056 | 4.4187 | 7.5553e-05
1865 | 5.1148e-05 | 0.00012542 | 0.0023102 | 3.1215 | 2.8781 | 3.0192 | 4.656 | 4.1056 | 4.4187 | 7.375e-05
1866 | 4.2365e-05 | 0.00012662 | 0 | 2.9862 | 2.8781 | 3.0192 | 4.344 | 4.1056 | 4.4187 | 0.00026484
1867 | 5.9996e-05 | 0.00013054 | 0 | 2.9274 | 2.8791 | 3.0192 | 4.2131 | 4.1077 | 4.4187 | 0.00023911
1868 | 8.4449e-05 | 0.00013035 | 0 | 2.8621 | 2.8791 | 3.0192 | 4.0711 | 4.1077 | 4.4187 | 0.00024256
1869 | 9.1887e-05 | 0.00012484 | 0 | 2.8448 | 2.8791 | 3.0192 | 4.0341 | 4.1077 | 4.4187 | 0.00024665
1870 | 0.00010499 | 0.0001202 | 0 | 2.8174 | 2.88 | 3.0192 | 3.9757 | 4.1098 | 4.4187 | 1.3931e-05
1871 | 0.00012576 | 0.00012389 | 0 | 2.8062 | 2.881 | 3.0192 | 3.9521 | 4.112 | 4.4187 | 1.5406e-05
1872 | 0.00015134 | 0.00012335 | 0 | 2.7859 | 2.881 | 3.0192 | 3.9094 | 4.112 | 4.4187 | 1.0161e-05
1873 | 0.00016836 | 0.00012403 | 0 | 2.7668 | 2.881 | 3.0192 | 3.8696 | 4.112 | 4.4187 | 1.0161e-05
1874 | 0.00018432 | 0.00012247 | 0 | 2.784 | 2.88 | 3.0192 | 3.9056 | 4.1098 | 4.4187 | 8.6861e-06
1875 | 0.00019973 | 0.00012426 | 0 | 2.785 | 2.88 | 3.0192 | 3.9075 | 4.1098 | 4.4187 | 1.1964e-05
1876 | 0.00021323 | 0.00012422 | 0 | 2.7641 | 2.88 | 3.0192 | 3.864 | 4.1098 | 4.4187 | 1.9339e-05
1877 | 0.00022652 | 0.00012405 | 0 | 2.7497 | 2.88 | 3.0192 | 3.8342 | 4.1098 | 4.4187 | 1.8192e-05
1878 | 0.00024147 | 0.00012353 | 0.0028878 | 2.7399 | 2.88 | 3.0192 | 3.814 | 4.1098 | 4.4187 | 2.1142e-05
1879 | 0.00020767 | 0.00012218 | 0.011609 | 2.8006 | 2.881 | 3.0192 | 3.9403 | 4.112 | 4.4187 | 0.00064769
1880 | 0.000146 | 0.00012277 | 0.023506 | 2.866 | 2.883 | 3.0192 | 4.0795 | 4.1162 | 4.4187 | 7.9978e-05
1881 | 0.00011683 | 0.00012247 | 0.031996 | 2.9406 | 2.883 | 3.0192 | 4.2423 | 4.1162 | 4.4187 | 8.3092e-05
1882 | 9.6417e-05 | 0.00012112 | 0.036097 | 3.0031 | 2.883 | 3.0192 | 4.3822 | 4.1162 | 4.4187 | 9.5711e-05
1883 | 0.00010386 | 0.00012191 | 0.045453 | 3.0739 | 2.883 | 3.0192 | 4.5446 | 4.1162 | 4.4187 | 0.00010243
1884 | 9.0812e-05 | 0.00012308 | 0.037136 | 3.118 | 2.883 | 3.0192 | 4.6479 | 4.1162 | 4.4187 | 0.00023076
1885 | 9.0415e-05 | 0.00012378 | 0.036241 | 3.118 | 2.884 | 3.0192 | 4.6479 | 4.1183 | 4.4187 | 8.6861e-05
1886 | 8.2774e-05 | 0.00012369 | 0.02778 | 3.0998 | 2.884 | 3.0192 | 4.6049 | 4.1183 | 4.4187 | 9.1942e-05
1887 | 7.2536e-05 | 0.00012029 | 0.020561 | 3.0518 | 2.884 | 3.0192 | 4.4933 | 4.1183 | 4.4187 | 9.9644e-05
1888 | 8.108e-05 | 0.00011846 | 0.010627 | 3.0518 | 2.884 | 3.0192 | 4.4933 | 4.1183 | 4.4187 | 8.8664e-05
1889 | 7.2878e-05 | 0.0001242 | 0.0028156 | 3.0256 | 2.8849 | 3.0192 | 4.4334 | 4.1205 | 4.4187 | 5.7525e-05
1890 | 6.8113e-05 | 0.00012499 | 0 | 2.9788 | 2.8849 | 3.0192 | 4.3275 | 4.1205 | 4.4187 | 0.00028812
1891 | 9.7841e-05 | 0.00012731 | 0 | 2.9133 | 2.8859 | 3.0192 | 4.1822 | 4.1226 | 4.4187 | 0.00024616
1892 | 0.00013088 | 0.00012447 | 0 | 2.8708 | 2.8849 | 3.0192 | 4.0899 | 4.1205 | 4.4187 | 0.00028631
1893 | 0.00014945 | 0.00012424 | 0 | 2.84 | 2.8849 | 3.0192 | 4.0239 | 4.1205 | 4.4187 | 0.00027632
1894 | 0.00016715 | 0.00012407 | 0 | 2.8025 | 2.8849 | 3.0192 | 3.9442 | 4.1205 | 4.4187 | 1.6389e-05
1895 | 0.00017962 | 0.00012371 | 0 | 2.7895 | 2.8859 | 3.0192 | 3.9171 | 4.1226 | 4.4187 | 1.3275e-05
1896 | 0.00019403 | 0.00012167 | 0 | 2.7749 | 2.8859 | 3.0192 | 3.8866 | 4.1226 | 4.4187 | 1.3603e-05
1897 | 0.00020539 | 0.00012179 | 0 | 2.7587 | 2.8859 | 3.0192 | 3.8527 | 4.1226 | 4.4187 | 1.0489e-05
1898 | 0.00021401 | 0.00012278 | 0 | 2.7569 | 2.8869 | 3.0192 | 3.849 | 4.1247 | 4.4187 | 1.3767e-05
1899 | 0.00022056 | 0.00012267 | 0 | 2.7497 | 2.8879 | 3.0192 | 3.8342 | 4.1269 | 4.4187 | 7.5389e-06
1900 | 0.000229 | 0.00012282 | 0 | 2.7382 | 2.8879 | 3.0192 | 3.8104 | 4.1269 | 4.4187 | 8.1944e-06
1901 | 0.00023869 | 0.00012285 | 0 | 2.7382 | 2.8879 | 3.0192 | 3.8104 | 4.1269 | 4.4187 | 1.1308e-05
1902 | 0.00026666 | 0.00012185 | 0.0037541 | 2.7293 | 2.8879 | 3.0192 | 3.7923 | 4.1269 | 4.4187 | 1.2783e-05
1903 | 0.00022201 | 0.0001214 | 0.010049 | 2.7951 | 2.8879 | 3.0192 | 3.9287 | 4.1269 | 4.4187 | 0.0006549
1904 | 0.00017318 | 0.0001221 | 0.020156 | 2.866 | 2.8879 | 3.0192 | 4.0795 | 4.1269 | 4.4187 | 7.2603e-05
1905 | 0.00015127 | 0.00012221 | 0.029282 | 2.9385 | 2.8879 | 3.0192 | 4.2378 | 4.1269 | 4.4187 | 8.8336e-05
1906 | 0.00010949 | 0.00012105 | 0.029744 | 2.9642 | 2.8889 | 3.0192 | 4.2948 | 4.129 | 4.4187 | 9.2105e-05
1907 | 9.9309e-05 | 0.00012157 | 0.036819 | 3.031 | 2.8889 | 3.0192 | 4.4457 | 4.129 | 4.4187 | 9.8333e-05
1908 | 9.8696e-05 | 0.00012229 | 0.039158 | 3.0518 | 2.8889 | 3.0192 | 4.4933 | 4.129 | 4.4187 | 0.0002165
1909 | 9.6122e-05 | 0.00012197 | 0.035866 | 3.0683 | 2.8899 | 3.0192 | 4.5316 | 4.1312 | 4.4187 | 7.5717e-05
1910 | 7.725e-05 | 0.0001206 | 0.0283 | 3.084 | 2.8899 | 3.0192 | 4.568 | 4.1312 | 4.4187 | 8.9155e-05
1911 | 6.5176e-05 | 0.00012081 | 0.018135 | 3.0784 | 2.8899 | 3.0192 | 4.5549 | 4.1312 | 4.4187 | 9.2925e-05
1912 | 5.7276e-05 | 0.00011975 | 0.010396 | 3.054 | 2.8899 | 3.0192 | 4.4984 | 4.1312 | 4.4187 | 6.6539e-05
1913 | 5.6162e-05 | 0.00011858 | 0.0027434 | 3.0127 | 2.8909 | 3.0192 | 4.404 | 4.1333 | 4.4187 | 5.5722e-05
1914 | 5.8555e-05 | 0.00012224 | 0 | 2.9426 | 2.8909 | 3.0192 | 4.2468 | 4.1333 | 4.4187 | 0.00028287
1915 | 0.00011373 | 0.00012552 | 0 | 2.8845 | 2.8909 | 3.0192 | 4.1195 | 4.1333 | 4.4187 | 0.00025517
1916 | 0.00015087 | 0.0001212 | 0 | 2.841 | 2.8918 | 3.0192 | 4.0259 | 4.1355 | 4.4187 | 0.0002673
1917 | 0.00017621 | 0.00012256 | 0 | 2.8221 | 2.8918 | 3.0192 | 3.9857 | 4.1355 | 4.4187 | 0.00024403
1918 | 0.00018674 | 0.00012291 | 0 | 2.8183 | 2.8918 | 3.0192 | 3.9777 | 4.1355 | 4.4187 | 1.3275e-05
1919 | 0.00018699 | 0.00012248 | 0 | 2.8015 | 2.8918 | 3.0192 | 3.9423 | 4.1355 | 4.4187 | 1.8847e-05
1920 | 0.00019804 | 0.0001228 | 0 | 2.8287 | 2.8918 | 3.0192 | 3.9996 | 4.1355 | 4.4187 | 1.18e-05
1921 | 0.00020972 | 0.00012276 | 0 | 2.8239 | 2.8928 | 3.0192 | 3.9896 | 4.1376 | 4.4187 | 1.4258e-05
1922 | 0.00021426 | 0.00012199 | 0 | 2.8099 | 2.8928 | 3.0192 | 3.9599 | 4.1376 | 4.4187 | 9.5055e-06
1923 | 0.00021943 | 0.00012229 | 0 | 2.8146 | 2.8928 | 3.0192 | 3.9698 | 4.1376 | 4.4187 | 1.6717e-05
1924 | 0.00022596 | 0.00012286 | 0 | 2.8127 | 2.8928 | 3.0192 | 3.9658 | 4.1376 | 4.4187 | 1.2783e-05
1925 | 0.00023343 | 0.00012058 | 7.2194e-05 | 2.796 | 2.8928 | 3.0192 | 3.9306 | 4.1376 | 4.4187 | 1.2292e-05
1926 | 0.00026023 | 0.00012141 | 0.0043316 | 2.7988 | 2.8928 | 3.0192 | 3.9365 | 4.1376 | 4.4187 | 1.3111e-05
1927 | 0.00022201 | 0.00012162 | 0.015421 | 2.8372 | 2.8928 | 3.0192 | 4.0178 | 4.1376 | 4.4187 | 0.00058885
1928 | 0.00015501 | 0.00012181 | 0.027434 | 2.8983 | 2.8928 | 3.0192 | 4.1495 | 4.1376 | 4.4187 | 8.5386e-05
1929 | 0.00012475 | 0.00012186 | 0.037772 | 2.9467 | 2.8928 | 3.0192 | 4.2559 | 4.1376 | 4.4187 | 8.3911e-05
1930 | 9.1409e-05 | 0.00012105 | 0.044702 | 3.0063 | 2.8938 | 3.0192 | 4.3894 | 4.1398 | 4.4187 | 0.00010686
1931 | 7.8867e-05 | 0.00012113 | 0.040313 | 3.0202 | 2.8938 | 3.0192 | 4.4211 | 4.1398 | 4.4187 | 9.5547e-05
1932 | 6.8107e-05 | 0.00012202 | 0.034884 | 3.0551 | 2.8948 | 3.0192 | 4.5009 | 4.1419 | 4.4187 | 0.00020896
1933 | 6.7063e-05 | 0.00012171 | 0.031939 | 3.0851 | 2.8948 | 3.0192 | 4.5706 | 4.1419 | 4.4187 | 7.9486e-05
1934 | 5.6936e-05 | 0.00012171 | 0.023968 | 3.1043 | 2.8948 | 3.0192 | 4.6156 | 4.1419 | 4.4187 | 0.00011243
1935 | 4.3961e-05 | 0.00012133 | 0.018655 | 3.0975 | 2.8948 | 3.0192 | 4.5996 | 4.1419 | 4.4187 | 9.3089e-05
1936 | 3.5339e-05 | 0.00012063 | 0.0098184 | 3.0828 | 2.8948 | 3.0192 | 4.5654 | 4.1419 | 4.4187 | 8.8172e-05
1937 | 3.9876e-05 | 0.00012125 | 0.0025268 | 3.0441 | 2.8958 | 3.0192 | 4.4757 | 4.1441 | 4.4187 | 7.8175e-05
1938 | 5.3717e-05 | 0.00012108 | 0 | 2.982 | 2.8958 | 3.0192 | 4.3345 | 4.1441 | 4.4187 | 0.00026058
1939 | 8.3369e-05 | 0.0001206 | 0 | 2.9133 | 2.8948 | 3.0192 | 4.1822 | 4.1419 | 4.4187 | 0.00025059
1940 | 0.00010771 | 0.00012266 | 0 | 2.8708 | 2.8948 | 3.0192 | 4.0899 | 4.1419 | 4.4187 | 0.00025665
1941 | 0.00012533 | 0.00012154 | 0 | 2.8611 | 2.8958 | 3.0192 | 4.0691 | 4.1441 | 4.4187 | 0.00028222
1942 | 0.00014424 | 0.00012229 | 0 | 2.8438 | 2.8968 | 3.0192 | 4.032 | 4.1462 | 4.4187 | 1.1964e-05
1943 | 0.00015352 | 0.00012062 | 0 | 2.8099 | 2.8968 | 3.0192 | 3.9599 | 4.1462 | 4.4187 | 1.7864e-05
1944 | 0.00016661 | 0.00011821 | 0 | 2.7777 | 2.8968 | 3.0192 | 3.8923 | 4.1462 | 4.4187 | 1.9667e-05
1945 | 0.00017338 | 0.00012242 | 0 | 2.7533 | 2.8968 | 3.0192 | 3.8416 | 4.1462 | 4.4187 | 2.5403e-05
1946 | 0.00017662 | 0.00012268 | 0 | 2.7241 | 2.8968 | 3.0192 | 3.7815 | 4.1462 | 4.4187 | 4.1464e-05
1947 | 0.0001818 | 0.00011735 | 0 | 2.7188 | 2.8968 | 3.0192 | 3.7707 | 4.1462 | 4.4187 | 2.2125e-05
1948 | 0.0001871 | 0.00012247 | 0 | 2.7285 | 2.8968 | 3.0192 | 3.7905 | 4.1462 | 4.4187 | 3.5072e-05
1949 | 0.00019511 | 0.00012267 | 0.00011551 | 2.7258 | 2.8978 | 3.0192 | 3.7851 | 4.1484 | 4.4187 | 1.9667e-05
1950 | 0.00021167 | 0.00012215 | 0.0029599 | 2.7171 | 2.8978 | 3.0192 | 3.7672 | 4.1484 | 4.4187 | 2.4583e-05
1951 | 0.00018164 | 0.00012107 | 0.0092408 | 2.7951 | 2.8978 | 3.0192 | 3.9287 | 4.1484 | 4.4187 | 0.00064507
1952 | 0.00014128 | 0.00012154 | 0.015652 | 2.864 | 2.8978 | 3.0192 | 4.0753 | 4.1484 | 4.4187 | 0.00058246
1953 | 0.00010769 | 0.00012174 | 0.03165 | 2.9549 | 2.8978 | 3.0192 | 4.2741 | 4.1484 | 4.4187 | 8.6697e-05
1954 | 9.5084e-05 | 0.00012164 | 0.036458 | 3.031 | 2.8968 | 3.0192 | 4.4457 | 4.1462 | 4.4187 | 6.2442e-05
1955 | 8.7887e-05 | 0.00012219 | 0.03487 | 3.0739 | 2.8978 | 3.0192 | 4.5446 | 4.1484 | 4.4187 | 9.5383e-05
1956 | 8.9608e-05 | 0.00012114 | 0.032271 | 3.1388 | 2.8978 | 3.0192 | 4.6972 | 4.1484 | 4.4187 | 8.4075e-05
1957 | 0.00010833 | 0.00012111 | 0.03165 | 3.2005 | 2.8978 | 3.0192 | 4.8456 | 4.1484 | 4.4187 | 8.3419e-05
1958 | 8.1057e-05 | 0.00012145 | 0.030264 | 3.2102 | 2.8988 | 3.0192 | 4.8693 | 4.1506 | 4.4187 | 9.358e-05
1959 | 6.0708e-05 | 0.00012122 | 0.02495 | 3.2138 | 2.8988 | 3.0192 | 4.8783 | 4.1506 | 4.4187 | 0.00028877
1960 | 6.0115e-05 | 0.00012054 | 0.011147 | 3.1812 | 2.8988 | 3.0192 | 4.799 | 4.1506 | 4.4187 | 0.00030975
1961 | 4.4293e-05 | 0.00012142 | 0.0028156 | 3.1295 | 2.8998 | 3.0192 | 4.6751 | 4.1527 | 4.4187 | 4.4578e-05
1962 | 5.426e-05 | 0.0001215 | 0 | 3.0256 | 2.9008 | 3.0192 | 4.4334 | 4.1549 | 4.4187 | 6.7522e-05
1963 | 0.00010335 | 0.00011966 | 0 | 2.9213 | 2.9008 | 3.0192 | 4.1998 | 4.1549 | 4.4187 | 4.0644e-05
1964 | 0.00014985 | 0.00012304 | 0 | 2.8875 | 2.9008 | 3.0192 | 4.1259 | 4.1549 | 4.4187 | 0.00018683
1965 | 0.00016948 | 0.00012183 | 0 | 2.9103 | 2.9008 | 3.0192 | 4.1756 | 4.1549 | 4.4187 | 0.00017356
1966 | 0.00018082 | 0.00012198 | 0 | 2.8718 | 2.9008 | 3.0192 | 4.092 | 4.1549 | 4.4187 | 0.00017618
1967 | 0.00019042 | 0.00012245 | 0 | 2.8496 | 2.9008 | 3.0192 | 4.0443 | 4.1549 | 4.4187 | 2.7697e-05
1968 | 0.00019885 | 0.00012109 | 0 | 2.8277 | 2.8998 | 3.0192 | 3.9976 | 4.1527 | 4.4187 | 2.6222e-05
1969 | 0.00020636 | 0.00012108 | 0 | 2.8015 | 2.9008 | 3.0192 | 3.9423 | 4.1549 | 4.4187 | 4.048e-05
1970 | 0.00021308 | 0.00012236 | 0 | 2.7859 | 2.9008 | 3.0192 | 3.9094 | 4.1549 | 4.4187 | 2.4747e-05
1971 | 0.00022245 | 0.00012237 | 0 | 2.7804 | 2.9008 | 3.0192 | 3.898 | 4.1549 | 4.4187 | 2.5075e-05
1972 | 0.00023199 | 0.00012108 | 0 | 2.7641 | 2.9008 | 3.0192 | 3.864 | 4.1549 | 4.4187 | 3.0647e-05
1973 | 0.0002627 | 0.00012067 | 7.2194e-05 | 2.765 | 2.9008 | 3.0192 | 3.8658 | 4.1549 | 4.4187 | 1.6553e-05
1974 | 0.00025685 | 0.00011989 | 0.0032487 | 2.7677 | 2.9008 | 3.0192 | 3.8715 | 4.1549 | 4.4187 | 2.7206e-05
1975 | 0.00022217 | 0.00012162 | 0.010223 | 2.841 | 2.9018 | 3.0192 | 4.0259 | 4.1571 | 4.4187 | 0.00064687
1976 | 0.00016562 | 0.00012207 | 0.018886 | 2.8816 | 2.9028 | 3.0192 | 4.1131 | 4.1592 | 4.4187 | 0.00060016
1977 | 0.00014096 | 0.0001218 | 0.030264 | 2.9023 | 2.9028 | 3.0192 | 4.1582 | 4.1592 | 4.4187 | 8.8664e-05
1978 | 0.00011648 | 0.00012202 | 0.032848 | 2.9621 | 2.9028 | 3.0192 | 4.2902 | 4.1592 | 4.4187 | 8.555e-05
1979 | 0.0001082 | 0.00011957 | 0.03962 | 2.9967 | 2.9028 | 3.0192 | 4.3678 | 4.1592 | 4.4187 | 9.063e-05
1980 | 0.00010505 | 0.00012075 | 0.039504 | 3.0364 | 2.9018 | 3.0192 | 4.4582 | 4.1571 | 4.4187 | 0.00010309
1981 | 0.00010673 | 0.00012102 | 0.039042 | 3.0828 | 2.9028 | 3.0192 | 4.5654 | 4.1592 | 4.4187 | 9.9317e-05
1982 | 0.00010794 | 0.00012245 | 0.038118 | 3.1146 | 2.9038 | 3.0192 | 4.6398 | 4.1614 | 4.4187 | 9.5711e-05
1983 | 8.0197e-05 | 0.00012155 | 0.02443 | 3.0672 | 2.9038 | 3.0192 | 4.5291 | 4.1614 | 4.4187 | 0.00033909
1984 | 7.038e-05 | 0.00012176 | 0.01184 | 3.0672 | 2.9038 | 3.0192 | 4.5291 | 4.1614 | 4.4187 | 0.00032548
1985 | 6.9012e-05 | 0.00012206 | 0.0026712 | 3.0419 | 2.9038 | 3.0192 | 4.4707 | 4.1614 | 4.4187 | 3.9661e-05
1986 | 7.1336e-05 | 0.00012187 | 0 | 2.9314 | 2.9038 | 3.0192 | 4.2221 | 4.1614 | 4.4187 | 5.0642e-05
1987 | 0.00010427 | 0.00011382 | 0 | 2.8592 | 2.9038 | 3.0192 | 4.0649 | 4.1614 | 4.4187 | 4.3267e-05
1988 | 0.00013985 | 0.00012287 | 0 | 2.8315 | 2.9048 | 3.0192 | 4.0057 | 4.1636 | 4.4187 | 0.00016438
1989 | 0.0001505 | 0.00012129 | 0 | 2.8202 | 2.9048 | 3.0192 | 3.9817 | 4.1636 | 4.4187 | 0.00021633
1990 | 0.00015269 | 0.00011944 | 0 | 2.7822 | 2.9048 | 3.0192 | 3.9018 | 4.1636 | 4.4187 | 0.00016733
1991 | 0.00016948 | 0.00012231 | 0 | 2.774 | 2.9048 | 3.0192 | 3.8847 | 4.1636 | 4.4187 | 2.4911e-05
1992 | 0.00018328 | 0.00012185 | 0 | 2.7641 | 2.9048 | 3.0192 | 3.864 | 4.1636 | 4.4187 | 1.9667e-05
1993 | 0.00019008 | 0.00012243 | 0 | 2.7426 | 2.9057 | 3.0192 | 3.8195 | 4.1658 | 4.4187 | 1.1144e-05
1994 | 0.00020116 | 0.00012211 | 0 | 2.7435 | 2.9057 | 3.0192 | 3.8214 | 4.1658 | 4.4187 | 1.2128e-05
1995 | 0.00021247 | 0.00012146 | 0 | 2.7215 | 2.9067 | 3.0192 | 3.7761 | 4.1679 | 4.4187 | 1.3767e-05
1996 | 0.00021738 | 0.00012203 | 0 | 2.7119 | 2.9067 | 3.0192 | 3.7565 | 4.1679 | 4.4187 | 1.2456e-05
1997 | 0.00023649 | 0.00012021 | 0.00014439 | 2.7015 | 2.9077 | 3.0192 | 3.7354 | 4.1701 | 4.4187 | 9.6694e-06
1998 | 0.00022422 | 0.00012171 | 0.0036819 | 2.7171 | 2.9067 | 3.0192 | 3.7672 | 4.1679 | 4.4187 | 1.1472e-05
1999 | 0.00019107 | 0.00012174 | 0.012302 | 2.8249 | 2.9067 | 3.0192 | 3.9916 | 4.1679 | 4.4187 | 0.00068243
2000 | 0.00014569 | 0.00012196 | 0.021947 | 2.9113 | 2.9067 | 3.0192 | 4.1778 | 4.1679 | 4.4187 | 6.0475e-05
2001 | 0.00012661 | 0.00012078 | 0.030206 | 2.9642 | 2.9067 | 3.0192 | 4.2948 | 4.1679 | 4.4187 | 8.1617e-05
2002 | 9.9289e-05 | 0.00012186 | 0.035173 | 3.0202 | 2.9067 | 3.0192 | 4.4211 | 4.1679 | 4.4187 | 9.5547e-05
2003 | 8.5275e-05 | 0.0001214 | 0.042796 | 3.0896 | 2.9067 | 3.0192 | 4.5811 | 4.1679 | 4.4187 | 0.00010128
2004 | 7.643e-05 | 0.00012048 | 0.042046 | 3.0862 | 2.9067 | 3.0192 | 4.5732 | 4.1679 | 4.4187 | 0.00021748
2005 | 7.217e-05 | 0.00012208 | 0.037079 | 3.1009 | 2.9077 | 3.0192 | 4.6076 | 4.1701 | 4.4187 | 0.00010194
2006 | 5.8695e-05 | 0.00012135 | 0.03061 | 3.1411 | 2.9087 | 3.0192 | 4.7027 | 4.1723 | 4.4187 | 9.1286e-05
2007 | 3.8381e-05 | 0.00012054 | 0.024026 | 3.1634 | 2.9077 | 3.0192 | 4.756 | 4.1701 | 4.4187 | 0.00010243
2008 | 4.5563e-05 | 0.00011948 | 0.014265 | 3.1587 | 2.9077 | 3.0192 | 4.7447 | 4.1701 | 4.4187 | 9.0139e-05
2009 | 3.6351e-05 | 0.00012082 | 0.0045049 | 3.0986 | 2.9077 | 3.0192 | 4.6023 | 4.1701 | 4.4187 | 7.9814e-05
2010 | 3.8496e-05 | 0.00012099 | 0 | 2.9705 | 2.9077 | 3.0192 | 4.3088 | 4.1701 | 4.4187 | 0.00022813
2011 | 7.6669e-05 | 0.00012147 | 0 | 2.8865 | 2.9077 | 3.0192 | 4.1238 | 4.1701 | 4.4187 | 0.00021371
2012 | 0.00010852 | 0.000122 | 0 | 2.8525 | 2.9077 | 3.0192 | 4.0505 | 4.1701 | 4.4187 | 0.00025649
2013 | 0.00012757 | 0.00012234 | 0 | 2.8164 | 2.9087 | 3.0192 | 3.9737 | 4.1723 | 4.4187 | 0.00025386
2014 | 0.00014666 | 0.00012245 | 0 | 2.8118 | 2.9087 | 3.0192 | 3.9639 | 4.1723 | 4.4187 | 1.4586e-05
2015 | 0.00015988 | 0.00012201 | 0 | 2.7877 | 2.9087 | 3.0192 | 3.9133 | 4.1723 | 4.4187 | 9.6694e-06
2016 | 0.0001744 | 0.0001215 | 0 | 2.7578 | 2.9097 | 3.0192 | 3.8509 | 4.1745 | 4.4187 | 1.2128e-05
2017 | 0.00018016 | 0.00011928 | 0 | 2.747 | 2.9087 | 3.0192 | 3.8287 | 4.1723 | 4.4187 | 1.3439e-05
2018 | 0.00018927 | 0.00012166 | 0 | 2.7453 | 2.9087 | 3.0192 | 3.825 | 4.1723 | 4.4187 | 2.2781e-05
2019 | 0.00019436 | 0.00012124 | 0 | 2.7364 | 2.9087 | 3.0192 | 3.8068 | 4.1723 | 4.4187 | 7.5389e-06
2020 | 0.00020128 | 0.00012216 | 0 | 2.7136 | 2.9087 | 3.0192 | 3.7601 | 4.1723 | 4.4187 | 1.0161e-05
2021 | 0.00022123 | 0.00012235 | 0.00028878 | 2.6998 | 2.9087 | 3.0192 | 3.7319 | 4.1723 | 4.4187 | 9.6694e-06
2022 | 0.00021665 | 0.00012059 | 0.0044038 | 2.7153 | 2.9087 | 3.0192 | 3.7636 | 4.1723 | 4.4187 | 2.0486e-05
2023 | 0.00018045 | 0.00012144 | 0.012995 | 2.8071 | 2.9097 | 3.0192 | 3.954 | 4.1745 | 4.4187 | 0.00066342
2024 | 0.00012565 | 0.000121 | 0.02264 | 2.8718 | 2.9097 | 3.0192 | 4.092 | 4.1745 | 4.4187 | 7.6208e-05
2025 | 0.00010464 | 0.00012182 | 0.033305 | 2.9508 | 2.9097 | 3.0192 | 4.265 | 4.1745 | 4.4187 | 9.5219e-05
2026 | 9.2896e-05 | 0.00012162 | 0.043143 | 3.0202 | 2.9107 | 3.0192 | 4.4211 | 4.1767 | 4.4187 | 9.5547e-05
2027 | 9.0348e-05 | 0.00012229 | 0.045395 | 3.0918 | 2.9107 | 3.0192 | 4.5864 | 4.1767 | 4.4187 | 9.1122e-05
2028 | 7.9979e-05 | 0.00012096 | 0.046262 | 3.1192 | 2.9117 | 3.0192 | 4.6506 | 4.1789 | 4.4187 | 0.00020929
2029 | 7.8967e-05 | 0.00012175 | 0.039562 | 3.1776 | 2.9107 | 3.0192 | 4.7903 | 4.1767 | 4.4187 | 0.00010571
2030 | 7.051e-05 | 0.00012095 | 0.035952 | 3.147 | 2.9107 | 3.0192 | 4.7166 | 4.1767 | 4.4187 | 8.3911e-05
2031 | 5.3811e-05 | 0.00011882 | 0.027549 | 3.18 | 2.9107 | 3.0192 | 4.7961 | 4.1767 | 4.4187 | 8.4567e-05
2032 | 4.6605e-05 | 0.00011869 | 0.013572 | 3.1634 | 2.9107 | 3.0192 | 4.756 | 4.1767 | 4.4187 | 8.2436e-05
2033 | 6.8259e-05 | 0.00012051 | 0.0054867 | 3.1435 | 2.9107 | 3.0192 | 4.7083 | 4.1767 | 4.4187 | 6.8669e-05
2034 | 5.994e-05 | 0.00012009 | 0.00011551 | 3.0191 | 2.9107 | 3.0192 | 4.4186 | 4.1767 | 4.4187 | 0.00025616
2035 | 9.4123e-05 | 0.00012259 | 0 | 2.9498 | 2.9107 | 3.0192 | 4.2627 | 4.1767 | 4.4187 | 0.0002814
2036 | 0.0001346 | 0.00012026 | 0 | 2.8904 | 2.9117 | 3.0192 | 4.1323 | 4.1789 | 4.4187 | 0.0002301
2037 | 0.00014943 | 0.00012191 | 0 | 2.8505 | 2.9117 | 3.0192 | 4.0463 | 4.1789 | 4.4187 | 0.00026271
2038 | 0.00016009 | 0.00012216 | 0 | 2.8052 | 2.9117 | 3.0192 | 3.9501 | 4.1789 | 4.4187 | 1.5897e-05
2039 | 0.00016734 | 0.00012183 | 0 | 2.8052 | 2.9117 | 3.0192 | 3.9501 | 4.1789 | 4.4187 | 1.0325e-05
2040 | 0.00017696 | 0.00012163 | 0 | 2.7695 | 2.9107 | 3.0192 | 3.8752 | 4.1767 | 4.4187 | 8.3583e-06
2041 | 0.00019161 | 0.00012044 | 0 | 2.7596 | 2.9107 | 3.0192 | 3.8546 | 4.1767 | 4.4187 | 5.0805e-06
2042 | 0.00020315 | 0.00011986 | 0 | 2.7497 | 2.9107 | 3.0192 | 3.8342 | 4.1767 | 4.4187 | 1.3767e-05
2043 | 0.00020519 | 0.00012186 | 0 | 2.7444 | 2.9117 | 3.0192 | 3.8232 | 4.1789 | 4.4187 | 1.2292e-05
2044 | 0.00021053 | 0.00012214 | 0 | 2.711 | 2.9117 | 3.0192 | 3.7548 | 4.1789 | 4.4187 | 1.5897e-05
2045 | 0.00021116 | 0.00012229 | 0.00011551 | 2.7058 | 2.9117 | 3.0192 | 3.7442 | 4.1789 | 4.4187 | 1.6061e-05
2046 | 0.00022791 | 0.00012143 | 0.0031765 | 2.7329 | 2.9117 | 3.0192 | 3.7995 | 4.1789 | 4.4187 | 2.4583e-05
2047 | 0.00020028 | 0.0001211 | 0.0090675 | 2.8211 | 2.9117 | 3.0192 | 3.9837 | 4.1789 | 4.4187 | 0.00061147
2048 | 0.00014461 | 0.00012082 | 0.013977 | 2.9294 | 2.9128 | 3.0192 | 4.2176 | 4.1811 | 4.4187 | 8.8828e-05
2049 | 0.00012543 | 0.0001217 | 0.02316 | 3.0299 | 2.9128 | 3.0192 | 4.4432 | 4.1811 | 4.4187 | 6.5883e-05
2050 | 0.00011471 | 0.00012128 | 0.031996 | 3.1111 | 2.9138 | 3.0192 | 4.6317 | 4.1833 | 4.4187 | 0.00011702
2051 | 0.00011339 | 0.00012136 | 0.031707 | 3.1681 | 2.9138 | 3.0192 | 4.7674 | 4.1833 | 4.4187 | 0.00010751
2052 | 0.00010886 | 0.00012167 | 0.033714 | 3.252 | 2.9148 | 3.0192 | 4.9726 | 4.1855 | 4.4187 | 0.00020863
2053 | 0.00010157 | 0.00012166 | 0.030495 | 3.2408 | 2.9148 | 3.0192 | 4.9448 | 4.1855 | 4.4187 | 0.00010063
2054 | 8.055e-05 | 0.00012071 | 0.033787 | 3.2558 | 2.9148 | 3.0192 | 4.9819 | 4.1855 | 4.4187 | 0.00010243
2055 | 6.7946e-05 | 0.00011814 | 0.024026 | 3.2421 | 2.9138 | 3.0192 | 4.9479 | 4.1833 | 4.4187 | 8.9811e-05
2056 | 6.3759e-05 | 0.0001131 | 0.012879 | 3.2138 | 2.9138 | 3.0192 | 4.8783 | 4.1833 | 4.4187 | 7.9158e-05
2057 | 4.8144e-05 | 0.00011551 | 0.0041872 | 3.1729 | 2.9148 | 3.0192 | 4.7788 | 4.1855 | 4.4187 | 7.2111e-05
2058 | 6.1447e-05 | 0.00012042 | 0.00023102 | 3.0862 | 2.9158 | 3.0192 | 4.5732 | 4.1877 | 4.4187 | 0.00025386
2059 | 7.5397e-05 | 0.00012516 | 0 | 3.0267 | 2.9158 | 3.0192 | 4.4358 | 4.1877 | 4.4187 | 0.00025354
2060 | 0.00010565 | 0.00012135 | 0 | 2.9757 | 2.9148 | 3.0192 | 4.3204 | 4.1855 | 4.4187 | 0.00024321
2061 | 0.00012526 | 0.00012072 | 0 | 2.9355 | 2.9148 | 3.0192 | 4.231 | 4.1855 | 4.4187 | 0.00026173
2062 | 0.00013491 | 0.00012105 | 0 | 2.9274 | 2.9148 | 3.0192 | 4.2131 | 4.1855 | 4.4187 | 1.0325e-05
2063 | 0.00014103 | 0.00012141 | 0 | 2.9013 | 2.9158 | 3.0192 | 4.156 | 4.1877 | 4.4187 | 1.6881e-05
2064 | 0.00015693 | 0.00012172 | 0 | 2.8553 | 2.9158 | 3.0192 | 4.0566 | 4.1877 | 4.4187 | 1.1308e-05
2065 | 0.00016957 | 0.00011819 | 0 | 2.8315 | 2.9158 | 3.0192 | 4.0057 | 4.1877 | 4.4187 | 1.6225e-05
2066 | 0.00017912 | 0.00012106 | 0 | 2.8221 | 2.9158 | 3.0192 | 3.9857 | 4.1877 | 4.4187 | 1.0653e-05
2067 | 0.00019079 | 0.00012044 | 0 | 2.8025 | 2.9158 | 3.0192 | 3.9442 | 4.1877 | 4.4187 | 1.0489e-05
2068 | 0.00020101 | 0.0001214 | 0 | 2.7758 | 2.9158 | 3.0192 | 3.8885 | 4.1877 | 4.4187 | 1.1308e-05
2069 | 0.000209 | 0.00012224 | 0.00028878 | 2.7686 | 2.9178 | 3.0192 | 3.8733 | 4.1921 | 4.4187 | 9.0139e-06
2070 | 0.00022296 | 0.00011872 | 0.0046782 | 2.7795 | 2.9178 | 3.0192 | 3.8961 | 4.1921 | 4.4187 | 1.4914e-05
2071 | 0.00020031 | 0.00012058 | 0.017962 | 2.8825 | 2.9178 | 3.0192 | 4.1153 | 4.1921 | 4.4187 | 0.00065801
2072 | 0.00014132 | 0.00012061 | 0.028184 | 2.9344 | 2.9178 | 3.0192 | 4.2288 | 4.1921 | 4.4187 | 8.5714e-05
2073 | 0.00010438 | 0.00012118 | 0.03357 | 3.0278 | 2.9178 | 3.0192 | 4.4383 | 4.1921 | 4.4187 | 7.6372e-05
2074 | 7.9211e-05 | 0.0001198 | 0.048052 | 3.1089 | 2.9178 | 3.0192 | 4.6263 | 4.1921 | 4.4187 | 8.0305e-05
2075 | 8.4858e-05 | 0.00011973 | 0.04476 | 3.1646 | 2.9188 | 3.0192 | 4.7589 | 4.1943 | 4.4187 | 9.2433e-05
2076 | 9.0685e-05 | 0.00012027 | 0.047359 | 3.2187 | 2.9188 | 3.0192 | 4.8902 | 4.1943 | 4.4187 | 0.00021076
2077 | 9.6169e-05 | 0.00012081 | 0.036386 | 3.1944 | 2.9198 | 3.0192 | 4.831 | 4.1965 | 4.4187 | 0.00010587
2078 | 8.0324e-05 | 0.00011989 | 0.037541 | 3.1788 | 2.9198 | 3.0192 | 4.7932 | 4.1965 | 4.4187 | 0.00010997
2079 | 7.1558e-05 | 0.00011679 | 0.023218 | 3.2187 | 2.9198 | 3.0192 | 4.8902 | 4.1965 | 4.4187 | 8.0305e-05
2080 | 6.8508e-05 | 0.0001119 | 0.012648 | 3.147 | 2.9198 | 3.0192 | 4.7166 | 4.1965 | 4.4187 | 7.8339e-05
2081 | 6.6388e-05 | 0.0001164 | 0.0040429 | 3.102 | 2.9208 | 3.0192 | 4.6103 | 4.1987 | 4.4187 | 8.9483e-05
2082 | 5.8761e-05 | 0.00012089 | 0.00011551 | 3.0116 | 2.9208 | 3.0192 | 4.4015 | 4.1987 | 4.4187 | 0.00022682
2083 | 8.6699e-05 | 0.00012564 | 0 | 2.9518 | 2.9218 | 3.0192 | 4.2673 | 4.2009 | 4.4187 | 0.00026452
2084 | 0.00012898 | 0.00012141 | 0 | 2.8631 | 2.9218 | 3.0192 | 4.0732 | 4.2009 | 4.4187 | 0.0002437
2085 | 0.00015571 | 0.00012141 | 0 | 2.8353 | 2.9218 | 3.0192 | 4.0137 | 4.2009 | 4.4187 | 0.00024239
2086 | 0.00017096 | 0.00011994 | 0 | 2.808 | 2.9218 | 3.0192 | 3.956 | 4.2009 | 4.4187 | 1.6881e-05
2087 | 0.00017579 | 0.00012151 | 0 | 2.7997 | 2.9218 | 3.0192 | 3.9384 | 4.2009 | 4.4187 | 1.8519e-05
2088 | 0.00018261 | 0.00012185 | 0 | 2.809 | 2.9218 | 3.0192 | 3.9579 | 4.2009 | 4.4187 | 1.6225e-05
2089 | 0.00019266 | 0.00012172 | 0 | 2.7997 | 2.9228 | 3.0192 | 3.9384 | 4.2031 | 4.4187 | 1.3603e-05
2090 | 0.00019867 | 0.0001208 | 0 | 2.7932 | 2.9238 | 3.0192 | 3.9248 | 4.2054 | 4.4187 | 7.0472e-06
2091 | 0.00020161 | 0.00012193 | 0 | 2.7659 | 2.9238 | 3.0192 | 3.8677 | 4.2054 | 4.4187 | 8.1944e-06
2092 | 0.0002055 | 0.00012159 | 0 | 2.7373 | 2.9238 | 3.0192 | 3.8086 | 4.2054 | 4.4187 | 5.5722e-06
2093 | 0.00021455 | 0.00012194 | 0.00017327 | 2.7153 | 2.9238 | 3.0192 | 3.7636 | 4.2054 | 4.4187 | 1.1308e-05
2094 | 0.0002321 | 0.00012205 | 0.0045049 | 2.7355 | 2.9238 | 3.0192 | 3.8049 | 4.2054 | 4.4187 | 1.0817e-05
2095 | 0.00016828 | 0.00012 | 0.01415 | 2.7988 | 2.9248 | 3.0192 | 3.9365 | 4.2076 | 4.4187 | 0.00066293
2096 | 0.00011632 | 0.00012061 | 0.022524 | 2.8786 | 2.9248 | 3.0192 | 4.1068 | 4.2076 | 4.4187 | 7.5553e-05
2097 | 8.4735e-05 | 0.00012055 | 0.030321 | 2.9904 | 2.9248 | 3.0192 | 4.3535 | 4.2076 | 4.4187 | 7.6044e-05
2098 | 7.215e-05 | 0.00012055 | 0.03679 | 3.0717 | 2.9248 | 3.0192 | 4.5394 | 4.2076 | 4.4187 | 0.00010325
2099 | 6.8801e-05 | 0.00012116 | 0.03588 | 3.1365 | 2.9248 | 3.0192 | 4.6917 | 4.2076 | 4.4187 | 0.00010964
2100 | 6.7817e-05 | 0.00012093 | 0.039331 | 3.1681 | 2.9248 | 3.0192 | 4.7674 | 4.2076 | 4.4187 | 0.00021945
2101 | 6.5867e-05 | 0.00012103 | 0.033267 | 3.1944 | 2.9248 | 3.0192 | 4.831 | 4.2076 | 4.4187 | 0.00010751
2102 | 5.8151e-05 | 0.00012091 | 0.03009 | 3.2126 | 2.9269 | 3.0192 | 4.8753 | 4.212 | 4.4187 | 9.9972e-05
2103 | 4.5443e-05 | 0.00011994 | 0.023391 | 3.2102 | 2.9269 | 3.0192 | 4.8693 | 4.212 | 4.4187 | 0.00010915
2104 | 3.8298e-05 | 0.00011979 | 0.011782 | 3.2102 | 2.9269 | 3.0192 | 4.8693 | 4.212 | 4.4187 | 8.2436e-05
2105 | 3.5509e-05 | 0.00011948 | 0.0034653 | 3.1848 | 2.9279 | 3.0192 | 4.8076 | 4.2143 | 4.4187 | 8.0469e-05
2106 | 4.1292e-05 | 0.0001203 | 0.00019252 | 3.0986 | 2.9279 | 3.0192 | 4.6023 | 4.2143 | 4.4187 | 0.00022928
2107 | 9.2346e-05 | 0.0001218 | 0 | 3.0213 | 2.9279 | 3.0192 | 4.4235 | 4.2143 | 4.4187 | 0.0002555
2108 | 0.00011814 | 0.00012196 | 0 | 3.0106 | 2.9279 | 3.0192 | 4.3991 | 4.2143 | 4.4187 | 0.00024337
2109 | 0.00013366 | 0.00012066 | 0 | 2.9601 | 2.9289 | 3.0192 | 4.2856 | 4.2165 | 4.4187 | 0.00025665
2110 | 0.00014977 | 0.00012177 | 0 | 2.9274 | 2.9289 | 3.0192 | 4.2131 | 4.2165 | 4.4187 | 1.9667e-05
2111 | 0.00016755 | 0.00012071 | 0 | 2.9003 | 2.9289 | 3.0192 | 4.1539 | 4.2165 | 4.4187 | 1.0653e-05
2112 | 0.00018585 | 0.00012136 | 0 | 2.8728 | 2.9289 | 3.0192 | 4.0941 | 4.2165 | 4.4187 | 1.9011e-05
2113 | 0.00019203 | 0.00012197 | 0 | 2.8505 | 2.9289 | 3.0192 | 4.0463 | 4.2165 | 4.4187 | 2.7369e-05
2114 | 0.00019881 | 0.00012127 | 0 | 2.8525 | 2.9289 | 3.0192 | 4.0505 | 4.2165 | 4.4187 | 2.4583e-05
2115 | 0.00020719 | 0.00012116 | 0 | 2.8592 | 2.9289 | 3.0192 | 4.0649 | 4.2165 | 4.4187 | 2.1797e-05
2116 | 0.00021387 | 0.00012084 | 0 | 2.8602 | 2.9289 | 3.0192 | 4.067 | 4.2165 | 4.4187 | 3.6875e-05
2117 | 0.00021182 | 0.00012024 | 0.00028878 | 2.8621 | 2.9299 | 3.0192 | 4.0711 | 4.2187 | 4.4187 | 2.1961e-05
2118 | 0.00022679 | 0.0001218 | 0.0046926 | 2.8728 | 2.9299 | 3.0192 | 4.0941 | 4.2187 | 4.4187 | 2.6878e-05
2119 | 0.0002033 | 0.00012076 | 0.013515 | 2.9053 | 2.9299 | 3.0192 | 4.1647 | 4.2187 | 4.4187 | 0.00062048
2120 | 0.00012742 | 0.0001209 | 0.02033 | 2.9395 | 2.9309 | 3.0192 | 4.24 | 4.221 | 4.4187 | 0.00062409
2121 | 9.775e-05 | 0.00012119 | 0.026221 | 2.9673 | 2.9309 | 3.0192 | 4.3018 | 4.221 | 4.4187 | 9.6858e-05
2122 | 7.7247e-05 | 0.000121 | 0.034292 | 3.0116 | 2.9309 | 3.0192 | 4.4015 | 4.221 | 4.4187 | 9.653e-05
2123 | 7.8194e-05 | 0.00012169 | 0.028935 | 3.0739 | 2.9319 | 3.0192 | 4.5446 | 4.2232 | 4.4187 | 8.1125e-05
2124 | 8.4499e-05 | 0.0001215 | 0.023853 | 3.1089 | 2.9319 | 3.0192 | 4.6263 | 4.2232 | 4.4187 | 8.2272e-05
2125 | 8.4164e-05 | 0.00012125 | 0.023968 | 3.1658 | 2.9319 | 3.0192 | 4.7617 | 4.2232 | 4.4187 | 8.9155e-05
2126 | 6.5131e-05 | 0.00012054 | 0.025585 | 3.1824 | 2.9319 | 3.0192 | 4.8019 | 4.2232 | 4.4187 | 8.2436e-05
2127 | 5.2113e-05 | 0.00011935 | 0.022582 | 3.1908 | 2.9319 | 3.0192 | 4.8222 | 4.2232 | 4.4187 | 0.00032516
2128 | 5.7568e-05 | 0.00011827 | 0.012591 | 3.1824 | 2.9329 | 3.0192 | 4.8019 | 4.2255 | 4.4187 | 0.00028369
2129 | 4.4587e-05 | 0.00011814 | 0.0049092 | 3.1575 | 2.9329 | 3.0192 | 4.7419 | 4.2255 | 4.4187 | 3.5072e-05
2130 | 5.6798e-05 | 0.00012111 | 0.00028878 | 3.0873 | 2.9329 | 3.0192 | 4.5759 | 4.2255 | 4.4187 | 4.3922e-05
2131 | 0.00010076 | 0.00012138 | 0 | 3.0386 | 2.9329 | 3.0192 | 4.4631 | 4.2255 | 4.4187 | 5.9164e-05
2132 | 0.0001391 | 0.00012133 | 0 | 2.9946 | 2.9329 | 3.0192 | 4.363 | 4.2255 | 4.4187 | 0.00016241
2133 | 0.00014245 | 0.00012113 | 0 | 2.9395 | 2.9329 | 3.0192 | 4.24 | 4.2255 | 4.4187 | 0.00019699
2134 | 0.00014849 | 0.00012066 | 0 | 2.9233 | 2.9329 | 3.0192 | 4.2042 | 4.2255 | 4.4187 | 0.00015192
2135 | 0.00016206 | 0.00012125 | 0 | 2.9063 | 2.9329 | 3.0192 | 4.1669 | 4.2255 | 4.4187 | 2.1142e-05
2136 | 0.0001768 | 0.00012169 | 0 | 2.8865 | 2.9329 | 3.0192 | 4.1238 | 4.2255 | 4.4187 | 2.1469e-05
2137 | 0.00018209 | 0.00012053 | 0 | 2.864 | 2.934 | 3.0192 | 4.0753 | 4.2277 | 4.4187 | 2.9992e-05
2138 | 0.00018183 | 0.00012178 | 0 | 2.8458 | 2.934 | 3.0192 | 4.0361 | 4.2277 | 4.4187 | 2.5403e-05
2139 | 0.00018218 | 0.00012155 | 0 | 2.8221 | 2.934 | 3.0192 | 3.9857 | 4.2277 | 4.4187 | 1.6553e-05
2140 | 0.00019105 | 0.0001218 | 0 | 2.8006 | 2.935 | 3.0192 | 3.9403 | 4.2299 | 4.4187 | 2.5567e-05
2141 | 0.00019562 | 0.00012153 | 0.00046204 | 2.8006 | 2.935 | 3.0192 | 3.9403 | 4.2299 | 4.4187 | 2.3108e-05
2142 | 0.00022207 | 0.00012178 | 0.0054867 | 2.8315 | 2.935 | 3.0192 | 4.0057 | 4.2299 | 4.4187 | 1.8519e-05
2143 | 0.00018386 | 0.00012051 | 0.015305 | 2.9457 | 2.935 | 3.0192 | 4.2536 | 4.2299 | 4.4187 | 0.0005977
2144 | 0.00013252 | 0.00012078 | 0.026048 | 3.0343 | 2.935 | 3.0192 | 4.4532 | 4.2299 | 4.4187 | 0.00063458
2145 | 0.0001331 | 0.00012028 | 0.035014 | 3.1516 | 2.935 | 3.0192 | 4.7278 | 4.2299 | 4.4187 | 8.26e-05
2146 | 0.00010573 | 0.0001209 | 0.044818 | 3.2126 | 2.936 | 3.0192 | 4.8753 | 4.2322 | 4.4187 | 8.0305e-05
2147 | 9.0419e-05 | 0.0001214 | 0.042334 | 3.257 | 2.936 | 3.0192 | 4.985 | 4.2322 | 4.4187 | 0.00011636
2148 | 9.2706e-05 | 0.0001212 | 0.044183 | 3.3183 | 2.936 | 3.0192 | 5.1393 | 4.2322 | 4.4187 | 6.7194e-05
2149 | 8.885e-05 | 0.00012121 | 0.045511 | 3.3657 | 2.936 | 3.0192 | 5.2614 | 4.2322 | 4.4187 | 0.00010554
2150 | 7.7224e-05 | 0.00012071 | 0.042161 | 3.3577 | 2.936 | 3.0192 | 5.2406 | 4.2322 | 4.4187 | 8.4403e-05
2151 | 7.7396e-05 | 0.00012011 | 0.030437 | 3.2772 | 2.936 | 3.0192 | 5.0354 | 4.2322 | 4.4187 | 0.00032417
2152 | 6.4558e-05 | 0.00012015 | 0.018886 | 3.2384 | 2.936 | 3.0192 | 4.9387 | 4.2322 | 4.4187 | 0.00029516
2153 | 5.4661e-05 | 0.00012005 | 0.0056311 | 3.1968 | 2.936 | 3.0192 | 4.8368 | 4.2322 | 4.4187 | 4.2939e-05
2154 | 6.9673e-05 | 0.00012043 | 0.00028878 | 3.093 | 2.938 | 3.0192 | 4.589 | 4.2367 | 4.4187 | 5.7853e-05
2155 | 0.00010759 | 0.00011358 | 0 | 3.0213 | 2.938 | 3.0192 | 4.4235 | 4.2367 | 4.4187 | 5.2444e-05
2156 | 0.00016092 | 0.00012052 | 0 | 2.9978 | 2.938 | 3.0192 | 4.3702 | 4.2367 | 4.4187 | 0.00015422
2157 | 0.0001648 | 0.00012162 | 0 | 2.9809 | 2.938 | 3.0192 | 4.3322 | 4.2367 | 4.4187 | 0.00016815
2158 | 0.00017326 | 0.00012171 | 0 | 2.9284 | 2.938 | 3.0192 | 4.2154 | 4.2367 | 4.4187 | 0.00018159
2159 | 0.00018417 | 0.00011583 | 0 | 2.9304 | 2.938 | 3.0192 | 4.2198 | 4.2367 | 4.4187 | 1.9503e-05
2160 | 0.00019506 | 0.00011705 | 0 | 2.9213 | 2.938 | 3.0192 | 4.1998 | 4.2367 | 4.4187 | 4.425e-06
2161 | 0.00020186 | 0.00012169 | 0 | 2.9153 | 2.938 | 3.0192 | 4.1866 | 4.2367 | 4.4187 | 9.1778e-06
2162 | 0.00020604 | 0.00012158 | 0 | 2.8816 | 2.9391 | 3.0192 | 4.1131 | 4.239 | 4.4187 | 1.9994e-05
2163 | 0.00021041 | 0.00012171 | 0 | 2.8767 | 2.9391 | 3.0192 | 4.1026 | 4.239 | 4.4187 | 1.3603e-05
2164 | 0.00021584 | 0.00011738 | 0 | 2.8611 | 2.9391 | 3.0192 | 4.0691 | 4.239 | 4.4187 | 6.3917e-06
2165 | 0.00022867 | 0.00012173 | 0.00036097 | 2.8525 | 2.9391 | 3.0192 | 4.0505 | 4.239 | 4.4187 | 1.0653e-05
2166 | 0.00023582 | 0.00012054 | 0.0047167 | 2.8515 | 2.9391 | 3.0192 | 4.0484 | 4.239 | 4.4187 | 9.9972e-06
2167 | 0.00017665 | 0.00012034 | 0.0108 | 2.9093 | 2.9401 | 3.0192 | 4.1734 | 4.2412 | 4.4187 | 0.00062409
2168 | 0.0001268 | 0.00012067 | 0.016633 | 2.9746 | 2.9421 | 3.0192 | 4.3181 | 4.2457 | 4.4187 | 9.4072e-05
2169 | 9.7113e-05 | 0.0001211 | 0.017384 | 3.0354 | 2.9411 | 3.0192 | 4.4557 | 4.2435 | 4.4187 | 7.4897e-05
2170 | 8.2081e-05 | 0.00012043 | 0.02934 | 3.0986 | 2.9411 | 3.0192 | 4.6023 | 4.2435 | 4.4187 | 0.00010522
2171 | 7.6374e-05 | 0.00011827 | 0.028589 | 3.1342 | 2.9401 | 3.0192 | 4.6861 | 4.2412 | 4.4187 | 0.00010227
2172 | 6.9658e-05 | 0.00012106 | 0.031693 | 3.1446 | 2.9401 | 3.0192 | 4.7111 | 4.2412 | 4.4187 | 0.00022354
2173 | 6.178e-05 | 0.00012109 | 0.030148 | 3.1587 | 2.9401 | 3.0192 | 4.7447 | 4.2412 | 4.4187 | 8.3911e-05
2174 | 5.3276e-05 | 0.00012095 | 0.02599 | 3.2005 | 2.9411 | 3.0192 | 4.8456 | 4.2435 | 4.4187 | 0.00010259
2175 | 4.2347e-05 | 0.00011989 | 0.019521 | 3.14 | 2.9421 | 3.0192 | 4.6999 | 4.2457 | 4.4187 | 0.00010571
2176 | 4.3732e-05 | 0.00011972 | 0.012822 | 3.1646 | 2.9421 | 3.0192 | 4.7589 | 4.2457 | 4.4187 | 7.8175e-05
2177 | 4.3062e-05 | 0.00012038 | 0.005198 | 3.1388 | 2.9421 | 3.0192 | 4.6972 | 4.2457 | 4.4187 | 6.8833e-05
2178 | 6.4443e-05 | 0.00011939 | 0.00036097 | 3.0127 | 2.9421 | 3.0192 | 4.404 | 4.2457 | 4.4187 | 0.00026812
2179 | 9.0368e-05 | 0.00011574 | 0 | 2.9457 | 2.9431 | 3.0192 | 4.2536 | 4.248 | 4.4187 | 0.00023879
2180 | 0.00011148 | 0.00012095 | 0 | 2.9063 | 2.9442 | 3.0192 | 4.1669 | 4.2503 | 4.4187 | 0.00024256
2181 | 0.00012999 | 0.0001194 | 0 | 2.8796 | 2.9452 | 3.0192 | 4.1089 | 4.2525 | 4.4187 | 0.00024436
2182 | 0.00014398 | 0.00012079 | 0 | 2.8679 | 2.9452 | 3.0192 | 4.0836 | 4.2525 | 4.4187 | 1.2947e-05
2183 | 0.00015691 | 0.00011915 | 0 | 2.865 | 2.9452 | 3.0192 | 4.0774 | 4.2525 | 4.4187 | 1.6717e-05
2184 | 0.00016897 | 0.00011997 | 0 | 2.8477 | 2.9452 | 3.0192 | 4.0402 | 4.2525 | 4.4187 | 1.1144e-05
2185 | 0.00018314 | 0.00012133 | 0 | 2.8287 | 2.9452 | 3.0192 | 3.9996 | 4.2525 | 4.4187 | 1.9175e-05
2186 | 0.00019457 | 0.00012141 | 0 | 2.8268 | 2.9442 | 3.0192 | 3.9956 | 4.2503 | 4.4187 | 1.4258e-05
2187 | 0.00020386 | 0.00011981 | 0 | 2.8118 | 2.9452 | 3.0192 | 3.9639 | 4.2525 | 4.4187 | 1.0325e-05
2188 | 0.00021022 | 0.00011944 | 0 | 2.8006 | 2.9462 | 3.0192 | 3.9403 | 4.2548 | 4.4187 | 1.18e-05
2189 | 0.00022942 | 0.0001215 | 0.00057755 | 2.7941 | 2.9462 | 3.0192 | 3.9268 | 4.2548 | 4.4187 | 1.5733e-05
2190 | 0.00022573 | 0.00012162 | 0.0064252 | 2.8334 | 2.9462 | 3.0192 | 4.0097 | 4.2548 | 4.4187 | 9.9972e-06
2191 | 0.00020264 | 0.00012032 | 0.018193 | 2.8875 | 2.9462 | 3.0192 | 4.1259 | 4.2548 | 4.4187 | 0.00065146
2192 | 0.00013669 | 0.00012111 | 0.024835 | 2.9334 | 2.9483 | 3.0192 | 4.2265 | 4.2594 | 4.4187 | 8.0797e-05
2193 | 0.00011084 | 0.00012046 | 0.032285 | 2.9935 | 2.9483 | 3.0192 | 4.3606 | 4.2594 | 4.4187 | 8.3255e-05
2194 | 9.4781e-05 | 0.00012098 | 0.038118 | 3.0639 | 2.9493 | 3.0192 | 4.5214 | 4.2616 | 4.4187 | 8.3747e-05
2195 | 9.1824e-05 | 0.0001208 | 0.051229 | 3.1157 | 2.9493 | 3.0192 | 4.6425 | 4.2616 | 4.4187 | 9.653e-05
2196 | 8.3082e-05 | 0.00012009 | 0.051055 | 3.1705 | 2.9483 | 3.0192 | 4.7731 | 4.2594 | 4.4187 | 0.00023518
2197 | 6.6918e-05 | 0.00012018 | 0.045453 | 3.1776 | 2.9483 | 3.0192 | 4.7903 | 4.2594 | 4.4187 | 6.9161e-05
2198 | 6.0363e-05 | 0.00011936 | 0.045222 | 3.1741 | 2.9493 | 3.0192 | 4.7817 | 4.2616 | 4.4187 | 7.0308e-05
2199 | 5.4542e-05 | 0.00011853 | 0.032776 | 3.1776 | 2.9493 | 3.0192 | 4.7903 | 4.2616 | 4.4187 | 8.7517e-05
2200 | 5.8568e-05 | 0.00011174 | 0.014034 | 3.1587 | 2.9493 | 3.0192 | 4.7447 | 4.2616 | 4.4187 | 7.5717e-05
2201 | 4.5599e-05 | 0.0001158 | 0.0050054 | 3.1043 | 2.9493 | 3.0192 | 4.6156 | 4.2616 | 4.4187 | 9.5547e-05
2202 | 6.3554e-05 | 0.00011885 | 0.00036097 | 3.0074 | 2.9493 | 3.0192 | 4.3918 | 4.2616 | 4.4187 | 0.00025944
2203 | 7.2951e-05 | 0.00012486 | 0 | 2.9304 | 2.9503 | 3.0192 | 4.2198 | 4.2639 | 4.4187 | 0.00024534
2204 | 0.00010366 | 0.00011974 | 0 | 2.9063 | 2.9493 | 3.0192 | 4.1669 | 4.2616 | 4.4187 | 0.00028091
2205 | 0.00012292 | 0.00011904 | 0 | 2.866 | 2.9493 | 3.0192 | 4.0795 | 4.2616 | 4.4187 | 0.00024846
2206 | 0.00013411 | 0.00012086 | 0 | 2.8353 | 2.9514 | 3.0192 | 4.0137 | 4.2662 | 4.4187 | 1.8028e-05
2207 | 0.00015722 | 0.00012064 | 0 | 2.8052 | 2.9514 | 3.0192 | 3.9501 | 4.2662 | 4.4187 | 1.0161e-05
2208 | 0.00017828 | 0.00012082 | 0 | 2.7813 | 2.9514 | 3.0192 | 3.8999 | 4.2662 | 4.4187 | 1.475e-05
2209 | 0.00019898 | 0.00012099 | 0 | 2.7713 | 2.9514 | 3.0192 | 3.879 | 4.2662 | 4.4187 | 1.77e-05
2210 | 0.00020419 | 0.00012097 | 0 | 2.7587 | 2.9514 | 3.0192 | 3.8527 | 4.2662 | 4.4187 | 6.5555e-06
2211 | 0.00020522 | 0.00012082 | 0 | 2.747 | 2.9503 | 3.0192 | 3.8287 | 4.2639 | 4.4187 | 1.77e-05
2212 | 0.00021017 | 0.00012116 | 0 | 2.7302 | 2.9503 | 3.0192 | 3.7941 | 4.2639 | 4.4187 | 9.5055e-06
2213 | 0.00022188 | 0.00012147 | 0.00086633 | 2.7276 | 2.9514 | 3.0192 | 3.7887 | 4.2662 | 4.4187 | 1.5733e-05
2214 | 0.00023769 | 0.00012139 | 0.0058477 | 2.7408 | 2.9514 | 3.0192 | 3.8159 | 4.2662 | 4.4187 | 7.0472e-06
2215 | 0.00019655 | 0.00012014 | 0.013515 | 2.7831 | 2.9524 | 3.0192 | 3.9037 | 4.2685 | 4.4187 | 0.00065293
2216 | 0.00014114 | 0.00011989 | 0.02033 | 2.8211 | 2.9534 | 3.0192 | 3.9837 | 4.2708 | 4.4187 | 7.7028e-05
2217 | 0.00011613 | 0.00012063 | 0.030321 | 2.8708 | 2.9534 | 3.0192 | 4.0899 | 4.2708 | 4.4187 | 7.4897e-05
2218 | 0.00010706 | 0.00012042 | 0.045973 | 2.8884 | 2.9524 | 3.0192 | 4.1281 | 4.2685 | 4.4187 | 0.0001003
2219 | 0.00010626 | 0.00012055 | 0.049034 | 2.9274 | 2.9524 | 3.0192 | 4.2131 | 4.2685 | 4.4187 | 0.00010784
2220 | 0.00010591 | 0.00012055 | 0.046608 | 2.959 | 2.9534 | 3.0192 | 4.2833 | 4.2708 | 4.4187 | 0.00025944
2221 | 0.00010064 | 0.00012006 | 0.052095 | 3.0095 | 2.9534 | 3.0192 | 4.3967 | 4.2708 | 4.4187 | 0.00010587
2222 | 9.7205e-05 | 0.00012003 | 0.044298 | 3.0364 | 2.9534 | 3.0192 | 4.4582 | 4.2708 | 4.4187 | 0.00010341
2223 | 9.5736e-05 | 0.00011886 | 0.031534 | 3.0463 | 2.9534 | 3.0192 | 4.4807 | 4.2708 | 4.4187 | 8.9647e-05
2224 | 7.1453e-05 | 0.00011231 | 0.018308 | 3.0375 | 2.9534 | 3.0192 | 4.4606 | 4.2708 | 4.4187 | 8.5714e-05
2225 | 7.548e-05 | 0.00011445 | 0.0062087 | 2.9862 | 2.9534 | 3.0192 | 4.344 | 4.2708 | 4.4187 | 9.2597e-05
2226 | 7.304e-05 | 0.00011951 | 0.00050536 | 2.9253 | 2.9524 | 3.0192 | 4.2087 | 4.2685 | 4.4187 | 0.00026599
2227 | 0.00011256 | 0.00012406 | 0 | 2.8796 | 2.9534 | 3.0192 | 4.1089 | 4.2708 | 4.4187 | 0.00023567
2228 | 0.00014328 | 0.00011261 | 0 | 2.864 | 2.9544 | 3.0192 | 4.0753 | 4.2731 | 4.4187 | 0.00027255
2229 | 0.00015921 | 0.00011883 | 0 | 2.8505 | 2.9544 | 3.0192 | 4.0463 | 4.2731 | 4.4187 | 0.00025206
2230 | 0.0001671 | 0.00012064 | 0 | 2.8211 | 2.9544 | 3.0192 | 3.9837 | 4.2731 | 4.4187 | 1.0981e-05
2231 | 0.00017985 | 0.00012087 | 0 | 2.7886 | 2.9544 | 3.0192 | 3.9152 | 4.2731 | 4.4187 | 1.2292e-05
2232 | 0.00020008 | 0.00012033 | 0 | 2.7749 | 2.9544 | 3.0192 | 3.8866 | 4.2731 | 4.4187 | 1.9667e-05
2233 | 0.0002108 | 0.00011946 | 0 | 2.7623 | 2.9544 | 3.0192 | 3.8602 | 4.2731 | 4.4187 | 1.5733e-05
2234 | 0.00021741 | 0.00012049 | 0 | 2.7444 | 2.9544 | 3.0192 | 3.8232 | 4.2731 | 4.4187 | 6.8833e-06
2235 | 0.00022074 | 0.00012121 | 0 | 2.7346 | 2.9544 | 3.0192 | 3.8031 | 4.2731 | 4.4187 | 1.6061e-05
2236 | 0.0002279 | 0.00011934 | 0 | 2.7285 | 2.9544 | 3.0192 | 3.7905 | 4.2731 | 4.4187 | 1.2456e-05
2237 | 0.00023026 | 0.00012086 | 0.00048129 | 2.7162 | 2.9544 | 3.0192 | 3.7654 | 4.2731 | 4.4187 | 1.2783e-05
2238 | 0.00024485 | 0.00012092 | 0.0053135 | 2.7241 | 2.9544 | 3.0192 | 3.7815 | 4.2731 | 4.4187 | 6.5555e-06
2239 | 0.00021035 | 0.00011989 | 0.012995 | 2.7632 | 2.9544 | 3.0192 | 3.8621 | 4.2731 | 4.4187 | 0.00062786
2240 | 0.00016859 | 0.00011966 | 0.026336 | 2.8136 | 2.9555 | 3.0192 | 3.9678 | 4.2754 | 4.4187 | 7.1292e-05
2241 | 0.0001187 | 0.00011934 | 0.038234 | 2.8602 | 2.9555 | 3.0192 | 4.067 | 4.2754 | 4.4187 | 7.6044e-05
2242 | 0.00010254 | 0.0001177 | 0.041468 | 2.9193 | 2.9555 | 3.0192 | 4.1954 | 4.2754 | 4.4187 | 0.00011194
2243 | 0.00010418 | 0.00012003 | 0.038754 | 2.9446 | 2.9555 | 3.0192 | 4.2513 | 4.2754 | 4.4187 | 9.1778e-05
2244 | 0.00010594 | 0.00011962 | 0.043605 | 2.9736 | 2.9555 | 3.0192 | 4.3158 | 4.2754 | 4.4187 | 0.00024141
2245 | 0.00010938 | 0.00011933 | 0.041468 | 2.9904 | 2.9555 | 3.0192 | 4.3535 | 4.2754 | 4.4187 | 0.00010292
2246 | 0.00010071 | 0.00011677 | 0.037945 | 2.9999 | 2.9555 | 3.0192 | 4.375 | 4.2754 | 4.4187 | 0.00010112
2247 | 9.5e-05 | 0.00011451 | 0.032112 | 2.9999 | 2.9555 | 3.0192 | 4.375 | 4.2754 | 4.4187 | 9.145e-05
2248 | 9.361e-05 | 0.00011568 | 0.016114 | 2.9809 | 2.9555 | 3.0192 | 4.3322 | 4.2754 | 4.4187 | 9.145e-05
2249 | 9.5113e-05 | 0.00011891 | 0.0077969 | 2.9632 | 2.9555 | 3.0192 | 4.2925 | 4.2754 | 4.4187 | 6.8178e-05
2250 | 9.7647e-05 | 0.00012447 | 0.00063531 | 2.9263 | 2.9565 | 3.0192 | 4.2109 | 4.2777 | 4.4187 | 0.00023993
2251 | 0.000133 | 0.00012332 | 0 | 2.8934 | 2.9555 | 3.0192 | 4.1388 | 4.2754 | 4.4187 | 0.00024354
2252 | 0.00015939 | 0.00012267 | 0 | 2.8438 | 2.9555 | 3.0192 | 4.032 | 4.2754 | 4.4187 | 0.00023141
2253 | 0.00016723 | 0.0001223 | 0 | 2.8062 | 2.9555 | 3.0192 | 3.9521 | 4.2754 | 4.4187 | 0.00027779
2254 | 0.00017497 | 0.00012145 | 0 | 2.7895 | 2.9555 | 3.0192 | 3.9171 | 4.2754 | 4.4187 | 1.6061e-05
2255 | 0.00018462 | 0.00012195 | 0 | 2.7941 | 2.9544 | 3.0192 | 3.9268 | 4.2731 | 4.4187 | 1.9339e-05
2256 | 0.00020088 | 0.00012111 | 0 | 2.7749 | 2.9544 | 3.0192 | 3.8866 | 4.2731 | 4.4187 | 1.6553e-05
2257 | 0.00021201 | 0.00011896 | 0 | 2.7605 | 2.9544 | 3.0192 | 3.8565 | 4.2731 | 4.4187 | 1.3931e-05
2258 | 0.00022003 | 0.00011918 | 0 | 2.7373 | 2.9544 | 3.0192 | 3.8086 | 4.2731 | 4.4187 | 6.7194e-06
2259 | 0.00022915 | 0.00012095 | 0 | 2.7171 | 2.9544 | 3.0192 | 3.7672 | 4.2731 | 4.4187 | 1.2619e-05
2260 | 0.00023848 | 0.00012103 | 0 | 2.7075 | 2.9534 | 3.0192 | 3.7477 | 4.2708 | 4.4187 | 5.4083e-06
2261 | 0.00025766 | 0.0001211 | 0.00086633 | 2.6759 | 2.9534 | 3.0192 | 3.6836 | 4.2708 | 4.4187 | 9.5055e-06
2262 | 0.00026253 | 0.00012012 | 0.0067862 | 2.7215 | 2.9534 | 3.0192 | 3.7761 | 4.2708 | 4.4187 | 1.1964e-05
2263 | 0.00022487 | 0.00011923 | 0.016922 | 2.8249 | 2.9534 | 3.0192 | 3.9916 | 4.2708 | 4.4187 | 0.00065244
2264 | 0.00015571 | 0.00011971 | 0.033267 | 2.8708 | 2.9534 | 3.0192 | 4.0899 | 4.2708 | 4.4187 | 5.7033e-05
2265 | 0.00013932 | 0.0001198 | 0.036039 | 2.9143 | 2.9534 | 3.0192 | 4.1844 | 4.2708 | 4.4187 | 7.4242e-05
2266 | 0.00012165 | 0.00011952 | 0.047475 | 2.9663 | 2.9544 | 3.0192 | 4.2995 | 4.2731 | 4.4187 | 8.6861e-05
2267 | 0.00012619 | 0.00011987 | 0.049843 | 3.0159 | 2.9544 | 3.0192 | 4.4113 | 4.2731 | 4.4187 | 0.00013259
2268 | 0.00011964 | 0.0001202 | 0.044414 | 3.0364 | 2.9544 | 3.0192 | 4.4582 | 4.2731 | 4.4187 | 0.00024813
2269 | 0.00011417 | 0.00011966 | 0.037425 | 3.0397 | 2.9544 | 3.0192 | 4.4656 | 4.2731 | 4.4187 | 0.00010981
2270 | 0.0001063 | 0.00011878 | 0.038754 | 3.0463 | 2.9555 | 3.0192 | 4.4807 | 4.2754 | 4.4187 | 7.9814e-05
2271 | 9.6259e-05 | 0.00011795 | 0.023968 | 3.0606 | 2.9544 | 3.0192 | 4.5137 | 4.2731 | 4.4187 | 7.9814e-05
2272 | 7.8973e-05 | 0.00011478 | 0.017269 | 3.0343 | 2.9544 | 3.0192 | 4.4532 | 4.2731 | 4.4187 | 7.4242e-05
2273 | 9.2335e-05 | 0.00011593 | 0.0060643 | 3.0116 | 2.9544 | 3.0192 | 4.4015 | 4.2731 | 4.4187 | 6.3425e-05
2274 | 8.6817e-05 | 0.00011981 | 0.00077007 | 2.9314 | 2.9544 | 3.0192 | 4.2221 | 4.2731 | 4.4187 | 0.00024551
2275 | 0.00010782 | 0.00012299 | 0 | 2.8582 | 2.9534 | 3.0192 | 4.0628 | 4.2708 | 4.4187 | 0.00026763
2276 | 0.00014577 | 0.00011923 | 0 | 2.8315 | 2.9534 | 3.0192 | 4.0057 | 4.2708 | 4.4187 | 0.00024895
2277 | 0.00016426 | 0.00012039 | 0 | 2.8025 | 2.9534 | 3.0192 | 3.9442 | 4.2708 | 4.4187 | 0.00025976
2278 | 0.00017434 | 0.00012026 | 0 | 2.7831 | 2.9534 | 3.0192 | 3.9037 | 4.2708 | 4.4187 | 2.065e-05
2279 | 0.00018639 | 0.00012045 | 0 | 2.7777 | 2.9544 | 3.0192 | 3.8923 | 4.2731 | 4.4187 | 1.1308e-05
2280 | 0.00020058 | 0.00011933 | 0 | 2.7932 | 2.9544 | 3.0192 | 3.9248 | 4.2731 | 4.4187 | 2.5403e-05
2281 | 0.00020956 | 0.00012064 | 0 | 2.785 | 2.9534 | 3.0192 | 3.9075 | 4.2708 | 4.4187 | 1.3275e-05
2282 | 0.00021677 | 0.00011901 | 0 | 2.774 | 2.9534 | 3.0192 | 3.8847 | 4.2708 | 4.4187 | 2.36e-05
2283 | 0.00022495 | 0.00012049 | 0 | 2.7596 | 2.9534 | 3.0192 | 3.8546 | 4.2708 | 4.4187 | 3.5892e-05
2284 | 0.00023203 | 0.00011888 | 0 | 2.7551 | 2.9534 | 3.0192 | 3.8453 | 4.2708 | 4.4187 | 2.8844e-05
2285 | 0.00025243 | 0.00011881 | 0.00072194 | 2.7614 | 2.9534 | 3.0192 | 3.8583 | 4.2708 | 4.4187 | 2.4583e-05
2286 | 0.0002643 | 0.00012091 | 0.0088943 | 2.823 | 2.9534 | 3.0192 | 3.9876 | 4.2708 | 4.4187 | 2.4583e-05
2287 | 0.00021622 | 0.00011936 | 0.022062 | 2.9033 | 2.9534 | 3.0192 | 4.1604 | 4.2708 | 4.4187 | 0.0005487
2288 | 0.00015565 | 0.00011994 | 0.033671 | 2.9914 | 2.9534 | 3.0192 | 4.3558 | 4.2708 | 4.4187 | 0.00059934
2289 | 0.0001289 | 0.00012016 | 0.039909 | 3.0397 | 2.9534 | 3.0192 | 4.4656 | 4.2708 | 4.4187 | 8.6533e-05
2290 | 0.0001102 | 0.00012025 | 0.040197 | 3.0672 | 2.9534 | 3.0192 | 4.5291 | 4.2708 | 4.4187 | 9.3253e-05
2291 | 0.00010676 | 0.00011988 | 0.036386 | 3.0862 | 2.9544 | 3.0192 | 4.5732 | 4.2731 | 4.4187 | 7.8503e-05
2292 | 0.00010931 | 0.00012054 | 0.036963 | 3.0918 | 2.9544 | 3.0192 | 4.5864 | 4.2731 | 4.4187 | 7.5389e-05
2293 | 0.00010125 | 0.00011978 | 0.03009 | 3.1157 | 2.9544 | 3.0192 | 4.6425 | 4.2731 | 4.4187 | 9.063e-05
2294 | 7.4505e-05 | 0.00011933 | 0.025701 | 3.1249 | 2.9544 | 3.0192 | 4.6642 | 4.2731 | 4.4187 | 8.7025e-05
2295 | 5.4856e-05 | 0.00011495 | 0.020792 | 3.1157 | 2.9544 | 3.0192 | 4.6425 | 4.2731 | 4.4187 | 0.00031647
2296 | 6.1286e-05 | 0.00010916 | 0.01415 | 3.1203 | 2.9544 | 3.0192 | 4.6533 | 4.2731 | 4.4187 | 0.00030041
2297 | 4.1873e-05 | 0.00011716 | 0.0062953 | 3.1077 | 2.9544 | 3.0192 | 4.6236 | 4.2731 | 4.4187 | 5.31e-05
2298 | 4.25e-05 | 0.00012065 | 0.00079413 | 3.0551 | 2.9544 | 3.0192 | 4.5009 | 4.2731 | 4.4187 | 5.3264e-05
2299 | 6.9912e-05 | 0.00012851 | 0 | 3.0245 | 2.9555 | 3.0192 | 4.4309 | 4.2754 | 4.4187 | 4.8347e-05
2300 | 9.2449e-05 | 0.00012231 | 0 | 2.9663 | 2.9555 | 3.0192 | 4.2995 | 4.2754 | 4.4187 | 0.00019798
2301 | 0.00010187 | 0.00011999 | 0 | 2.9263 | 2.9534 | 3.0192 | 4.2109 | 4.2708 | 4.4187 | 0.00015963
2302 | 0.00011341 | 0.00012038 | 0 | 2.9023 | 2.9534 | 3.0192 | 4.1582 | 4.2708 | 4.4187 | 0.00018192
2303 | 0.00012556 | 0.0001206 | 0 | 2.8953 | 2.9544 | 3.0192 | 4.1431 | 4.2731 | 4.4187 | 2.9828e-05
2304 | 0.00014066 | 0.00012056 | 0 | 2.865 | 2.9544 | 3.0192 | 4.0774 | 4.2731 | 4.4187 | 3.6875e-05
2305 | 0.00015148 | 0.00011825 | 0 | 2.8324 | 2.9544 | 3.0192 | 4.0077 | 4.2731 | 4.4187 | 2.065e-05
2306 | 0.00016115 | 0.00011416 | 0 | 2.84 | 2.9544 | 3.0192 | 4.0239 | 4.2731 | 4.4187 | 4.1136e-05
2307 | 0.00016931 | 0.00011831 | 0 | 2.8108 | 2.9544 | 3.0192 | 3.9619 | 4.2731 | 4.4187 | 2.3928e-05
2308 | 0.00017834 | 0.00012048 | 0 | 2.8211 | 2.9544 | 3.0192 | 3.9837 | 4.2731 | 4.4187 | 1.9667e-05
2309 | 0.00018679 | 0.00011912 | 0.00093852 | 2.823 | 2.9544 | 3.0192 | 3.9876 | 4.2731 | 4.4187 | 2.3436e-05
2310 | 0.00020527 | 0.00011636 | 0.0087788 | 2.8776 | 2.9544 | 3.0192 | 4.1047 | 4.2731 | 4.4187 | 2.8189e-05
2311 | 0.0001659 | 0.00011941 | 0.020676 | 2.9715 | 2.9544 | 3.0192 | 4.3111 | 4.2731 | 4.4187 | 0.00060344
2312 | 0.00011241 | 0.00011936 | 0.033859 | 3.043 | 2.9544 | 3.0192 | 4.4732 | 4.2731 | 4.4187 | 0.00056083
2313 | 7.1731e-05 | 0.00011868 | 0.046204 | 3.1411 | 2.9565 | 3.0192 | 4.7027 | 4.2777 | 4.4187 | 9.9317e-05
2314 | 5.9808e-05 | 0.00011743 | 0.060758 | 3.1788 | 2.9555 | 3.0192 | 4.7932 | 4.2754 | 4.4187 | 8.6042e-05
2315 | 5.9116e-05 | 0.00011847 | 0.065205 | 3.2583 | 2.9555 | 3.0192 | 4.9881 | 4.2754 | 4.4187 | 8.9319e-05
2316 | 5.6164e-05 | 0.00011708 | 0.063242 | 3.2759 | 2.9555 | 3.0192 | 5.0322 | 4.2754 | 4.4187 | 7.5717e-05
2317 | 4.4912e-05 | 0.0001151 | 0.059083 | 3.3497 | 2.9555 | 3.0192 | 5.22 | 4.2754 | 4.4187 | 6.6375e-05
2318 | 5.4042e-05 | 0.00011782 | 0.049554 | 3.3751 | 2.9555 | 3.0192 | 5.2858 | 4.2754 | 4.4187 | 8.1944e-05
2319 | 2.617e-05 | 0.00011525 | 0.041468 | 3.3872 | 2.9555 | 3.0192 | 5.3175 | 4.2754 | 4.4187 | 0.00029615
2320 | 2.0513e-05 | 0.00011857 | 0.023506 | 3.4145 | 2.9555 | 3.0192 | 5.3894 | 4.2754 | 4.4187 | 0.00031745
2321 | 2.398e-05 | 0.00012409 | 0.0080857 | 3.3537 | 2.9555 | 3.0192 | 5.2303 | 4.2754 | 4.4187 | 5.4083e-05
2322 | 2.3686e-05 | 0.00012575 | 0.00093852 | 3.1812 | 2.9555 | 3.0192 | 4.799 | 4.2754 | 4.4187 | 5.31e-05
2323 | 4.3189e-05 | 0.00012778 | 0 | 3.075 | 2.9565 | 3.0192 | 4.5471 | 4.2777 | 4.4187 | 5.4411e-05
2324 | 6.1903e-05 | 0.00012838 | 0 | 3.0245 | 2.9565 | 3.0192 | 4.4309 | 4.2777 | 4.4187 | 0.00016831
2325 | 7.0897e-05 | 0.00012237 | 0 | 2.9935 | 2.9565 | 3.0192 | 4.3606 | 4.2777 | 4.4187 | 0.00017979
2326 | 6.1294e-05 | 0.00012186 | 0 | 2.9988 | 2.9565 | 3.0192 | 4.3726 | 4.2777 | 4.4187 | 0.00016192
2327 | 7.0446e-05 | 0.00012304 | 0 | 2.9467 | 2.9565 | 3.0192 | 4.2559 | 4.2777 | 4.4187 | 2.7697e-05
2328 | 8.8084e-05 | 0.00012306 | 0 | 2.9253 | 2.9555 | 3.0192 | 4.2087 | 4.2754 | 4.4187 | 1.5078e-05
2329 | 0.0001013 | 0.000121 | 0 | 2.9063 | 2.9565 | 3.0192 | 4.1669 | 4.2777 | 4.4187 | 1.6553e-05
2330 | 0.00011486 | 0.00011938 | 0 | 2.9173 | 2.9575 | 3.0192 | 4.191 | 4.28 | 4.4187 | 1.6389e-05
2331 | 0.0001268 | 0.00012137 | 0 | 2.9183 | 2.9575 | 3.0192 | 4.1932 | 4.28 | 4.4187 | 1.6061e-05
2332 | 0.00013901 | 0.00012189 | 0 | 2.8904 | 2.9586 | 3.0192 | 4.1323 | 4.2823 | 4.4187 | 9.9972e-06
2333 | 0.00015307 | 0.0001219 | 0.00080857 | 2.8845 | 2.9586 | 3.0192 | 4.1195 | 4.2823 | 4.4187 | 1.0653e-05
2334 | 0.00016165 | 0.00012197 | 0.008567 | 2.9243 | 2.9586 | 3.0192 | 4.2065 | 4.2823 | 4.4187 | 1.8683e-05
2335 | 0.00012983 | 0.00011966 | 0.020388 | 3.0354 | 2.9586 | 3.0192 | 4.4557 | 4.2823 | 4.4187 | 0.00064425
2336 | 9.2559e-05 | 0.00012011 | 0.029859 | 3.1123 | 2.9586 | 3.0192 | 4.6344 | 4.2823 | 4.4187 | 7.0308e-05
2337 | 4.7993e-05 | 0.00012107 | 0.040602 | 3.2211 | 2.9586 | 3.0192 | 4.8962 | 4.2823 | 4.4187 | 7.8011e-05
2338 | 4.0457e-05 | 0.00012102 | 0.049034 | 3.2671 | 2.9596 | 3.0192 | 5.0101 | 4.2846 | 4.4187 | 8.6533e-05
2339 | 4.0614e-05 | 0.00012173 | 0.054347 | 3.2658 | 2.9596 | 3.0192 | 5.0069 | 4.2846 | 4.4187 | 8.9647e-05
2340 | 3.3558e-05 | 0.00011983 | 0.052788 | 3.2963 | 2.9617 | 3.0192 | 5.0836 | 4.2892 | 4.4187 | 0.00024157
2341 | 3.8797e-05 | 0.00012218 | 0.056138 | 3.317 | 2.9617 | 3.0192 | 5.136 | 4.2892 | 4.4187 | 9.1286e-05
2342 | 3.6099e-05 | 0.00012263 | 0.047532 | 3.317 | 2.9617 | 3.0192 | 5.136 | 4.2892 | 4.4187 | 9.3744e-05
2343 | 2.9724e-05 | 0.00012072 | 0.030495 | 3.2533 | 2.9627 | 3.0192 | 4.9757 | 4.2915 | 4.4187 | 8.3255e-05
2344 | 4.1916e-05 | 0.00011777 | 0.017153 | 3.2925 | 2.9627 | 3.0192 | 5.0738 | 4.2915 | 4.4187 | 7.9158e-05
2345 | 4.0837e-05 | 0.000121 | 0.0093563 | 3.2433 | 2.9627 | 3.0192 | 4.951 | 4.2915 | 4.4187 | 6.8014e-05
2346 | 3.8708e-05 | 0.00012153 | 0.00098184 | 3.1388 | 2.9638 | 3.0192 | 4.6972 | 4.2938 | 4.4187 | 0.00024469
2347 | 6.9329e-05 | 0.00012466 | 0 | 3.0873 | 2.9627 | 3.0192 | 4.5759 | 4.2915 | 4.4187 | 0.0002832
2348 | 0.00011093 | 0.00011464 | 0 | 3.0907 | 2.9638 | 3.0192 | 4.5838 | 4.2938 | 4.4187 | 0.00023534
2349 | 0.00012858 | 0.00012027 | 0 | 3.0256 | 2.9638 | 3.0192 | 4.4334 | 4.2938 | 4.4187 | 0.00024141
2350 | 0.00014344 | 0.00011951 | 0 | 2.9778 | 2.9638 | 3.0192 | 4.3251 | 4.2938 | 4.4187 | 1.2456e-05
2351 | 0.00015417 | 0.0001207 | 0 | 2.9632 | 2.9648 | 3.0192 | 4.2925 | 4.2961 | 4.4187 | 9.1778e-06
2352 | 0.00016419 | 0.00012051 | 0 | 2.9767 | 2.9648 | 3.0192 | 4.3228 | 4.2961 | 4.4187 | 1.3111e-05
2353 | 0.00017264 | 0.00011763 | 0 | 2.9663 | 2.9669 | 3.0192 | 4.2995 | 4.3008 | 4.4187 | 3.7694e-06
2354 | 0.00018256 | 0.0001197 | 0 | 2.9294 | 2.9658 | 3.0192 | 4.2176 | 4.2985 | 4.4187 | 1.6225e-05
2355 | 0.00018815 | 0.00012043 | 0 | 2.9173 | 2.9658 | 3.0192 | 4.191 | 4.2985 | 4.4187 | 1.1964e-05
2356 | 0.00019629 | 0.00012049 | 0 | 2.9033 | 2.9658 | 3.0192 | 4.1604 | 4.2985 | 4.4187 | 1.3439e-05
2357 | 0.00021134 | 0.00011766 | 0.00098184 | 2.9005 | 2.9658 | 3.0192 | 4.1544 | 4.2985 | 4.4187 | 2.3436e-05
2358 | 0.00020484 | 0.00012005 | 0.008259 | 2.9601 | 2.9669 | 3.0192 | 4.2856 | 4.3008 | 4.4187 | 7.0472e-06
2359 | 0.0001846 | 0.0001192 | 0.020099 | 3.002 | 2.9679 | 3.0192 | 4.3798 | 4.3031 | 4.4187 | 0.00062474
2360 | 0.0001168 | 0.00011943 | 0.03292 | 3.0452 | 2.9679 | 3.0192 | 4.4782 | 4.3031 | 4.4187 | 7.08e-05
2361 | 9.0361e-05 | 0.00011932 | 0.042623 | 3.1272 | 2.9679 | 3.0192 | 4.6697 | 4.3031 | 4.4187 | 8.5878e-05
2362 | 6.412e-05 | 0.00011938 | 0.048514 | 3.2138 | 2.9679 | 3.0192 | 4.8783 | 4.3031 | 4.4187 | 0.00011226
2363 | 6.296e-05 | 0.00011972 | 0.053366 | 3.2785 | 2.969 | 3.0192 | 5.0386 | 4.3054 | 4.4187 | 0.00013308
2364 | 6.6846e-05 | 0.00011967 | 0.045453 | 3.3287 | 2.969 | 3.0192 | 5.1659 | 4.3054 | 4.4187 | 0.00025517
2365 | 8.1028e-05 | 0.00011948 | 0.047475 | 3.3392 | 2.97 | 3.0192 | 5.1928 | 4.3078 | 4.4187 | 0.0001003
2366 | 6.7472e-05 | 0.00011986 | 0.039504 | 3.3617 | 2.97 | 3.0192 | 5.251 | 4.3078 | 4.4187 | 8.2272e-05
2367 | 4.699e-05 | 0.00011881 | 0.027896 | 3.3497 | 2.971 | 3.0192 | 5.22 | 4.3101 | 4.4187 | 7.8503e-05
2368 | 3.9578e-05 | 0.00011729 | 0.016807 | 3.3418 | 2.971 | 3.0192 | 5.1996 | 4.3101 | 4.4187 | 5.2608e-05
2369 | 5.2874e-05 | 0.00011825 | 0.0083167 | 3.2759 | 2.971 | 3.0192 | 5.0322 | 4.3101 | 4.4187 | 7.6208e-05
2370 | 4.9758e-05 | 0.00011915 | 0.0012995 | 3.1552 | 2.971 | 3.0192 | 4.7362 | 4.3101 | 4.4187 | 0.00024092
2371 | 7.745e-05 | 0.00011991 | 0 | 3.0941 | 2.9721 | 3.0192 | 4.5917 | 4.3124 | 4.4187 | 0.00022895
2372 | 0.0001119 | 0.0001108 | 0 | 3.031 | 2.9721 | 3.0192 | 4.4457 | 4.3124 | 4.4187 | 0.00026747
2373 | 0.00013076 | 0.00011923 | 0 | 2.9642 | 2.9721 | 3.0192 | 4.2948 | 4.3124 | 4.4187 | 0.0002873
2374 | 0.00015359 | 0.00012008 | 0 | 2.9395 | 2.9731 | 3.0192 | 4.24 | 4.3148 | 4.4187 | 1.5078e-05
2375 | 0.00016212 | 0.00011675 | 0 | 2.8747 | 2.9731 | 3.0192 | 4.0983 | 4.3148 | 4.4187 | 6.5555e-06
2376 | 0.00017686 | 0.00011778 | 0 | 2.8515 | 2.9731 | 3.0192 | 4.0484 | 4.3148 | 4.4187 | 1.4422e-05
2377 | 0.00018623 | 0.00011861 | 0 | 2.823 | 2.9752 | 3.0192 | 3.9876 | 4.3194 | 4.4187 | 2.0486e-05
2378 | 0.00019096 | 0.00011783 | 0 | 2.8155 | 2.9752 | 3.0192 | 3.9718 | 4.3194 | 4.4187 | 9.9972e-06
2379 | 0.00019799 | 0.0001145 | 0 | 2.8277 | 2.9752 | 3.0192 | 3.9976 | 4.3194 | 4.4187 | 1.5733e-05
2380 | 0.00020315 | 0.0001202 | 0 | 2.84 | 2.9752 | 3.0192 | 4.0239 | 4.3194 | 4.4187 | 9.3417e-06
2381 | 0.00021992 | 0.00011999 | 0.0014439 | 2.8391 | 2.9763 | 3.0192 | 4.0218 | 4.3218 | 4.4187 | 1.18e-05
2382 | 0.00022377 | 0.00012019 | 0.01028 | 2.9073 | 2.9763 | 3.0192 | 4.1691 | 4.3218 | 4.4187 | 1.6389e-05
2383 | 0.00016695 | 0.00011976 | 0.023449 | 3.0256 | 2.9763 | 3.0192 | 4.4334 | 4.3218 | 4.4187 | 0.00064802
2384 | 0.00011888 | 0.00011928 | 0.038754 | 3.1111 | 2.9763 | 3.0192 | 4.6317 | 4.3218 | 4.4187 | 8.5878e-05
2385 | 8.1023e-05 | 0.00011933 | 0.0499 | 3.1944 | 2.9763 | 3.0192 | 4.831 | 4.3218 | 4.4187 | 9.063e-05
2386 | 6.6602e-05 | 0.00011928 | 0.067804 | 3.3002 | 2.9773 | 3.0192 | 5.0933 | 4.3241 | 4.4187 | 7.6864e-05
2387 | 6.5336e-05 | 0.00011937 | 0.074157 | 3.33 | 2.9773 | 3.0192 | 5.1693 | 4.3241 | 4.4187 | 9.4072e-05
2388 | 6.154e-05 | 0.00011968 | 0.064801 | 3.3617 | 2.9773 | 3.0192 | 5.251 | 4.3241 | 4.4187 | 0.00024075
2389 | 6.2657e-05 | 0.00011963 | 0.058044 | 3.367 | 2.9784 | 3.0192 | 5.2648 | 4.3265 | 4.4187 | 7.8994e-05
2390 | 5.927e-05 | 0.00011876 | 0.049265 | 3.3684 | 2.9794 | 3.0192 | 5.2683 | 4.3288 | 4.4187 | 7.8667e-05
2391 | 4.9303e-05 | 0.00011886 | 0.039966 | 3.3511 | 2.9794 | 3.0192 | 5.2234 | 4.3288 | 4.4187 | 9.0958e-05
2392 | 4.4671e-05 | 0.00011796 | 0.022062 | 3.2646 | 2.9794 | 3.0192 | 5.0038 | 4.3288 | 4.4187 | 8.3419e-05
2393 | 4.2163e-05 | 0.00011888 | 0.010742 | 3.2396 | 2.9794 | 3.0192 | 4.9418 | 4.3288 | 4.4187 | 6.6867e-05
2394 | 6.2944e-05 | 0.00011807 | 0.0015161 | 3.1307 | 2.9815 | 3.0192 | 4.6779 | 4.3336 | 4.4187 | 0.00024059
2395 | 7.8391e-05 | 0.00012055 | 0 | 3.017 | 2.9815 | 3.0192 | 4.4137 | 4.3336 | 4.4187 | 0.00025567
2396 | 0.00011348 | 0.00011811 | 0 | 2.9446 | 2.9815 | 3.0192 | 4.2513 | 4.3336 | 4.4187 | 0.00023879
2397 | 0.00012373 | 0.00011951 | 0 | 2.9123 | 2.9815 | 3.0192 | 4.18 | 4.3336 | 4.4187 | 0.00024895
2398 | 0.00012172 | 0.00011935 | 0 | 2.8934 | 2.9805 | 3.0192 | 4.1388 | 4.3312 | 4.4187 | 1.4258e-05
2399 | 0.00012908 | 0.00012004 | 0 | 2.8718 | 2.9805 | 3.0192 | 4.092 | 4.3312 | 4.4187 | 1.8847e-05
2400 | 0.00013653 | 0.00011988 | 0 | 2.8708 | 2.9826 | 3.0192 | 4.0899 | 4.3359 | 4.4187 | 1.4422e-05
2401 | 0.00014241 | 0.00012019 | 0 | 2.8496 | 2.9826 | 3.0192 | 4.0443 | 4.3359 | 4.4187 | 6.5555e-06
2402 | 0.00014938 | 0.00011977 | 0 | 2.841 | 2.9826 | 3.0192 | 4.0259 | 4.3359 | 4.4187 | 9.1778e-06
2403 | 0.00015417 | 0.00012008 | 0 | 2.8249 | 2.9826 | 3.0192 | 3.9916 | 4.3359 | 4.4187 | 2.2125e-05
2404 | 0.0001615 | 0.00011872 | 0 | 2.7969 | 2.9826 | 3.0192 | 3.9326 | 4.3359 | 4.4187 | 1.4258e-05
2405 | 0.00017416 | 0.00012023 | 0.0014439 | 2.7914 | 2.9836 | 3.0192 | 3.921 | 4.3383 | 4.4187 | 1.2456e-05
2406 | 0.00018402 | 0.00011561 | 0.011089 | 2.8544 | 2.9836 | 3.0192 | 4.0546 | 4.3383 | 4.4187 | 6.5555e-06
2407 | 0.00013329 | 0.0001187 | 0.025932 | 2.9426 | 2.9836 | 3.0192 | 4.2468 | 4.3383 | 4.4187 | 0.00061868
2408 | 8.8138e-05 | 0.00011863 | 0.041353 | 3.0245 | 2.9857 | 3.0192 | 4.4309 | 4.343 | 4.4187 | 5.8017e-05
2409 | 7.1588e-05 | 0.00011902 | 0.053423 | 3.0672 | 2.9857 | 3.0192 | 4.5291 | 4.343 | 4.4187 | 0.00010096
2410 | 6.1095e-05 | 0.00011904 | 0.063588 | 3.1146 | 2.9868 | 3.0192 | 4.6398 | 4.3454 | 4.4187 | 9.0303e-05
2411 | 6.0767e-05 | 0.00011962 | 0.066938 | 3.1481 | 2.9868 | 3.0192 | 4.7194 | 4.3454 | 4.4187 | 8.1125e-05
2412 | 6.2903e-05 | 0.0001194 | 0.063242 | 3.192 | 2.9868 | 3.0192 | 4.8251 | 4.3454 | 4.4187 | 0.00023436
2413 | 6.438e-05 | 0.00011941 | 0.065841 | 3.2041 | 2.9868 | 3.0192 | 4.8545 | 4.3454 | 4.4187 | 0.00011751
2414 | 5.3348e-05 | 0.00011882 | 0.052211 | 3.2446 | 2.9878 | 3.0192 | 4.954 | 4.3478 | 4.4187 | 9.8825e-05
2415 | 4.2953e-05 | 0.00011807 | 0.036963 | 3.2236 | 2.9878 | 3.0192 | 4.9022 | 4.3478 | 4.4187 | 9.6694e-05
2416 | 4.9296e-05 | 0.00011636 | 0.023333 | 3.226 | 2.9878 | 3.0192 | 4.9083 | 4.3478 | 4.4187 | 8.0633e-05
2417 | 4.7551e-05 | 0.00011502 | 0.009183 | 3.1824 | 2.9878 | 3.0192 | 4.8019 | 4.3478 | 4.4187 | 6.5228e-05
2418 | 3.6186e-05 | 0.00011518 | 0.0017327 | 3.1123 | 2.9889 | 3.0192 | 4.6344 | 4.3501 | 4.4187 | 0.0002637
2419 | 5.1658e-05 | 0.00012236 | 0 | 3.0267 | 2.9889 | 3.0192 | 4.4358 | 4.3501 | 4.4187 | 0.00027074
2420 | 8.9673e-05 | 0.00012013 | 0 | 2.9746 | 2.9889 | 3.0192 | 4.3181 | 4.3501 | 4.4187 | 0.00028664
2421 | 0.0001015 | 0.00011826 | 0 | 2.9334 | 2.9899 | 3.0192 | 4.2265 | 4.3525 | 4.4187 | 0.00031434
2422 | 0.00010565 | 0.00011741 | 0 | 2.8835 | 2.991 | 3.0192 | 4.1174 | 4.3549 | 4.4187 | 5.0805e-06
2423 | 0.00012751 | 0.00011741 | 0 | 2.8767 | 2.9899 | 3.0192 | 4.1026 | 4.3525 | 4.4187 | 1.2619e-05
2424 | 0.00015464 | 0.00011487 | 0 | 2.865 | 2.9899 | 3.0192 | 4.0774 | 4.3525 | 4.4187 | 1.1964e-05
2425 | 0.00016992 | 0.00012 | 0 | 2.864 | 2.9899 | 3.0192 | 4.0753 | 4.3525 | 4.4187 | 1.2619e-05
2426 | 0.0001677 | 0.00011992 | 0 | 2.8448 | 2.9899 | 3.0192 | 4.0341 | 4.3525 | 4.4187 | 1.6717e-05
2427 | 0.00018361 | 0.00012003 | 0 | 2.8183 | 2.9899 | 3.0192 | 3.9777 | 4.3525 | 4.4187 | 1.2128e-05
2428 | 0.0001952 | 0.00011912 | 0 | 2.8025 | 2.9899 | 3.0192 | 3.9442 | 4.3525 | 4.4187 | 1.6553e-05
2429 | 0.00021889 | 0.00011756 | 0.0016364 | 2.808 | 2.991 | 3.0192 | 3.956 | 4.3549 | 4.4187 | 1.6225e-05
2430 | 0.00022192 | 0.00012011 | 0.0098761 | 2.8786 | 2.991 | 3.0192 | 4.1068 | 4.3549 | 4.4187 | 1.5078e-05
2431 | 0.00019126 | 0.00011942 | 0.022755 | 2.9694 | 2.991 | 3.0192 | 4.3064 | 4.3549 | 4.4187 | 0.00072717
2432 | 0.00012892 | 0.00011934 | 0.03217 | 3.0828 | 2.9921 | 3.0192 | 4.5654 | 4.3573 | 4.4187 | 7.588e-05
2433 | 8.5177e-05 | 0.00011844 | 0.035808 | 3.2017 | 2.9931 | 3.0192 | 4.8486 | 4.3597 | 4.4187 | 7.2275e-05
2434 | 6.1156e-05 | 0.0001164 | 0.038234 | 3.2734 | 2.9931 | 3.0192 | 5.0259 | 4.3597 | 4.4187 | 8.3911e-05
2435 | 5.9165e-05 | 0.00011775 | 0.043547 | 3.3092 | 2.9931 | 3.0192 | 5.1162 | 4.3597 | 4.4187 | 7.67e-05
2436 | 5.1094e-05 | 0.00011666 | 0.03962 | 3.3738 | 2.9931 | 3.0192 | 5.2823 | 4.3597 | 4.4187 | 0.00021076
2437 | 4.69e-05 | 0.0001154 | 0.034725 | 3.3886 | 2.9931 | 3.0192 | 5.3211 | 4.3597 | 4.4187 | 0.0001021
2438 | 3.8907e-05 | 0.00011644 | 0.02368 | 3.3981 | 2.9931 | 3.0192 | 5.346 | 4.3597 | 4.4187 | 9.948e-05
2439 | 3.2504e-05 | 0.00011235 | 0.01467 | 3.3886 | 2.9931 | 3.0192 | 5.3211 | 4.3597 | 4.4187 | 9.0794e-05
2440 | 3.9492e-05 | 0.00011399 | 0.0057033 | 3.3764 | 2.9931 | 3.0192 | 5.2893 | 4.3597 | 4.4187 | 8.8008e-05
2441 | 4.1011e-05 | 0.00011931 | 0.0051258 | 3.3392 | 2.9942 | 3.0192 | 5.1928 | 4.362 | 4.4187 | 6.703e-05
2442 | 3.1057e-05 | 0.00012275 | 0.00086633 | 3.1203 | 2.9942 | 3.0192 | 4.6533 | 4.362 | 4.4187 | 0.00025567
2443 | 4.3193e-05 | 0.00013158 | 0 | 2.9988 | 2.9942 | 3.0192 | 4.3726 | 4.362 | 4.4187 | 0.0002637
2444 | 6.5039e-05 | 0.00012387 | 0 | 2.9143 | 2.9952 | 3.0192 | 4.1844 | 4.3644 | 4.4187 | 0.00022371
2445 | 7.6952e-05 | 0.00012135 | 0 | 2.8776 | 2.9952 | 3.0192 | 4.1047 | 4.3644 | 4.4187 | 0.00025452
2446 | 9.6684e-05 | 0.00012105 | 0 | 2.8544 | 2.9952 | 3.0192 | 4.0546 | 4.3644 | 4.4187 | 1.1472e-05
2447 | 0.00011541 | 0.00011967 | 0 | 2.8287 | 2.9952 | 3.0192 | 3.9996 | 4.3644 | 4.4187 | 4.5889e-06
2448 | 0.00013442 | 0.00011897 | 0 | 2.7777 | 2.9963 | 3.0192 | 3.8923 | 4.3668 | 4.4187 | 2.655e-05
2449 | 0.00014353 | 0.00012058 | 0 | 2.7373 | 2.9963 | 3.0192 | 3.8086 | 4.3668 | 4.4187 | 2.3108e-05
2450 | 0.00015311 | 0.00011911 | 0 | 2.7223 | 2.9963 | 3.0192 | 3.7779 | 4.3668 | 4.4187 | 1.9503e-05
2451 | 0.00016374 | 0.00011904 | 0 | 2.7136 | 2.9974 | 3.0192 | 3.7601 | 4.3692 | 4.4187 | 2.8025e-05
2452 | 0.00017148 | 0.0001188 | 0 | 2.7153 | 2.9974 | 3.0192 | 3.7636 | 4.3692 | 4.4187 | 3.9169e-05
2453 | 0.00019687 | 0.00011937 | 0.0012273 | 2.7704 | 2.9974 | 3.0192 | 3.8771 | 4.3692 | 4.4187 | 1.8519e-05
2454 | 0.00019816 | 0.00011886 | 0.0071039 | 2.8592 | 2.9974 | 3.0192 | 4.0649 | 4.3692 | 4.4187 | 3.0319e-05
2455 | 0.00017401 | 0.00011804 | 0.016171 | 2.9611 | 2.9984 | 3.0192 | 4.2879 | 4.3716 | 4.4187 | 0.0006095
2456 | 0.00011463 | 0.0001181 | 0.03061 | 3.075 | 2.9984 | 3.0192 | 4.5471 | 4.3716 | 4.4187 | 0.00062442
2457 | 7.1023e-05 | 0.00011793 | 0.043085 | 3.198 | 2.9984 | 3.0192 | 4.8398 | 4.3716 | 4.4187 | 8.2764e-05
2458 | 5.5433e-05 | 0.00011764 | 0.050882 | 3.2976 | 2.9984 | 3.0192 | 5.0868 | 4.3716 | 4.4187 | 9.7842e-05
2459 | 4.9118e-05 | 0.00011738 | 0.055041 | 3.363 | 2.9984 | 3.0192 | 5.2544 | 4.3716 | 4.4187 | 0.00012865
2460 | 4.0544e-05 | 0.00011796 | 0.051691 | 3.4036 | 2.9984 | 3.0192 | 5.3604 | 4.3716 | 4.4187 | 9.3417e-05
2461 | 5.082e-05 | 0.00011858 | 0.048052 | 3.4159 | 2.9984 | 3.0192 | 5.393 | 4.3716 | 4.4187 | 7.8175e-05
2462 | 4.1606e-05 | 0.00011894 | 0.04193 | 3.4214 | 2.9984 | 3.0192 | 5.4077 | 4.3716 | 4.4187 | 8.7025e-05
2463 | 3.0275e-05 | 0.0001128 | 0.02443 | 3.4214 | 2.9995 | 3.0192 | 5.4077 | 4.374 | 4.4187 | 0.00030418
2464 | 2.4657e-05 | 0.00011632 | 0.012822 | 3.4008 | 2.9995 | 3.0192 | 5.3532 | 4.374 | 4.4187 | 0.00027927
2465 | 2.4314e-05 | 0.00012094 | 0.0062568 | 3.3751 | 3.0016 | 3.0192 | 5.2858 | 4.3788 | 4.4187 | 4.2447e-05
2466 | 5.7142e-05 | 0.00012159 | 0.0010107 | 3.3027 | 3.0016 | 3.0192 | 5.0998 | 4.3788 | 4.4187 | 4.1628e-05
2467 | 4.6661e-05 | 0.00012702 | 0 | 3.2089 | 3.0016 | 3.0192 | 4.8663 | 4.3788 | 4.4187 | 3.753e-05
2468 | 7.4444e-05 | 0.00012023 | 0 | 3.1493 | 3.0016 | 3.0192 | 4.7222 | 4.3788 | 4.4187 | 0.00018831
2469 | 9.7248e-05 | 0.00012106 | 0 | 3.0672 | 3.0016 | 3.0192 | 4.5291 | 4.3788 | 4.4187 | 0.00015176
2470 | 0.00011859 | 0.00012088 | 0 | 3.0224 | 3.0016 | 3.0192 | 4.426 | 4.3788 | 4.4187 | 0.00021043
2471 | 0.000142 | 0.00012054 | 0 | 2.9914 | 3.0016 | 3.0192 | 4.3558 | 4.3788 | 4.4187 | 2.2617e-05
2472 | 0.00016809 | 0.00011956 | 0 | 2.9436 | 3.0016 | 3.0192 | 4.2491 | 4.3788 | 4.4187 | 2.1961e-05
2473 | 0.00018311 | 0.00011371 | 0 | 2.9324 | 3.0027 | 3.0192 | 4.2243 | 4.3813 | 4.4187 | 2.1961e-05
2474 | 0.0001953 | 0.00011474 | 0 | 2.9073 | 3.0027 | 3.0192 | 4.1691 | 4.3813 | 4.4187 | 1.9994e-05
2475 | 0.00020513 | 0.00011822 | 0 | 2.9003 | 3.0037 | 3.0192 | 4.1539 | 4.3837 | 4.4187 | 2.3272e-05
2476 | 0.00021696 | 0.00011938 | 0 | 2.8825 | 3.0048 | 3.0192 | 4.1153 | 4.3861 | 4.4187 | 2.5731e-05
2477 | 0.00022144 | 0.00011787 | 0.00072194 | 2.9013 | 3.0048 | 3.0192 | 4.156 | 4.3861 | 4.4187 | 3.4417e-05
2478 | 0.00022358 | 0.00011809 | 0.0050824 | 2.9436 | 3.0048 | 3.0192 | 4.2491 | 4.3861 | 4.4187 | 2.655e-05
2479 | 0.00018622 | 0.00011838 | 0.018193 | 3.0245 | 3.0048 | 3.0192 | 4.4309 | 4.3861 | 4.4187 | 0.00061753
2480 | 0.00014505 | 0.00011846 | 0.031707 | 3.0918 | 3.0048 | 3.0192 | 4.5864 | 4.3861 | 4.4187 | 0.00055444
2481 | 0.00010431 | 0.00011836 | 0.035303 | 3.1622 | 3.0048 | 3.0192 | 4.7532 | 4.3861 | 4.4187 | 9.9644e-05
2482 | 6.7981e-05 | 0.00011831 | 0.043143 | 3.2065 | 3.0048 | 3.0192 | 4.8604 | 4.3861 | 4.4187 | 9.3417e-05
2483 | 7.8427e-05 | 0.00011854 | 0.040948 | 3.2433 | 3.0059 | 3.0192 | 4.951 | 4.3885 | 4.4187 | 0.00011194
2484 | 5.8014e-05 | 0.00011849 | 0.034191 | 3.2823 | 3.008 | 3.0192 | 5.0481 | 4.3933 | 4.4187 | 8.4894e-05
2485 | 6.3387e-05 | 0.00011804 | 0.026972 | 3.3313 | 3.008 | 3.0192 | 5.1726 | 4.3933 | 4.4187 | 8.9155e-05
2486 | 5.3836e-05 | 0.00011616 | 0.028704 | 3.3724 | 3.008 | 3.0192 | 5.2788 | 4.3933 | 4.4187 | 8.9811e-05
2487 | 4.1912e-05 | 0.00011356 | 0.023275 | 3.3392 | 3.008 | 3.0192 | 5.1928 | 4.3933 | 4.4187 | 0.00028713
2488 | 3.4887e-05 | 0.00011082 | 0.018944 | 3.3511 | 3.008 | 3.0192 | 5.2234 | 4.3933 | 4.4187 | 0.00025485
2489 | 3.6379e-05 | 0.00011881 | 0.0088943 | 3.3131 | 3.008 | 3.0192 | 5.126 | 4.3933 | 4.4187 | 3.9333e-05
2490 | 3.9717e-05 | 0.00012004 | 0.0019492 | 3.1812 | 3.008 | 3.0192 | 4.799 | 4.3933 | 4.4187 | 4.8675e-05
2491 | 5.8038e-05 | 0.00012461 | 0 | 3.1077 | 3.0112 | 3.0192 | 4.6236 | 4.4006 | 4.4187 | 3.7367e-05
2492 | 9.2849e-05 | 0.00012059 | 0 | 3.0299 | 3.0112 | 3.0192 | 4.4432 | 4.4006 | 4.4187 | 0.00017208
2493 | 0.00011581 | 0.00012043 | 0 | 3.0116 | 3.0112 | 3.0192 | 4.4015 | 4.4006 | 4.4187 | 0.00018061
2494 | 0.00013025 | 0.00012057 | 0 | 2.9767 | 3.0112 | 3.0192 | 4.3228 | 4.4006 | 4.4187 | 0.00020207
2495 | 0.00015024 | 0.00011967 | 0 | 2.9477 | 3.0112 | 3.0192 | 4.2581 | 4.4006 | 4.4187 | 1.9831e-05
2496 | 0.00016502 | 0.00011934 | 0 | 2.9263 | 3.0112 | 3.0192 | 4.2109 | 4.4006 | 4.4187 | 1.3275e-05
2497 | 0.00018251 | 0.00011878 | 0 | 2.9294 | 3.0112 | 3.0192 | 4.2176 | 4.4006 | 4.4187 | 4.7528e-06
2498 | 0.00019803 | 0.00011943 | 0 | 2.8973 | 3.0112 | 3.0192 | 4.1474 | 4.4006 | 4.4187 | 1.3439e-05
2499 | 0.00021188 | 0.00011856 | 0 | 2.8963 | 3.0123 | 3.0192 | 4.1452 | 4.4031 | 4.4187 | 1.8683e-05
2500 | 0.00022154 | 0.00011863 | 0 | 2.8914 | 3.0123 | 3.0192 | 4.1345 | 4.4031 | 4.4187 | 8.0305e-06
2501 | 0.00023057 | 0.00011938 | 0.0014439 | 2.8796 | 3.0123 | 3.0192 | 4.1089 | 4.4031 | 4.4187 | 1.0817e-05
2502 | 0.00024036 | 0.00011717 | 0.0087354 | 2.9457 | 3.0123 | 3.0192 | 4.2536 | 4.4031 | 4.4187 | 5.0805e-06
2503 | 0.00019087 | 0.00011828 | 0.017442 | 2.9883 | 3.0123 | 3.0192 | 4.3487 | 4.4031 | 4.4187 | 0.00066309
2504 | 0.00012049 | 0.0001177 | 0.029744 | 3.0364 | 3.0144 | 3.0192 | 4.4582 | 4.4079 | 4.4187 | 9.2105e-05
2505 | 8.4547e-05 | 0.00011771 | 0.041699 | 3.1077 | 3.0134 | 3.0192 | 4.6236 | 4.4055 | 4.4187 | 6.195e-05
2506 | 6.3873e-05 | 0.00011458 | 0.045973 | 3.1435 | 3.0134 | 3.0192 | 4.7083 | 4.4055 | 4.4187 | 8.7353e-05
2507 | 5.759e-05 | 0.00011673 | 0.047879 | 3.1411 | 3.0134 | 3.0192 | 4.7027 | 4.4055 | 4.4187 | 9.4236e-05
2508 | 5.0927e-05 | 0.00011462 | 0.042277 | 3.1634 | 3.0144 | 3.0192 | 4.756 | 4.4079 | 4.4187 | 0.00023354
2509 | 4.4502e-05 | 0.00011671 | 0.040197 | 3.2029 | 3.0155 | 3.0192 | 4.8515 | 4.4104 | 4.4187 | 9.653e-05
2510 | 3.8373e-05 | 0.00011871 | 0.04141 | 3.186 | 3.0155 | 3.0192 | 4.8106 | 4.4104 | 4.4187 | 7.5061e-05
2511 | 3.1589e-05 | 0.00011534 | 0.021831 | 3.1318 | 3.0155 | 3.0192 | 4.6806 | 4.4104 | 4.4187 | 8.0469e-05
2512 | 3.1148e-05 | 0.00011763 | 0.017904 | 3.0998 | 3.0155 | 3.0192 | 4.6049 | 4.4104 | 4.4187 | 8.6205e-05
2513 | 2.2398e-05 | 0.00012307 | 0.0093563 | 3.0907 | 3.0166 | 3.0192 | 4.5838 | 4.4128 | 4.4187 | 9.0303e-05
2514 | 3.662e-05 | 0.00012484 | 0.0015883 | 3.0485 | 3.0166 | 3.0192 | 4.4857 | 4.4128 | 4.4187 | 0.00022748
2515 | 3.9057e-05 | 0.0001259 | 0 | 3.0063 | 3.0177 | 3.0192 | 4.3894 | 4.4153 | 4.4187 | 0.00028746
2516 | 5.128e-05 | 0.00012769 | 0 | 2.9642 | 3.0177 | 3.0192 | 4.2948 | 4.4153 | 4.4187 | 0.00028123
2517 | 5.5652e-05 | 0.00012061 | 0 | 2.957 | 3.0177 | 3.0192 | 4.2787 | 4.4153 | 4.4187 | 0.00027304
2518 | 5.8764e-05 | 0.00012019 | 0 | 2.9123 | 3.0177 | 3.0192 | 4.18 | 4.4153 | 4.4187 | 6.8833e-06
2519 | 6.8997e-05 | 0.00012242 | 0 | 2.8963 | 3.0166 | 3.0192 | 4.1452 | 4.4128 | 4.4187 | 1.9339e-05
2520 | 8.7678e-05 | 0.00012194 | 0 | 2.8835 | 3.0187 | 3.0192 | 4.1174 | 4.4177 | 4.4187 | 1.5242e-05
2521 | 0.00010804 | 0.00011494 | 0 | 2.8757 | 3.0187 | 3.0192 | 4.1004 | 4.4177 | 4.4187 | 1.9994e-05
2522 | 0.00011973 | 0.00012055 | 0 | 2.864 | 3.0187 | 3.0192 | 4.0753 | 4.4177 | 4.4187 | 1.5733e-05
2523 | 0.00013034 | 0.00012048 | 0 | 2.8438 | 3.0187 | 3.0192 | 4.032 | 4.4177 | 4.4187 | 8.0305e-06
2524 | 0.00014861 | 0.00012072 | 0 | 2.8127 | 3.0198 | 3.0192 | 3.9658 | 4.4202 | 4.4187 | 1.3439e-05
2525 | 0.00016323 | 0.00012068 | 0.0020214 | 2.8108 | 3.0209 | 3.0192 | 3.9619 | 4.4226 | 4.4187 | 9.3417e-06
2526 | 0.0001782 | 0.00012042 | 0.011204 | 2.8381 | 3.0209 | 3.0192 | 4.0198 | 4.4226 | 4.4187 | 1.18e-05
2527 | 0.00015072 | 0.00011895 | 0.022524 | 2.8934 | 3.0209 | 3.0192 | 4.1388 | 4.4226 | 4.4187 | 0.00057869
2528 | 7.3745e-05 | 0.00011858 | 0.034711 | 2.9416 | 3.0209 | 3.0192 | 4.2445 | 4.4226 | 4.4187 | 5.9819e-05
2529 | 5.1657e-05 | 0.00011763 | 0.043778 | 2.9632 | 3.0209 | 3.0192 | 4.2925 | 4.4226 | 4.4187 | 8.2272e-05
2530 | 3.4112e-05 | 0.00011225 | 0.047359 | 3.0289 | 3.022 | 3.0192 | 4.4408 | 4.4251 | 4.4187 | 8.2108e-05
2531 | 3.5686e-05 | 0.00012093 | 0.051517 | 3.0628 | 3.022 | 3.0192 | 4.5188 | 4.4251 | 4.4187 | 9.6039e-05
2532 | 3.5306e-05 | 0.00011959 | 0.046493 | 3.1134 | 3.022 | 3.0192 | 4.6371 | 4.4251 | 4.4187 | 0.00025304
2533 | 3.4352e-05 | 0.00011991 | 0.046724 | 3.1169 | 3.0209 | 3.0192 | 4.6452 | 4.4226 | 4.4187 | 7.9814e-05
2534 | 2.9784e-05 | 0.00011966 | 0.046724 | 3.1411 | 3.022 | 3.0192 | 4.7027 | 4.4251 | 4.4187 | 8.3583e-05
2535 | 2.6281e-05 | 0.00011537 | 0.039562 | 3.1753 | 3.022 | 3.0192 | 4.7846 | 4.4251 | 4.4187 | 8.9155e-05
2536 | 1.784e-05 | 0.00011801 | 0.021658 | 3.1353 | 3.0231 | 3.0192 | 4.6889 | 4.4275 | 4.4187 | 8.3747e-05
2537 | 3.3768e-05 | 0.00012355 | 0.010627 | 3.1066 | 3.0231 | 3.0192 | 4.6209 | 4.4275 | 4.4187 | 8.6533e-05
2538 | 1.7842e-05 | 0.00012523 | 0.0025027 | 3.0728 | 3.0231 | 3.0192 | 4.542 | 4.4275 | 4.4187 | 0.00026353
2539 | 2.5675e-05 | 0.00012591 | 0 | 3.0159 | 3.0231 | 3.0192 | 4.4113 | 4.4275 | 4.4187 | 0.00025681
2540 | 4.4362e-05 | 0.00012774 | 0 | 2.9355 | 3.0231 | 3.0192 | 4.231 | 4.4275 | 4.4187 | 0.00024682
2541 | 4.0306e-05 | 0.00011841 | 0 | 2.9083 | 3.0231 | 3.0192 | 4.1712 | 4.4275 | 4.4187 | 0.00026665
2542 | 3.7161e-05 | 0.00012065 | 0 | 2.8963 | 3.0231 | 3.0192 | 4.1452 | 4.4275 | 4.4187 | 1.7372e-05
2543 | 4.062e-05 | 0.00012192 | 0 | 2.8757 | 3.0241 | 3.0192 | 4.1004 | 4.43 | 4.4187 | 9.8333e-06
2544 | 4.9985e-05 | 0.0001225 | 0 | 2.8534 | 3.0241 | 3.0192 | 4.0525 | 4.43 | 4.4187 | 1.0161e-05
2545 | 5.8895e-05 | 0.00012145 | 0 | 2.8268 | 3.0241 | 3.0192 | 3.9956 | 4.43 | 4.4187 | 1.475e-05
2546 | 6.8977e-05 | 0.00012118 | 0 | 2.8305 | 3.0252 | 3.0192 | 4.0037 | 4.4325 | 4.4187 | 1.4586e-05
2547 | 7.7853e-05 | 0.00012095 | 0 | 2.8099 | 3.0252 | 3.0192 | 3.9599 | 4.4325 | 4.4187 | 1.0161e-05
2548 | 9.0681e-05 | 0.00012001 | 0 | 2.7886 | 3.0252 | 3.0192 | 3.9152 | 4.4325 | 4.4187 | 9.1778e-06
2549 | 0.00010546 | 0.00012019 | 0.0018048 | 2.7988 | 3.0252 | 3.0192 | 3.9365 | 4.4325 | 4.4187 | 1.2456e-05
2550 | 0.00011536 | 0.00012005 | 0.009183 | 2.841 | 3.0252 | 3.0192 | 4.0259 | 4.4325 | 4.4187 | 2.2944e-06
2551 | 0.00011954 | 0.00011818 | 0.017269 | 2.8894 | 3.0252 | 3.0192 | 4.1302 | 4.4325 | 4.4187 | 0.00062229
2552 | 6.1726e-05 | 0.00011844 | 0.019348 | 2.9365 | 3.0263 | 3.0192 | 4.2333 | 4.4349 | 4.4187 | 5.9328e-05
2553 | 3.4156e-05 | 0.00011862 | 0.028358 | 2.9883 | 3.0263 | 3.0192 | 4.3487 | 4.4349 | 4.4187 | 6.9325e-05
2554 | 2.5875e-05 | 0.00011806 | 0.035635 | 3.031 | 3.0263 | 3.0192 | 4.4457 | 4.4349 | 4.4187 | 0.00010915
2555 | 3.3793e-05 | 0.00012013 | 0.033065 | 3.0772 | 3.0263 | 3.0192 | 4.5523 | 4.4349 | 4.4187 | 9.8333e-05
2556 | 3.3378e-05 | 0.00012025 | 0.035519 | 3.1435 | 3.0263 | 3.0192 | 4.7083 | 4.4349 | 4.4187 | 0.00023321
2557 | 3.5363e-05 | 0.00012037 | 0.043432 | 3.1956 | 3.0263 | 3.0192 | 4.8339 | 4.4349 | 4.4187 | 9.7186e-05
2558 | 3.3123e-05 | 0.00012011 | 0.035577 | 3.186 | 3.0263 | 3.0192 | 4.8106 | 4.4349 | 4.4187 | 9.8005e-05
2559 | 2.4811e-05 | 0.00011603 | 0.026452 | 3.1705 | 3.0263 | 3.0192 | 4.7731 | 4.4349 | 4.4187 | 8.2272e-05
2560 | 1.7116e-05 | 0.00011273 | 0.018944 | 3.1693 | 3.0263 | 3.0192 | 4.7703 | 4.4349 | 4.4187 | 7.965e-05
2561 | 1.7464e-05 | 0.00011962 | 0.0086055 | 3.1493 | 3.0263 | 3.0192 | 4.7222 | 4.4349 | 4.4187 | 0.00010472
2562 | 2.5018e-05 | 0.00012273 | 0.0021658 | 3.0975 | 3.0263 | 3.0192 | 4.5996 | 4.4349 | 4.4187 | 0.00026124
2563 | 4.6169e-05 | 0.00013273 | 0 | 2.9893 | 3.0263 | 3.0192 | 4.3511 | 4.4349 | 4.4187 | 0.00025845
2564 | 4.5784e-05 | 0.00012298 | 0 | 2.9621 | 3.0263 | 3.0192 | 4.2902 | 4.4349 | 4.4187 | 0.00025714
2565 | 7.1782e-05 | 0.00011887 | 0 | 2.9284 | 3.0263 | 3.0192 | 4.2154 | 4.4349 | 4.4187 | 0.00021633
2566 | 9.6841e-05 | 0.00011968 | 0 | 2.8914 | 3.0263 | 3.0192 | 4.1345 | 4.4349 | 4.4187 | 1.3275e-05
2567 | 0.00011392 | 0.00011944 | 0 | 2.8904 | 3.0263 | 3.0192 | 4.1323 | 4.4349 | 4.4187 | 1.1964e-05
2568 | 0.00013918 | 0.00011873 | 0 | 2.8477 | 3.0263 | 3.0192 | 4.0402 | 4.4349 | 4.4187 | 9.3417e-06
2569 | 0.00015281 | 0.00011901 | 0 | 2.8155 | 3.0263 | 3.0192 | 3.9718 | 4.4349 | 4.4187 | 1.2619e-05
2570 | 0.00015252 | 0.00011837 | 0 | 2.7997 | 3.0263 | 3.0192 | 3.9384 | 4.4349 | 4.4187 | 1.2456e-05
2571 | 0.00015284 | 0.00011871 | 0 | 2.7767 | 3.0263 | 3.0192 | 3.8904 | 4.4349 | 4.4187 | 1.3275e-05
2572 | 0.00017025 | 0.00011813 | 0 | 2.7267 | 3.0263 | 3.0192 | 3.7869 | 4.4349 | 4.4187 | 1.2456e-05
2573 | 0.00018194 | 0.00011716 | 0.0014439 | 2.7417 | 3.0263 | 3.0192 | 3.8177 | 4.4349 | 4.4187 | 6.7194e-06
2574 | 0.00018558 | 0.00011872 | 0.0076525 | 2.8258 | 3.0263 | 3.0192 | 3.9936 | 4.4349 | 4.4187 | 9.1778e-06
2575 | 0.00016044 | 0.00011762 | 0.017615 | 2.8825 | 3.0274 | 3.0192 | 4.1153 | 4.4374 | 4.4187 | 0.00066686
2576 | 9.9288e-05 | 0.00011801 | 0.026336 | 2.9467 | 3.0263 | 3.0192 | 4.2559 | 4.4349 | 4.4187 | 7.965e-05
2577 | 6.126e-05 | 0.00011731 | 0.041122 | 3.0074 | 3.0274 | 3.0192 | 4.3918 | 4.4374 | 4.4187 | 7.9978e-05
2578 | 3.0214e-05 | 0.00011542 | 0.048456 | 3.0639 | 3.0274 | 3.0192 | 4.5214 | 4.4374 | 4.4187 | 9.4564e-05
2579 | 2.9999e-05 | 0.00011661 | 0.048168 | 3.075 | 3.0274 | 3.0192 | 4.5471 | 4.4374 | 4.4187 | 8.5058e-05
2580 | 3.0685e-05 | 0.00011551 | 0.045915 | 3.1077 | 3.0285 | 3.0192 | 4.6236 | 4.4399 | 4.4187 | 0.00019847
2581 | 2.7776e-05 | 0.0001143 | 0.0391 | 3.1575 | 3.0285 | 3.0192 | 4.7419 | 4.4399 | 4.4187 | 0.00011177
2582 | 2.6116e-05 | 0.0001154 | 0.045626 | 3.14 | 3.0285 | 3.0192 | 4.6999 | 4.4399 | 4.4187 | 7.4242e-05
2583 | 1.9851e-05 | 0.00011204 | 0.035519 | 3.1872 | 3.0285 | 3.0192 | 4.8135 | 4.4399 | 4.4187 | 8.2436e-05
2584 | 1.2336e-05 | 0.00011617 | 0.018713 | 3.1575 | 3.0285 | 3.0192 | 4.7419 | 4.4399 | 4.4187 | 5.6542e-05
2585 | 1.0256e-05 | 0.00012323 | 0.011724 | 3.1307 | 3.0285 | 3.0192 | 4.6779 | 4.4399 | 4.4187 | 8.555e-05
2586 | 1.6911e-05 | 0.00012527 | 0.0028156 | 3.0606 | 3.0285 | 3.0192 | 4.5137 | 4.4399 | 4.4187 | 0.00023846
2587 | 4.2979e-05 | 0.00012441 | 0 | 2.9611 | 3.0296 | 3.0192 | 4.2879 | 4.4424 | 4.4187 | 0.00022715
2588 | 2.9962e-05 | 0.00012876 | 0 | 2.9203 | 3.0296 | 3.0192 | 4.1976 | 4.4424 | 4.4187 | 0.00026714
2589 | 3.5406e-05 | 0.00011848 | 0 | 2.8816 | 3.0285 | 3.0192 | 4.1131 | 4.4399 | 4.4187 | 0.00024469
2590 | 2.7775e-05 | 0.00012168 | 0 | 2.865 | 3.0285 | 3.0192 | 4.0774 | 4.4399 | 4.4187 | 1.1636e-05
2591 | 4.0712e-05 | 0.00012252 | 0 | 2.8534 | 3.0285 | 3.0192 | 4.0525 | 4.4399 | 4.4187 | 1.0817e-05
2592 | 7.0703e-05 | 0.00011965 | 0 | 2.8381 | 3.0285 | 3.0192 | 4.0198 | 4.4399 | 4.4187 | 2.0814e-05
2593 | 9.2869e-05 | 0.00011942 | 0 | 2.8239 | 3.0285 | 3.0192 | 3.9896 | 4.4399 | 4.4187 | 1.0325e-05
2594 | 0.0001082 | 0.00011841 | 0 | 2.8062 | 3.0285 | 3.0192 | 3.9521 | 4.4399 | 4.4187 | 3.0647e-05
2595 | 0.00011914 | 0.00011855 | 0 | 2.7997 | 3.0285 | 3.0192 | 3.9384 | 4.4399 | 4.4187 | 3.245e-05
2596 | 0.00013192 | 0.00011865 | 0 | 2.784 | 3.0285 | 3.0192 | 3.9056 | 4.4399 | 4.4187 | 2.2617e-05
2597 | 0.00015019 | 0.00011838 | 0.0024546 | 2.7668 | 3.0296 | 3.0192 | 3.8696 | 4.4424 | 4.4187 | 1.8847e-05
2598 | 0.00015646 | 0.00011893 | 0.014497 | 2.8553 | 3.0296 | 3.0192 | 4.0566 | 4.4424 | 4.4187 | 3.0156e-05
2599 | 0.00012949 | 0.00011708 | 0.029051 | 2.9153 | 3.0296 | 3.0192 | 4.1866 | 4.4424 | 4.4187 | 0.0005723
2600 | 6.9005e-05 | 0.00011585 | 0.042681 | 2.9872 | 3.0296 | 3.0192 | 4.3464 | 4.4424 | 4.4187 | 0.00059131
2601 | 3.4297e-05 | 0.00011361 | 0.049092 | 3.0672 | 3.0296 | 3.0192 | 4.5291 | 4.4424 | 4.4187 | 9.7678e-05
2602 | 3.1929e-05 | 0.00010924 | 0.056542 | 3.0896 | 3.0296 | 3.0192 | 4.5811 | 4.4424 | 4.4187 | 7.5061e-05
2603 | 2.244e-05 | 0.0001204 | 0.062433 | 3.1423 | 3.0296 | 3.0192 | 4.7055 | 4.4424 | 4.4187 | 8.6533e-05
2604 | 2.6659e-05 | 0.00011963 | 0.06122 | 3.167 | 3.0306 | 3.0192 | 4.7646 | 4.4449 | 4.4187 | 8.7353e-05
2605 | 2.4791e-05 | 0.00012031 | 0.060412 | 3.2053 | 3.0317 | 3.0192 | 4.8574 | 4.4473 | 4.4187 | 9.3908e-05
2606 | 1.9628e-05 | 0.00012119 | 0.056427 | 3.1968 | 3.0317 | 3.0192 | 4.8368 | 4.4473 | 4.4187 | 7.7847e-05
2607 | 1.4554e-05 | 0.00011745 | 0.039735 | 3.2138 | 3.0317 | 3.0192 | 4.8783 | 4.4473 | 4.4187 | 0.00028205
2608 | 2.4998e-05 | 0.00011924 | 0.026394 | 3.2114 | 3.0317 | 3.0192 | 4.8723 | 4.4473 | 4.4187 | 0.00030959
2609 | 1.0545e-05 | 0.00012419 | 0.015363 | 3.1753 | 3.0306 | 3.0192 | 4.7846 | 4.4449 | 4.4187 | 3.5728e-05
2610 | 1.1498e-05 | 0.0001255 | 0.0026567 | 3.1134 | 3.0306 | 3.0192 | 4.6371 | 4.4449 | 4.4187 | 6.1294e-05
2611 | 1.4111e-05 | 0.00012487 | 0 | 3.0138 | 3.0306 | 3.0192 | 4.4064 | 4.4449 | 4.4187 | 6.0311e-05
2612 | 2.3603e-05 | 0.00012788 | 0 | 3.0267 | 3.0306 | 3.0192 | 4.4358 | 4.4449 | 4.4187 | 0.00017405
2613 | 2.3919e-05 | 0.00012014 | 0 | 2.9957 | 3.0306 | 3.0192 | 4.3654 | 4.4449 | 4.4187 | 0.00020273
2614 | 1.4419e-05 | 0.00012585 | 0 | 2.9736 | 3.0317 | 3.0192 | 4.3158 | 4.4473 | 4.4187 | 0.00015553
2615 | 1.5856e-05 | 0.00012997 | 0 | 2.9416 | 3.0317 | 3.0192 | 4.2445 | 4.4473 | 4.4187 | 1.3931e-05
2616 | 2.0993e-05 | 0.00013286 | 0 | 2.9253 | 3.0317 | 3.0192 | 4.2087 | 4.4473 | 4.4187 | 3.9169e-05
2617 | 2.5167e-05 | 0.00013465 | 0 | 2.8924 | 3.0317 | 3.0192 | 4.1366 | 4.4473 | 4.4187 | 2.8844e-05
2618 | 3.0232e-05 | 0.00013384 | 0 | 2.8582 | 3.0317 | 3.0192 | 4.0628 | 4.4473 | 4.4187 | 2.2289e-05
2619 | 4.0049e-05 | 0.00013247 | 0 | 2.8486 | 3.0328 | 3.0192 | 4.0422 | 4.4498 | 4.4187 | 2.4747e-05
2620 | 5.8212e-05 | 0.00012309 | 0 | 2.8477 | 3.0328 | 3.0192 | 4.0402 | 4.4498 | 4.4187 | 3.3925e-05
2621 | 7.7352e-05 | 0.00012177 | 0.0026712 | 2.8486 | 3.0328 | 3.0192 | 4.0422 | 4.4498 | 4.4187 | 2.7861e-05
2622 | 0.00011409 | 0.00011956 | 0.015132 | 2.8631 | 3.0328 | 3.0192 | 4.0732 | 4.4498 | 4.4187 | 1.9667e-05
2623 | 9.8319e-05 | 0.0001171 | 0.031361 | 2.8904 | 3.035 | 3.0192 | 4.1323 | 4.4548 | 4.4187 | 0.00062556
2624 | 4.1873e-05 | 0.00011397 | 0.047013 | 2.9436 | 3.035 | 3.0192 | 4.2491 | 4.4548 | 4.4187 | 0.00056804
2625 | 2.2948e-05 | 0.00011383 | 0.054232 | 2.9935 | 3.035 | 3.0192 | 4.3606 | 4.4548 | 4.4187 | 8.9647e-05
2626 | 1.3905e-05 | 0.00012288 | 0.06174 | 3.0474 | 3.035 | 3.0192 | 4.4832 | 4.4548 | 4.4187 | 8.1617e-05
2627 | 1.8521e-05 | 0.00012845 | 0.059834 | 3.0761 | 3.035 | 3.0192 | 4.5497 | 4.4548 | 4.4187 | 7.5389e-05
2628 | 2.0089e-05 | 0.00012553 | 0.057871 | 3.1261 | 3.0361 | 3.0192 | 4.6669 | 4.4573 | 4.4187 | 0.00010456
2629 | 2.3875e-05 | 0.00012228 | 0.058679 | 3.1575 | 3.0361 | 3.0192 | 4.7419 | 4.4573 | 4.4187 | 9.0139e-05
2630 | 3.4947e-05 | 0.00012059 | 0.052442 | 3.1788 | 3.0361 | 3.0192 | 4.7932 | 4.4573 | 4.4187 | 9.2105e-05
2631 | 2.1175e-05 | 0.00011746 | 0.040313 | 3.1824 | 3.0361 | 3.0192 | 4.8019 | 4.4573 | 4.4187 | 0.00028418
2632 | 1.5626e-05 | 0.00011636 | 0.029513 | 3.1505 | 3.0372 | 3.0192 | 4.725 | 4.4598 | 4.4187 | 0.0003145
2633 | 1.2225e-05 | 0.00011858 | 0.013919 | 3.1238 | 3.0372 | 3.0192 | 4.6615 | 4.4598 | 4.4187 | 3.2942e-05
2634 | 2.0743e-05 | 0.00012188 | 0.0035375 | 3.0728 | 3.0372 | 3.0192 | 4.542 | 4.4598 | 4.4187 | 4.9986e-05
2635 | 2.8451e-05 | 0.00012291 | 0 | 2.9914 | 3.0372 | 3.0192 | 4.3558 | 4.4598 | 4.4187 | 4.2447e-05
2636 | 3.8123e-05 | 0.00012759 | 0 | 2.9093 | 3.0361 | 3.0192 | 4.1734 | 4.4573 | 4.4187 | 0.00016848
2637 | 5.4093e-05 | 0.00012124 | 0 | 2.8757 | 3.0361 | 3.0192 | 4.1004 | 4.4573 | 4.4187 | 0.00019388
2638 | 5.9513e-05 | 0.00011702 | 0 | 2.8592 | 3.0372 | 3.0192 | 4.0649 | 4.4598 | 4.4187 | 0.00019175
2639 | 7.2361e-05 | 0.00011877 | 0 | 2.8553 | 3.0383 | 3.0192 | 4.0566 | 4.4623 | 4.4187 | 1.8683e-05
2640 | 0.00010349 | 0.0001137 | 0 | 2.8192 | 3.0383 | 3.0192 | 3.9797 | 4.4623 | 4.4187 | 3.0156e-05
2641 | 0.00013335 | 0.00011921 | 0 | 2.8043 | 3.0393 | 3.0192 | 3.9481 | 4.4648 | 4.4187 | 2.1961e-05
2642 | 0.00015096 | 0.00011606 | 0 | 2.7923 | 3.0393 | 3.0192 | 3.9229 | 4.4648 | 4.4187 | 1.9503e-05
2643 | 0.00015754 | 0.00011851 | 0 | 2.7695 | 3.0393 | 3.0192 | 3.8752 | 4.4648 | 4.4187 | 1.1308e-05
2644 | 0.00016223 | 0.00011452 | 0 | 2.7488 | 3.0393 | 3.0192 | 3.8324 | 4.4648 | 4.4187 | 3.6547e-05
2645 | 0.00017817 | 0.00011796 | 0.0030321 | 2.7758 | 3.0393 | 3.0192 | 3.8885 | 4.4648 | 4.4187 | 1.7536e-05
2646 | 0.00018093 | 0.00011584 | 0.016749 | 2.8391 | 3.0393 | 3.0192 | 4.0218 | 4.4648 | 4.4187 | 2.4419e-05
2647 | 0.00016439 | 0.00011731 | 0.032054 | 2.8914 | 3.0393 | 3.0192 | 4.1345 | 4.4648 | 4.4187 | 0.00057738
2648 | 0.00011378 | 0.00011672 | 0.044616 | 2.9446 | 3.0393 | 3.0192 | 4.2513 | 4.4648 | 4.4187 | 0.00055575
2649 | 4.4733e-05 | 0.00011517 | 0.056311 | 3.017 | 3.0393 | 3.0192 | 4.4137 | 4.4648 | 4.4187 | 9.2597e-05
2650 | 2.4939e-05 | 0.00011057 | 0.065032 | 3.0661 | 3.0404 | 3.0192 | 4.5265 | 4.4673 | 4.4187 | 7.8011e-05
2651 | 2.8891e-05 | 0.00011747 | 0.073984 | 3.0806 | 3.0415 | 3.0192 | 4.5602 | 4.4698 | 4.4187 | 8.6042e-05
2652 | 3.1269e-05 | 0.00011686 | 0.07306 | 3.1365 | 3.0415 | 3.0192 | 4.6917 | 4.4698 | 4.4187 | 8.2436e-05
2653 | 3.9514e-05 | 0.00011451 | 0.070461 | 3.1353 | 3.0415 | 3.0192 | 4.6889 | 4.4698 | 4.4187 | 0.00010276
2654 | 3.1703e-05 | 0.0001159 | 0.064512 | 3.1646 | 3.0415 | 3.0192 | 4.7589 | 4.4698 | 4.4187 | 7.3094e-05
2655 | 2.9495e-05 | 0.00011676 | 0.046031 | 3.1788 | 3.0415 | 3.0192 | 4.7932 | 4.4698 | 4.4187 | 0.00029992
2656 | 2.0992e-05 | 0.00011462 | 0.032054 | 3.167 | 3.0404 | 3.0192 | 4.7646 | 4.4673 | 4.4187 | 0.00030532
2657 | 1.9307e-05 | 0.00011852 | 0.015421 | 3.14 | 3.0404 | 3.0192 | 4.6999 | 4.4673 | 4.4187 | 4.0644e-05
2658 | 2.4643e-05 | 0.00011832 | 0.0037541 | 3.0795 | 3.0426 | 3.0192 | 4.5575 | 4.4723 | 4.4187 | 5.1953e-05
2659 | 3.343e-05 | 0.00012368 | 0 | 3.031 | 3.0426 | 3.0192 | 4.4457 | 4.4723 | 4.4187 | 4.2447e-05
2660 | 6.3647e-05 | 0.0001197 | 0 | 2.9904 | 3.0426 | 3.0192 | 4.3535 | 4.4723 | 4.4187 | 0.00017307
2661 | 7.0087e-05 | 0.00011955 | 0 | 2.9611 | 3.0426 | 3.0192 | 4.2879 | 4.4723 | 4.4187 | 0.00017077
2662 | 9.076e-05 | 0.00011831 | 0 | 2.9539 | 3.0426 | 3.0192 | 4.2718 | 4.4723 | 4.4187 | 0.00020142
2663 | 0.00010961 | 0.00011875 | 0 | 2.9334 | 3.0426 | 3.0192 | 4.2265 | 4.4723 | 4.4187 | 1.7208e-05
2664 | 0.00012886 | 0.00011487 | 0 | 2.9153 | 3.0415 | 3.0192 | 4.1866 | 4.4698 | 4.4187 | 2.7042e-05
2665 | 0.00014179 | 0.00011739 | 0 | 2.8944 | 3.0437 | 3.0192 | 4.1409 | 4.4748 | 4.4187 | 2.7042e-05
2666 | 0.00015275 | 0.00011836 | 0 | 2.8767 | 3.0448 | 3.0192 | 4.1026 | 4.4773 | 4.4187 | 2.8353e-05
2667 | 0.00016128 | 0.00011788 | 0 | 2.8621 | 3.0448 | 3.0192 | 4.0711 | 4.4773 | 4.4187 | 2.2617e-05
2668 | 0.0001655 | 0.00011793 | 0.00017327 | 2.8353 | 3.0448 | 3.0192 | 4.0137 | 4.4773 | 4.4187 | 2.9828e-05
2669 | 0.00018083 | 0.00011805 | 0.0028878 | 2.8381 | 3.0448 | 3.0192 | 4.0198 | 4.4773 | 4.4187 | 3.0811e-05
2670 | 0.00017349 | 0.00011826 | 0.017846 | 2.8786 | 3.0459 | 3.0192 | 4.1068 | 4.4799 | 4.4187 | 3.1139e-05
2671 | 0.00015081 | 0.00011669 | 0.032632 | 2.9663 | 3.0459 | 3.0192 | 4.2995 | 4.4799 | 4.4187 | 0.00063884
2672 | 0.00010839 | 0.00011668 | 0.046608 | 3.0529 | 3.0459 | 3.0192 | 4.4959 | 4.4799 | 4.4187 | 0.0005641
2673 | 7.5991e-05 | 0.00011681 | 0.063415 | 3.1307 | 3.0448 | 3.0192 | 4.6779 | 4.4773 | 4.4187 | 8.8336e-05
2674 | 4.4779e-05 | 0.00011654 | 0.075082 | 3.167 | 3.0448 | 3.0192 | 4.7646 | 4.4773 | 4.4187 | 8.9647e-05
2675 | 5.2066e-05 | 0.00011559 | 0.0782 | 3.2248 | 3.0459 | 3.0192 | 4.9053 | 4.4799 | 4.4187 | 8.473e-05
2676 | 4.1315e-05 | 0.000117 | 0.080337 | 3.2709 | 3.0459 | 3.0192 | 5.0195 | 4.4799 | 4.4187 | 7.8994e-05
2677 | 3.83e-05 | 0.00011647 | 0.070808 | 3.2989 | 3.0459 | 3.0192 | 5.09 | 4.4799 | 4.4187 | 9.948e-05
2678 | 3.3818e-05 | 0.00011482 | 0.061047 | 3.3222 | 3.0459 | 3.0192 | 5.1492 | 4.4799 | 4.4187 | 9.948e-05
2679 | 2.2112e-05 | 0.00010999 | 0.046608 | 3.3366 | 3.0459 | 3.0192 | 5.1861 | 4.4799 | 4.4187 | 0.00026435
2680 | 1.7716e-05 | 0.00011276 | 0.031188 | 3.3131 | 3.0448 | 3.0192 | 5.126 | 4.4773 | 4.4187 | 0.00030024
2681 | 1.733e-05 | 0.0001182 | 0.016345 | 3.2861 | 3.0459 | 3.0192 | 5.0578 | 4.4799 | 4.4187 | 4.1464e-05
2682 | 1.9295e-05 | 0.00011959 | 0.0031043 | 3.2236 | 3.0459 | 3.0192 | 4.9022 | 4.4799 | 4.4187 | 3.753e-05
2683 | 3.5669e-05 | 0.00012867 | 0 | 3.1238 | 3.0459 | 3.0192 | 4.6615 | 4.4799 | 4.4187 | 4.6544e-05
2684 | 5.6626e-05 | 0.00012184 | 0 | 3.0941 | 3.0459 | 3.0192 | 4.5917 | 4.4799 | 4.4187 | 0.0001906
2685 | 7.98e-05 | 0.00011916 | 0 | 3.0267 | 3.0459 | 3.0192 | 4.4358 | 4.4799 | 4.4187 | 0.00017749
2686 | 9.034e-05 | 0.00011952 | 0 | 2.9809 | 3.047 | 3.0192 | 4.3322 | 4.4824 | 4.4187 | 0.00017585
2687 | 0.00010452 | 0.00011943 | 0 | 2.9023 | 3.0481 | 3.0192 | 4.1582 | 4.4849 | 4.4187 | 1.9503e-05
2688 | 0.00011908 | 0.00011907 | 0 | 2.8944 | 3.0481 | 3.0192 | 4.1409 | 4.4849 | 4.4187 | 9.0139e-06
2689 | 0.000128 | 0.0001179 | 0 | 2.865 | 3.0481 | 3.0192 | 4.0774 | 4.4849 | 4.4187 | 8.0305e-06
2690 | 0.00013831 | 0.00011892 | 0 | 2.8496 | 3.0481 | 3.0192 | 4.0443 | 4.4849 | 4.4187 | 1.2128e-05
2691 | 0.00015204 | 0.00011887 | 0 | 2.8174 | 3.0481 | 3.0192 | 3.9757 | 4.4849 | 4.4187 | 1.1472e-05
2692 | 0.00016255 | 0.00011843 | 0.00017327 | 2.8034 | 3.0481 | 3.0192 | 3.9462 | 4.4849 | 4.4187 | 1.7208e-05
2693 | 0.00016546 | 0.00011804 | 0.0024546 | 2.8052 | 3.0481 | 3.0192 | 3.9501 | 4.4849 | 4.4187 | 2.0322e-05
2694 | 0.00020397 | 0.00011818 | 0.013861 | 2.8855 | 3.0481 | 3.0192 | 4.1216 | 4.4849 | 4.4187 | 1.0817e-05
2695 | 0.00014515 | 0.0001169 | 0.028069 | 2.9809 | 3.0481 | 3.0192 | 4.3322 | 4.4849 | 4.4187 | 0.00060245
2696 | 8.2208e-05 | 0.00011641 | 0.040891 | 3.0873 | 3.0481 | 3.0192 | 4.5759 | 4.4849 | 4.4187 | 8.6861e-05
2697 | 4.6183e-05 | 0.00011593 | 0.04632 | 3.1353 | 3.0492 | 3.0192 | 4.6889 | 4.4874 | 4.4187 | 7.8994e-05
2698 | 3.4877e-05 | 0.00011555 | 0.055041 | 3.2005 | 3.0503 | 3.0192 | 4.8456 | 4.49 | 4.4187 | 9.0467e-05
2699 | 3.7374e-05 | 0.00011711 | 0.062549 | 3.2384 | 3.0503 | 3.0192 | 4.9387 | 4.49 | 4.4187 | 9.44e-05
2700 | 4.0749e-05 | 0.00011741 | 0.061336 | 3.3002 | 3.0503 | 3.0192 | 5.0933 | 4.49 | 4.4187 | 0.00022535
2701 | 4.3751e-05 | 0.00011609 | 0.053077 | 3.3248 | 3.0492 | 3.0192 | 5.1559 | 4.4874 | 4.4187 | 9.2925e-05
2702 | 3.5927e-05 | 0.00011795 | 0.054347 | 3.3524 | 3.0492 | 3.0192 | 5.2269 | 4.4874 | 4.4187 | 9.1286e-05
2703 | 3.3202e-05 | 0.00011361 | 0.045973 | 3.3431 | 3.0503 | 3.0192 | 5.203 | 4.49 | 4.4187 | 8.3419e-05
2704 | 3.411e-05 | 0.00011213 | 0.030379 | 3.3313 | 3.0503 | 3.0192 | 5.1726 | 4.49 | 4.4187 | 9.2925e-05
2705 | 3.2222e-05 | 0.00011821 | 0.014208 | 3.2772 | 3.0503 | 3.0192 | 5.0354 | 4.49 | 4.4187 | 7.5389e-05
2706 | 3.0376e-05 | 0.00011981 | 0.0041391 | 3.2102 | 3.0503 | 3.0192 | 4.8693 | 4.49 | 4.4187 | 0.00027582
2707 | 3.772e-05 | 0.00012751 | 0.00011551 | 3.0975 | 3.0525 | 3.0192 | 4.5996 | 4.495 | 4.4187 | 0.00023862
2708 | 5.1494e-05 | 0.00011948 | 0 | 3.0224 | 3.0525 | 3.0192 | 4.426 | 4.495 | 4.4187 | 0.00023338
2709 | 6.1689e-05 | 0.00011882 | 0 | 2.9957 | 3.0536 | 3.0192 | 4.3654 | 4.4976 | 4.4187 | 0.00024174
2710 | 7.5091e-05 | 0.00011906 | 0 | 2.9757 | 3.0525 | 3.0192 | 4.3204 | 4.495 | 4.4187 | 8.1944e-06
2711 | 9.481e-05 | 0.00011903 | 0 | 2.9324 | 3.0525 | 3.0192 | 4.2243 | 4.495 | 4.4187 | 9.6694e-06
2712 | 0.0001124 | 0.00011803 | 0 | 2.9073 | 3.0525 | 3.0192 | 4.1691 | 4.495 | 4.4187 | 1.1472e-05
2713 | 0.00012264 | 0.00011822 | 0 | 2.8728 | 3.0525 | 3.0192 | 4.0941 | 4.495 | 4.4187 | 1.3931e-05
2714 | 0.00014038 | 0.00011372 | 0 | 2.8419 | 3.0525 | 3.0192 | 4.0279 | 4.495 | 4.4187 | 9.3417e-06
2715 | 0.000154 | 0.00011716 | 0 | 2.8239 | 3.0536 | 3.0192 | 3.9896 | 4.4976 | 4.4187 | 1.4586e-05
2716 | 0.00016232 | 0.00011526 | 0.00011551 | 2.8164 | 3.0536 | 3.0192 | 3.9737 | 4.4976 | 4.4187 | 1.0653e-05
2717 | 0.00016696 | 0.00011578 | 0.0028156 | 2.8174 | 3.0547 | 3.0192 | 3.9757 | 4.5001 | 4.4187 | 8.5222e-06
2718 | 0.00018874 | 0.00011688 | 0.012648 | 2.9436 | 3.0558 | 3.0192 | 4.2491 | 4.5027 | 4.4187 | 7.375e-06
2719 | 0.0001524 | 0.00011661 | 0.021254 | 3.0234 | 3.0547 | 3.0192 | 4.4284 | 4.5001 | 4.4187 | 0.00059803
2720 | 8.7424e-05 | 0.00011606 | 0.033209 | 3.0828 | 3.0558 | 3.0192 | 4.5654 | 4.5027 | 4.4187 | 6.8997e-05
2721 | 5.323e-05 | 0.00011557 | 0.038927 | 3.133 | 3.0558 | 3.0192 | 4.6834 | 4.5027 | 4.4187 | 7.2603e-05
2722 | 4.4197e-05 | 0.0001131 | 0.049958 | 3.192 | 3.0558 | 3.0192 | 4.8251 | 4.5027 | 4.4187 | 7.7192e-05
2723 | 4.7842e-05 | 0.00011634 | 0.052846 | 3.2384 | 3.0558 | 3.0192 | 4.9387 | 4.5027 | 4.4187 | 9.0467e-05
2724 | 4.1951e-05 | 0.00011583 | 0.049438 | 3.295 | 3.0569 | 3.0192 | 5.0803 | 4.5052 | 4.4187 | 0.00021043
2725 | 4.2372e-05 | 0.00011631 | 0.045164 | 3.3431 | 3.058 | 3.0192 | 5.203 | 4.5078 | 4.4187 | 8.6861e-05
2726 | 3.8333e-05 | 0.00011559 | 0.040082 | 3.3981 | 3.058 | 3.0192 | 5.346 | 4.5078 | 4.4187 | 7.8994e-05
2727 | 2.8337e-05 | 0.00011394 | 0.034509 | 3.4022 | 3.058 | 3.0192 | 5.3568 | 4.5078 | 4.4187 | 9.8825e-05
2728 | 4.4138e-05 | 0.00011528 | 0.021138 | 3.394 | 3.058 | 3.0192 | 5.3353 | 4.5078 | 4.4187 | 7.0636e-05
2729 | 2.3063e-05 | 0.00011999 | 0.011262 | 3.3697 | 3.0591 | 3.0192 | 5.2718 | 4.5103 | 4.4187 | 8.9975e-05
2730 | 2.3317e-05 | 0.00012129 | 0.0034653 | 3.281 | 3.0591 | 3.0192 | 5.0449 | 4.5103 | 4.4187 | 0.00021224
2731 | 4.4816e-05 | 0.00012604 | 0 | 3.0998 | 3.0602 | 3.0192 | 4.6049 | 4.5129 | 4.4187 | 0.00024649
2732 | 6.1559e-05 | 0.00012341 | 0 | 2.9935 | 3.0602 | 3.0192 | 4.3606 | 4.5129 | 4.4187 | 0.00025845
2733 | 6.4177e-05 | 0.00011998 | 0 | 2.9673 | 3.0602 | 3.0192 | 4.3018 | 4.5129 | 4.4187 | 0.00022928
2734 | 6.5406e-05 | 0.00011808 | 0 | 2.9314 | 3.0602 | 3.0192 | 4.2221 | 4.5129 | 4.4187 | 7.7028e-06
2735 | 7.2229e-05 | 0.00011835 | 0 | 2.9193 | 3.0613 | 3.0192 | 4.1954 | 4.5154 | 4.4187 | 9.1778e-06
2736 | 8.4786e-05 | 0.00011848 | 0 | 2.8993 | 3.0613 | 3.0192 | 4.1517 | 4.5154 | 4.4187 | 1.6881e-05
2737 | 9.4448e-05 | 0.00011852 | 0 | 2.8865 | 3.0613 | 3.0192 | 4.1238 | 4.5154 | 4.4187 | 8.1944e-06
2738 | 0.00010244 | 0.00011859 | 0 | 2.8747 | 3.0613 | 3.0192 | 4.0983 | 4.5154 | 4.4187 | 1.5242e-05
2739 | 0.0001099 | 0.00011859 | 0 | 2.8757 | 3.0636 | 3.0192 | 4.1004 | 4.5206 | 4.4187 | 1.6389e-05
2740 | 0.00012852 | 0.00011828 | 0.00023102 | 2.8515 | 3.0647 | 3.0192 | 4.0484 | 4.5231 | 4.4187 | 1.6225e-05
2741 | 0.00013496 | 0.00011641 | 0.0037541 | 2.8611 | 3.0636 | 3.0192 | 4.0691 | 4.5206 | 4.4187 | 6.0639e-06
2742 | 0.00016489 | 0.0001176 | 0.017327 | 2.9518 | 3.0636 | 3.0192 | 4.2673 | 4.5206 | 4.4187 | 2.5567e-05
2743 | 0.00011785 | 0.00011575 | 0.036155 | 2.9988 | 3.0636 | 3.0192 | 4.3726 | 4.5206 | 4.4187 | 0.00060196
2744 | 6.71e-05 | 0.00011554 | 0.04915 | 3.0896 | 3.0647 | 3.0192 | 4.5811 | 4.5231 | 4.4187 | 8.0633e-05
2745 | 5.0524e-05 | 0.00011424 | 0.05839 | 3.1693 | 3.0647 | 3.0192 | 4.7703 | 4.5231 | 4.4187 | 8.0469e-05
2746 | 4.2072e-05 | 0.00011425 | 0.068209 | 3.186 | 3.0658 | 3.0192 | 4.8106 | 4.5257 | 4.4187 | 9.7678e-05
2747 | 4.9276e-05 | 0.00011871 | 0.071905 | 3.2359 | 3.0658 | 3.0192 | 4.9326 | 4.5257 | 4.4187 | 0.00011046
2748 | 5.0634e-05 | 0.00011841 | 0.070346 | 3.2446 | 3.0658 | 3.0192 | 4.954 | 4.5257 | 4.4187 | 0.00022322
2749 | 4.9947e-05 | 0.00011724 | 0.061105 | 3.2747 | 3.0669 | 3.0192 | 5.029 | 4.5283 | 4.4187 | 0.00010391
2750 | 4.5682e-05 | 0.00011738 | 0.054405 | 3.3053 | 3.068 | 3.0192 | 5.1063 | 4.5309 | 4.4187 | 8.8664e-05
2751 | 3.617e-05 | 0.0001147 | 0.046146 | 3.2408 | 3.068 | 3.0192 | 4.9448 | 4.5309 | 4.4187 | 8.8828e-05
2752 | 3.1756e-05 | 0.00011379 | 0.031419 | 3.215 | 3.068 | 3.0192 | 4.8812 | 4.5309 | 4.4187 | 7.965e-05
2753 | 4.8833e-05 | 0.0001194 | 0.015536 | 3.2041 | 3.068 | 3.0192 | 4.8545 | 4.5309 | 4.4187 | 6.5883e-05
2754 | 4.4641e-05 | 0.00012179 | 0.0035231 | 3.1353 | 3.0702 | 3.0192 | 4.6889 | 4.536 | 4.4187 | 0.00027025
2755 | 5.3091e-05 | 0.00012779 | 0 | 3.043 | 3.0702 | 3.0192 | 4.4732 | 4.536 | 4.4187 | 0.00023993
2756 | 5.7131e-05 | 0.00012094 | 0 | 2.9904 | 3.0702 | 3.0192 | 4.3535 | 4.536 | 4.4187 | 0.00024272
2757 | 6.6459e-05 | 0.00011799 | 0 | 2.9344 | 3.0702 | 3.0192 | 4.2288 | 4.536 | 4.4187 | 0.00023829
2758 | 6.7228e-05 | 0.0001186 | 0 | 2.9073 | 3.0702 | 3.0192 | 4.1691 | 4.536 | 4.4187 | 1.4094e-05
2759 | 7.404e-05 | 0.00011921 | 0 | 2.9093 | 3.0702 | 3.0192 | 4.1734 | 4.536 | 4.4187 | 1.4586e-05
2760 | 8.8066e-05 | 0.00011737 | 0 | 2.8757 | 3.0702 | 3.0192 | 4.1004 | 4.536 | 4.4187 | 1.18e-05
2761 | 9.9994e-05 | 0.00011841 | 0 | 2.8621 | 3.0713 | 3.0192 | 4.0711 | 4.5386 | 4.4187 | 4.7528e-06
2762 | 0.00011782 | 0.00011847 | 0 | 2.8496 | 3.0725 | 3.0192 | 4.0443 | 4.5412 | 4.4187 | 9.8333e-06
2763 | 0.00013321 | 0.00011762 | 0 | 2.8353 | 3.0713 | 3.0192 | 4.0137 | 4.5386 | 4.4187 | 1.475e-05
2764 | 0.00013926 | 0.00011768 | 0.00028878 | 2.841 | 3.0713 | 3.0192 | 4.0259 | 4.5386 | 4.4187 | 1.0161e-05
2765 | 0.00015825 | 0.00011726 | 0.0040429 | 2.8419 | 3.0713 | 3.0192 | 4.0279 | 4.5386 | 4.4187 | 1.4914e-05
2766 | 0.00016388 | 0.00011779 | 0.01594 | 2.866 | 3.0713 | 3.0192 | 4.0795 | 4.5386 | 4.4187 | 1.0653e-05
2767 | 0.00012805 | 0.00011609 | 0.027491 | 2.8825 | 3.0713 | 3.0192 | 4.1153 | 4.5386 | 4.4187 | 0.00060508
2768 | 8.2107e-05 | 0.00011519 | 0.036848 | 2.9203 | 3.0725 | 3.0192 | 4.1976 | 4.5412 | 4.4187 | 6.5064e-05
2769 | 6.1253e-05 | 0.00011422 | 0.044702 | 2.958 | 3.0736 | 3.0192 | 4.281 | 4.5438 | 4.4187 | 7.1292e-05
2770 | 5.3238e-05 | 0.00010941 | 0.04476 | 2.9978 | 3.0736 | 3.0192 | 4.3702 | 4.5438 | 4.4187 | 9.145e-05
2771 | 5.1302e-05 | 0.00011744 | 0.053366 | 3.0202 | 3.0736 | 3.0192 | 4.4211 | 4.5438 | 4.4187 | 0.00011767
2772 | 5.2335e-05 | 0.00011577 | 0.043143 | 3.0606 | 3.0736 | 3.0192 | 4.5137 | 4.5438 | 4.4187 | 0.00019732
2773 | 5.6229e-05 | 0.00011768 | 0.043663 | 3.1009 | 3.0747 | 3.0192 | 4.6076 | 4.5464 | 4.4187 | 6.6375e-05
2774 | 4.7067e-05 | 0.00011685 | 0.032978 | 3.0772 | 3.0747 | 3.0192 | 4.5523 | 4.5464 | 4.4187 | 8.6369e-05
2775 | 4.1558e-05 | 0.00011443 | 0.031765 | 3.1203 | 3.0747 | 3.0192 | 4.6533 | 4.5464 | 4.4187 | 8.8828e-05
2776 | 3.6864e-05 | 0.00011492 | 0.022467 | 3.102 | 3.0747 | 3.0192 | 4.6103 | 4.5464 | 4.4187 | 8.9975e-05
2777 | 3.9468e-05 | 0.00011924 | 0.014439 | 3.1009 | 3.0747 | 3.0192 | 4.6076 | 4.5464 | 4.4187 | 7.1292e-05
2778 | 5.9913e-05 | 0.00012078 | 0.0032487 | 3.0606 | 3.0747 | 3.0192 | 4.5137 | 4.5464 | 4.4187 | 0.00024337
2779 | 5.5448e-05 | 0.00012525 | 0.00014439 | 3.001 | 3.0747 | 3.0192 | 4.3774 | 4.5464 | 4.4187 | 0.00027451
2780 | 6.8927e-05 | 0.00012284 | 0 | 2.9324 | 3.0747 | 3.0192 | 4.2243 | 4.5464 | 4.4187 | 0.00023895
2781 | 8.1007e-05 | 0.00011986 | 0 | 2.8689 | 3.0747 | 3.0192 | 4.0857 | 4.5464 | 4.4187 | 0.000236
2782 | 8.1417e-05 | 0.000119 | 0 | 2.8334 | 3.0747 | 3.0192 | 4.0097 | 4.5464 | 4.4187 | 3.9333e-06
2783 | 8.9083e-05 | 0.00011752 | 0 | 2.8202 | 3.0747 | 3.0192 | 3.9817 | 4.5464 | 4.4187 | 8.1944e-06
2784 | 0.00010308 | 0.00011824 | 0 | 2.785 | 3.0747 | 3.0192 | 3.9075 | 4.5464 | 4.4187 | 1.6553e-05
2785 | 0.00011679 | 0.00011828 | 0 | 2.7596 | 3.0747 | 3.0192 | 3.8546 | 4.5464 | 4.4187 | 1.9175e-05
2786 | 0.00012939 | 0.00011849 | 0 | 2.7302 | 3.0747 | 3.0192 | 3.7941 | 4.5464 | 4.4187 | 1.8847e-05
2787 | 0.00014018 | 0.00011756 | 0 | 2.6929 | 3.0747 | 3.0192 | 3.718 | 4.5464 | 4.4187 | 3.3269e-05
2788 | 0.00015065 | 0.00011826 | 0.00023102 | 2.6708 | 3.0747 | 3.0192 | 3.6735 | 4.5464 | 4.4187 | 3.1139e-05
2789 | 0.00015946 | 0.00011593 | 0.0034653 | 2.6844 | 3.0769 | 3.0192 | 3.7007 | 4.5516 | 4.4187 | 2.5894e-05
2790 | 0.00017991 | 0.00011697 | 0.013746 | 2.8324 | 3.0769 | 3.0192 | 4.0077 | 4.5516 | 4.4187 | 3.0975e-05
2791 | 0.00012557 | 0.00011542 | 0.025181 | 2.9477 | 3.0769 | 3.0192 | 4.2581 | 4.5516 | 4.4187 | 0.00059115
2792 | 8.353e-05 | 0.00011457 | 0.037714 | 3.0496 | 3.0769 | 3.0192 | 4.4883 | 4.5516 | 4.4187 | 0.00056148
2793 | 7.3248e-05 | 0.00011439 | 0.040313 | 3.11 | 3.0769 | 3.0192 | 4.629 | 4.5516 | 4.4187 | 0.00010817
2794 | 6.6797e-05 | 0.00011139 | 0.044009 | 3.1458 | 3.0769 | 3.0192 | 4.7138 | 4.5516 | 4.4187 | 8.0961e-05
2795 | 5.8573e-05 | 0.00011783 | 0.05556 | 3.1872 | 3.0769 | 3.0192 | 4.8135 | 4.5516 | 4.4187 | 0.00011112
2796 | 5.6776e-05 | 0.00011651 | 0.049612 | 3.2005 | 3.0769 | 3.0192 | 4.8456 | 4.5516 | 4.4187 | 8.8828e-05
2797 | 5.6434e-05 | 0.00011776 | 0.059834 | 3.2347 | 3.0769 | 3.0192 | 4.9295 | 4.5516 | 4.4187 | 9.5547e-05
2798 | 5.2027e-05 | 0.00011761 | 0.05146 | 3.281 | 3.0769 | 3.0192 | 5.0449 | 4.5516 | 4.4187 | 9.4892e-05
2799 | 4.0514e-05 | 0.00011361 | 0.035115 | 3.2759 | 3.0769 | 3.0192 | 5.0322 | 4.5516 | 4.4187 | 0.00030303
2800 | 4.9998e-05 | 0.00011478 | 0.016518 | 3.2621 | 3.0758 | 3.0192 | 4.9975 | 4.549 | 4.4187 | 0.00028189
2801 | 4.6139e-05 | 0.00011935 | 0.0092986 | 3.2495 | 3.0758 | 3.0192 | 4.9664 | 4.549 | 4.4187 | 5.4247e-05
2802 | 5.6822e-05 | 0.00012064 | 0.0026567 | 3.18 | 3.0758 | 3.0192 | 4.7961 | 4.549 | 4.4187 | 4.6217e-05
2803 | 6.6513e-05 | 0.0001284 | 0.00017327 | 3.0202 | 3.0758 | 3.0192 | 4.4211 | 4.549 | 4.4187 | 4.6053e-05
2804 | 7.6137e-05 | 0.0001195 | 0 | 2.9063 | 3.0758 | 3.0192 | 4.1669 | 4.549 | 4.4187 | 0.00018142
2805 | 8.9602e-05 | 0.00011949 | 0 | 2.8146 | 3.0758 | 3.0192 | 3.9698 | 4.549 | 4.4187 | 0.000167
2806 | 8.3568e-05 | 0.00011772 | 0 | 2.8202 | 3.0758 | 3.0192 | 3.9817 | 4.549 | 4.4187 | 0.00017766
2807 | 9.2011e-05 | 0.00011903 | 0 | 2.7767 | 3.0758 | 3.0192 | 3.8904 | 4.549 | 4.4187 | 2.9828e-05
2808 | 0.00010792 | 0.00011814 | 0 | 2.7223 | 3.0758 | 3.0192 | 3.7779 | 4.549 | 4.4187 | 2.0814e-05
2809 | 0.0001247 | 0.00011851 | 0 | 2.7337 | 3.0758 | 3.0192 | 3.8013 | 4.549 | 4.4187 | 1.9831e-05
2810 | 0.00013759 | 0.00011828 | 0 | 2.7032 | 3.0747 | 3.0192 | 3.7389 | 4.5464 | 4.4187 | 2.3436e-05
2811 | 0.00014906 | 0.00011731 | 0 | 2.7188 | 3.0747 | 3.0192 | 3.7707 | 4.5464 | 4.4187 | 2.7042e-05
2812 | 0.00016259 | 0.00011838 | 0.00036097 | 2.7145 | 3.0747 | 3.0192 | 3.7619 | 4.5464 | 4.4187 | 2.4092e-05
2813 | 0.00019819 | 0.000118 | 0.0034653 | 2.7614 | 3.0747 | 3.0192 | 3.8583 | 4.5464 | 4.4187 | 3.2286e-05
2814 | 0.00019764 | 0.00011637 | 0.012013 | 2.8884 | 3.0747 | 3.0192 | 4.1281 | 4.5464 | 4.4187 | 3.0156e-05
2815 | 0.00017374 | 0.00011653 | 0.019117 | 3.0343 | 3.0747 | 3.0192 | 4.4532 | 4.5464 | 4.4187 | 0.00059115
2816 | 0.00010369 | 0.00011631 | 0.029802 | 3.154 | 3.0747 | 3.0192 | 4.7334 | 4.5464 | 4.4187 | 0.00059705
2817 | 8.8607e-05 | 0.00011699 | 0.045742 | 3.2458 | 3.0747 | 3.0192 | 4.9571 | 4.5464 | 4.4187 | 8.8336e-05
2818 | 6.505e-05 | 0.00011694 | 0.057351 | 3.3261 | 3.0747 | 3.0192 | 5.1592 | 4.5464 | 4.4187 | 8.2764e-05
2819 | 7.0274e-05 | 0.00011751 | 0.048456 | 3.3818 | 3.0747 | 3.0192 | 5.3034 | 4.5464 | 4.4187 | 0.00010964
2820 | 7.4152e-05 | 0.00011719 | 0.048976 | 3.4325 | 3.0747 | 3.0192 | 5.4372 | 4.5464 | 4.4187 | 8.4567e-05
2821 | 9.8556e-05 | 0.00011662 | 0.036169 | 3.4719 | 3.0747 | 3.0192 | 5.543 | 4.5464 | 4.4187 | 7.2603e-05
2822 | 6.6414e-05 | 0.00011699 | 0.02547 | 3.4905 | 3.0736 | 3.0192 | 5.5936 | 4.5438 | 4.4187 | 8.9647e-05
2823 | 5.421e-05 | 0.00011652 | 0.022178 | 3.4991 | 3.0736 | 3.0192 | 5.6172 | 4.5438 | 4.4187 | 0.00032302
2824 | 4.682e-05 | 0.00011544 | 0.017384 | 3.5166 | 3.0736 | 3.0192 | 5.6651 | 4.5438 | 4.4187 | 0.00030074
2825 | 4.458e-05 | 0.00011547 | 0.0072916 | 3.4648 | 3.0747 | 3.0192 | 5.5238 | 4.5464 | 4.4187 | 4.343e-05
2826 | 4.795e-05 | 0.00011565 | 0.0024546 | 3.367 | 3.0747 | 3.0192 | 5.2648 | 4.5464 | 4.4187 | 3.753e-05
2827 | 8.3369e-05 | 0.00011603 | 0.00019252 | 3.1481 | 3.0747 | 3.0192 | 4.7194 | 4.5464 | 4.4187 | 3.6056e-05
2828 | 0.00012067 | 0.00011722 | 0 | 3.0717 | 3.0747 | 3.0192 | 4.5394 | 4.5464 | 4.4187 | 0.00015455
2829 | 0.00012861 | 0.00011635 | 0 | 3.0332 | 3.0769 | 3.0192 | 4.4507 | 4.5516 | 4.4187 | 0.00019208
2830 | 0.00013661 | 0.00011488 | 0 | 3.0529 | 3.0769 | 3.0192 | 4.4959 | 4.5516 | 4.4187 | 0.00020552
2831 | 0.0001457 | 0.00011496 | 0 | 2.983 | 3.0758 | 3.0192 | 4.3369 | 4.549 | 4.4187 | 1.9175e-05
2832 | 0.00015642 | 0.00011619 | 0 | 2.9611 | 3.0758 | 3.0192 | 4.2879 | 4.549 | 4.4187 | 7.375e-06
2833 | 0.00016567 | 0.00011673 | 0 | 2.8914 | 3.0758 | 3.0192 | 4.1345 | 4.549 | 4.4187 | 6.3917e-06
2834 | 0.00017095 | 0.00011625 | 0 | 2.8776 | 3.0758 | 3.0192 | 4.1047 | 4.549 | 4.4187 | 1.1472e-05
2835 | 0.0001744 | 0.00011687 | 0 | 2.8884 | 3.0758 | 3.0192 | 4.1281 | 4.549 | 4.4187 | 2.5239e-05
2836 | 0.00017964 | 0.00011685 | 0.00023102 | 2.8728 | 3.0758 | 3.0192 | 4.0941 | 4.549 | 4.4187 | 1.0325e-05
2837 | 0.00018772 | 0.00011717 | 0.0038696 | 2.8944 | 3.0758 | 3.0192 | 4.1409 | 4.549 | 4.4187 | 1.2456e-05
2838 | 0.00022333 | 0.00011649 | 0.010858 | 3.0289 | 3.0758 | 3.0192 | 4.4408 | 4.549 | 4.4187 | 2.0486e-05
2839 | 0.00018437 | 0.00011568 | 0.024257 | 3.1388 | 3.0769 | 3.0192 | 4.6972 | 4.5516 | 4.4187 | 0.00062573
2840 | 0.00011173 | 0.00011557 | 0.028935 | 3.2899 | 3.078 | 3.0192 | 5.0674 | 4.5542 | 4.4187 | 8.5878e-05
2841 | 7.8335e-05 | 0.00011575 | 0.034364 | 3.409 | 3.0792 | 3.0192 | 5.3749 | 4.5568 | 4.4187 | 7.67e-05
2842 | 6.0932e-05 | 0.00011487 | 0.043778 | 3.479 | 3.0792 | 3.0192 | 5.5624 | 4.5568 | 4.4187 | 0.00010981
2843 | 5.6842e-05 | 0.00011556 | 0.0458 | 3.5386 | 3.0792 | 3.0192 | 5.7262 | 4.5568 | 4.4187 | 9.358e-05
2844 | 5.1205e-05 | 0.00011326 | 0.045049 | 3.5805 | 3.0792 | 3.0192 | 5.8437 | 4.5568 | 4.4187 | 0.00023436
2845 | 4.7525e-05 | 0.00011369 | 0.059719 | 3.653 | 3.0803 | 3.0192 | 6.0522 | 4.5594 | 4.4187 | 9.2761e-05
2846 | 4.106e-05 | 0.0001107 | 0.029571 | 3.6609 | 3.0803 | 3.0192 | 6.0753 | 4.5594 | 4.4187 | 8.5714e-05
2847 | 3.4808e-05 | 0.00011043 | 0.025585 | 3.6218 | 3.0814 | 3.0192 | 5.9617 | 4.562 | 4.4187 | 7.4569e-05
2848 | 2.6233e-05 | 0.00011288 | 0.028762 | 3.5926 | 3.0825 | 3.0192 | 5.8782 | 4.5646 | 4.4187 | 7.6044e-05
2849 | 2.5404e-05 | 0.00011903 | 0.014381 | 3.5594 | 3.0825 | 3.0192 | 5.7843 | 4.5646 | 4.4187 | 8.8008e-05
2850 | 4.955e-05 | 0.0001207 | 0.0041872 | 3.479 | 3.0825 | 3.0192 | 5.5624 | 4.5646 | 4.4187 | 0.00027107
2851 | 5.57e-05 | 0.00012416 | 0.00017327 | 3.3222 | 3.0825 | 3.0192 | 5.1492 | 4.5646 | 4.4187 | 0.00027894
2852 | 7.0025e-05 | 0.00012378 | 0 | 3.2138 | 3.0837 | 3.0192 | 4.8783 | 4.5673 | 4.4187 | 0.0002401
2853 | 8.4607e-05 | 0.00011817 | 0 | 3.1658 | 3.0837 | 3.0192 | 4.7617 | 4.5673 | 4.4187 | 0.00026206
2854 | 8.3675e-05 | 0.00011795 | 0 | 3.1552 | 3.0848 | 3.0192 | 4.7362 | 4.5699 | 4.4187 | 1.4914e-05
2855 | 0.00010012 | 0.00011904 | 0 | 3.1552 | 3.0848 | 3.0192 | 4.7362 | 4.5699 | 4.4187 | 1.5569e-05
2856 | 0.00012563 | 0.00011958 | 0 | 3.1342 | 3.0848 | 3.0192 | 4.6861 | 4.5699 | 4.4187 | 1.1308e-05
2857 | 0.00014169 | 0.00011809 | 0 | 3.1238 | 3.0848 | 3.0192 | 4.6615 | 4.5699 | 4.4187 | 9.3417e-06
2858 | 0.00015785 | 0.00011782 | 0 | 3.1009 | 3.087 | 3.0192 | 4.6076 | 4.5751 | 4.4187 | 1.5242e-05
2859 | 0.00016341 | 0.00011751 | 0 | 3.0772 | 3.087 | 3.0192 | 4.5523 | 4.5751 | 4.4187 | 1.4914e-05
2860 | 0.00018056 | 0.00011759 | 0.00043316 | 3.0474 | 3.087 | 3.0192 | 4.4832 | 4.5751 | 4.4187 | 1.5733e-05
2861 | 0.00020425 | 0.00011712 | 0.0040429 | 3.0573 | 3.0882 | 3.0192 | 4.506 | 4.5778 | 4.4187 | 1.4586e-05
2862 | 0.00021766 | 0.00011574 | 0.013977 | 3.1516 | 3.0893 | 3.0192 | 4.7278 | 4.5804 | 4.4187 | 1.2619e-05
2863 | 0.00016079 | 0.00011546 | 0.025066 | 3.2347 | 3.0893 | 3.0192 | 4.9295 | 4.5804 | 4.4187 | 0.00063589
2864 | 9.6877e-05 | 0.00011467 | 0.040429 | 3.2976 | 3.0893 | 3.0192 | 5.0868 | 4.5804 | 4.4187 | 6.8342e-05
2865 | 6.4232e-05 | 0.00011327 | 0.045164 | 3.3697 | 3.0893 | 3.0192 | 5.2718 | 4.5804 | 4.4187 | 6.5064e-05
2866 | 3.7431e-05 | 0.00010656 | 0.048341 | 3.3805 | 3.0904 | 3.0192 | 5.2998 | 4.583 | 4.4187 | 7.1783e-05
2867 | 3.725e-05 | 0.00011857 | 0.052384 | 3.4214 | 3.0927 | 3.0192 | 5.4077 | 4.5883 | 4.4187 | 8.768e-05
2868 | 3.6377e-05 | 0.00011782 | 0.046897 | 3.4648 | 3.0927 | 3.0192 | 5.5238 | 4.5883 | 4.4187 | 0.00021109
2869 | 3.7817e-05 | 0.00011783 | 0.055734 | 3.5209 | 3.0927 | 3.0192 | 5.6772 | 4.5883 | 4.4187 | 9.063e-05
2870 | 3.0264e-05 | 0.00011739 | 0.041526 | 3.4353 | 3.0927 | 3.0192 | 5.4446 | 4.5883 | 4.4187 | 9.063e-05
2871 | 2.3955e-05 | 0.00011418 | 0.031188 | 3.4934 | 3.0938 | 3.0192 | 5.6015 | 4.591 | 4.4187 | 7.3422e-05
2872 | 2.2943e-05 | 0.00011561 | 0.020907 | 3.5122 | 3.0949 | 3.0192 | 5.6531 | 4.5936 | 4.4187 | 7.9814e-05
2873 | 3.571e-05 | 0.00012069 | 0.010107 | 3.4891 | 3.0949 | 3.0192 | 5.5897 | 4.5936 | 4.4187 | 8.5878e-05
2874 | 2.903e-05 | 0.00012223 | 0.0036386 | 3.4325 | 3.0972 | 3.0192 | 5.4372 | 4.5989 | 4.4187 | 0.00024141
2875 | 3.1748e-05 | 0.00012346 | 0.00019252 | 3.2976 | 3.0972 | 3.0192 | 5.0868 | 4.5989 | 4.4187 | 0.00027074
2876 | 4.6196e-05 | 0.00012426 | 0 | 3.2297 | 3.0972 | 3.0192 | 4.9174 | 4.5989 | 4.4187 | 0.00023944
2877 | 4.83e-05 | 0.00011778 | 0 | 3.1812 | 3.0983 | 3.0192 | 4.799 | 4.6016 | 4.4187 | 0.00023092
2878 | 4.9861e-05 | 0.00011887 | 0 | 3.1169 | 3.0983 | 3.0192 | 4.6452 | 4.6016 | 4.4187 | 1.0981e-05
2879 | 5.453e-05 | 0.00012013 | 0 | 3.0885 | 3.0995 | 3.0192 | 4.5785 | 4.6042 | 4.4187 | 7.8667e-06
2880 | 7.3101e-05 | 0.00011958 | 0 | 3.0354 | 3.1006 | 3.0192 | 4.4557 | 4.6069 | 4.4187 | 2.5731e-05
2881 | 9.4625e-05 | 0.00011792 | 0 | 2.9935 | 3.1006 | 3.0192 | 4.3606 | 4.6069 | 4.4187 | 2.6878e-05
2882 | 0.00011537 | 0.00011745 | 0 | 2.9851 | 3.1029 | 3.0192 | 4.3416 | 4.6122 | 4.4187 | 2.4583e-05
2883 | 0.00013201 | 0.00011771 | 0 | 2.9725 | 3.104 | 3.0192 | 4.3134 | 4.6149 | 4.4187 | 1.8519e-05
2884 | 0.00014309 | 0.00011765 | 0.00046204 | 2.9684 | 3.104 | 3.0192 | 4.3041 | 4.6149 | 4.4187 | 2.9172e-05
2885 | 0.0001604 | 0.00011767 | 0.0043894 | 2.9862 | 3.104 | 3.0192 | 4.344 | 4.6149 | 4.4187 | 2.9828e-05
2886 | 0.0001455 | 0.00011599 | 0.019579 | 3.0474 | 3.104 | 3.0192 | 4.4832 | 4.6149 | 4.4187 | 3.1467e-05
2887 | 0.00012572 | 0.00011566 | 0.037252 | 3.1226 | 3.1052 | 3.0192 | 4.6588 | 4.6176 | 4.4187 | 0.00056968
2888 | 8.22e-05 | 0.00011445 | 0.047301 | 3.1681 | 3.1052 | 3.0192 | 4.7674 | 4.6176 | 4.4187 | 0.00057754
2889 | 6.0675e-05 | 0.00011654 | 0.055041 | 3.2421 | 3.1063 | 3.0192 | 4.9479 | 4.6203 | 4.4187 | 7.2439e-05
2890 | 4.5159e-05 | 0.00011694 | 0.07254 | 3.33 | 3.1063 | 3.0192 | 5.1693 | 4.6203 | 4.4187 | 9.6858e-05
2891 | 5.1583e-05 | 0.00011745 | 0.076756 | 3.3832 | 3.1086 | 3.0192 | 5.3069 | 4.6256 | 4.4187 | 7.5225e-05
2892 | 4.6041e-05 | 0.00011529 | 0.080799 | 3.4256 | 3.1097 | 3.0192 | 5.4187 | 4.6283 | 4.4187 | 7.293e-05
2893 | 7.1272e-05 | 0.0001169 | 0.064917 | 3.4876 | 3.1097 | 3.0192 | 5.5858 | 4.6283 | 4.4187 | 0.00011177
2894 | 5.2225e-05 | 0.00011652 | 0.054578 | 3.5534 | 3.1097 | 3.0192 | 5.7676 | 4.6283 | 4.4187 | 8.768e-05
2895 | 3.9864e-05 | 0.00011553 | 0.047879 | 3.5669 | 3.1097 | 3.0192 | 5.8054 | 4.6283 | 4.4187 | 0.00027468
2896 | 3.4759e-05 | 0.00011513 | 0.031014 | 3.5253 | 3.1097 | 3.0192 | 5.6894 | 4.6283 | 4.4187 | 0.00029123
2897 | 4.4655e-05 | 0.00011531 | 0.018193 | 3.4977 | 3.1109 | 3.0192 | 5.6133 | 4.631 | 4.4187 | 4.1792e-05
2898 | 5.8617e-05 | 0.0001154 | 0.0043894 | 3.4228 | 3.1109 | 3.0192 | 5.4114 | 4.631 | 4.4187 | 2.8517e-05
2899 | 9.1032e-05 | 0.00011512 | 0.00023102 | 3.2646 | 3.112 | 3.0192 | 5.0038 | 4.6337 | 4.4187 | 4.0317e-05
2900 | 0.00010684 | 0.00011325 | 0 | 3.1932 | 3.1131 | 3.0192 | 4.828 | 4.6364 | 4.4187 | 0.00015815
2901 | 0.00012614 | 0.00011591 | 0 | 3.1552 | 3.1131 | 3.0192 | 4.7362 | 4.6364 | 4.4187 | 0.00015569
2902 | 0.00014652 | 0.00011631 | 0 | 3.1272 | 3.1143 | 3.0192 | 4.6697 | 4.6391 | 4.4187 | 0.00019142
2903 | 0.00016012 | 0.00011622 | 0 | 3.0584 | 3.1143 | 3.0192 | 4.5086 | 4.6391 | 4.4187 | 2.4419e-05
2904 | 0.00017381 | 0.00011413 | 0 | 3.0063 | 3.1143 | 3.0192 | 4.3894 | 4.6391 | 4.4187 | 1.4094e-05
2905 | 0.00017831 | 0.00011568 | 0 | 2.9883 | 3.1143 | 3.0192 | 4.3487 | 4.6391 | 4.4187 | 1.4586e-05
2906 | 0.00018373 | 0.00011632 | 0 | 2.9736 | 3.1143 | 3.0192 | 4.3158 | 4.6391 | 4.4187 | 1.2128e-05
2907 | 0.00018861 | 0.00010709 | 0 | 2.9344 | 3.1154 | 3.0192 | 4.2288 | 4.6418 | 4.4187 | 9.8333e-06
2908 | 0.000194 | 0.00011215 | 0.00034653 | 2.9153 | 3.1177 | 3.0192 | 4.1866 | 4.6472 | 4.4187 | 1.3439e-05
2909 | 0.00020691 | 0.00011464 | 0.0043316 | 2.9684 | 3.1177 | 3.0192 | 4.3041 | 4.6472 | 4.4187 | 1.5406e-05
2910 | 0.00020416 | 0.00011629 | 0.015363 | 3.0806 | 3.1177 | 3.0192 | 4.5602 | 4.6472 | 4.4187 | 4.7528e-06
2911 | 0.00018037 | 0.0001154 | 0.028704 | 3.1884 | 3.1189 | 3.0192 | 4.8164 | 4.6499 | 4.4187 | 0.00058033
2912 | 0.00010909 | 0.00011536 | 0.037136 | 3.2835 | 3.1189 | 3.0192 | 5.0513 | 4.6499 | 4.4187 | 7.3422e-05
2913 | 7.6128e-05 | 0.0001152 | 0.048918 | 3.3751 | 3.1189 | 3.0192 | 5.2858 | 4.6499 | 4.4187 | 6.9489e-05
2914 | 5.9272e-05 | 0.0001146 | 0.066996 | 3.4634 | 3.1189 | 3.0192 | 5.52 | 4.6499 | 4.4187 | 7.7683e-05
2915 | 5.7315e-05 | 0.0001154 | 0.071963 | 3.4991 | 3.1212 | 3.0192 | 5.6172 | 4.6554 | 4.4187 | 0.0001062
2916 | 5.7183e-05 | 0.00011558 | 0.064281 | 3.6079 | 3.1212 | 3.0192 | 5.9218 | 4.6554 | 4.4187 | 0.00019847
2917 | 6.4919e-05 | 0.0001159 | 0.059199 | 3.6249 | 3.1212 | 3.0192 | 5.9706 | 4.6554 | 4.4187 | 9.0467e-05
2918 | 5.7959e-05 | 0.00011544 | 0.057639 | 3.5445 | 3.1223 | 3.0192 | 5.7427 | 4.6581 | 4.4187 | 8.8664e-05
2919 | 4.2923e-05 | 0.00011337 | 0.046262 | 3.5972 | 3.1235 | 3.0192 | 5.8912 | 4.6608 | 4.4187 | 7.588e-05
2920 | 3.3247e-05 | 0.00011189 | 0.031419 | 3.5475 | 3.1235 | 3.0192 | 5.751 | 4.6608 | 4.4187 | 9.1614e-05
2921 | 3.208e-05 | 0.00011096 | 0.018828 | 3.5107 | 3.1235 | 3.0192 | 5.6491 | 4.6608 | 4.4187 | 6.6047e-05
2922 | 4.6595e-05 | 0.00011322 | 0.0056311 | 3.4353 | 3.1235 | 3.0192 | 5.4446 | 4.6608 | 4.4187 | 0.00025173
2923 | 6.5702e-05 | 0.00011799 | 0.00046204 | 3.3313 | 3.1246 | 3.0192 | 5.1726 | 4.6636 | 4.4187 | 0.0002224
2924 | 8.6121e-05 | 0.00011542 | 0 | 3.2595 | 3.1258 | 3.0192 | 4.9913 | 4.6663 | 4.4187 | 0.00021912
2925 | 0.00011115 | 0.00011165 | 0 | 3.2077 | 3.1258 | 3.0192 | 4.8634 | 4.6663 | 4.4187 | 0.00021994
2926 | 0.00013657 | 0.00011178 | 0 | 3.1681 | 3.1258 | 3.0192 | 4.7674 | 4.6663 | 4.4187 | 1.0981e-05
2927 | 0.00014759 | 0.000116 | 0 | 3.1226 | 3.1258 | 3.0192 | 4.6588 | 4.6663 | 4.4187 | 1.1636e-05
2928 | 0.00015107 | 0.00011603 | 0 | 3.0952 | 3.127 | 3.0192 | 4.5943 | 4.669 | 4.4187 | 7.0472e-06
2929 | 0.0001568 | 0.00011596 | 0 | 3.043 | 3.127 | 3.0192 | 4.4732 | 4.669 | 4.4187 | 6.7194e-06
2930 | 0.00016068 | 0.00011462 | 0 | 3.0191 | 3.1281 | 3.0192 | 4.4186 | 4.6718 | 4.4187 | 9.8333e-06
2931 | 0.00016478 | 0.00011602 | 0 | 3.001 | 3.1293 | 3.0192 | 4.3774 | 4.6745 | 4.4187 | 1.4914e-05
2932 | 0.00016797 | 0.00011608 | 0.00043316 | 3.0031 | 3.1316 | 3.0192 | 4.3822 | 4.68 | 4.4187 | 1.5569e-05
2933 | 0.00018311 | 0.00011619 | 0.0049092 | 3.0419 | 3.1327 | 3.0192 | 4.4707 | 4.6828 | 4.4187 | 7.7028e-06
2934 | 0.00019389 | 0.00011246 | 0.014497 | 3.1446 | 3.1327 | 3.0192 | 4.7111 | 4.6828 | 4.4187 | 1.1636e-05
2935 | 0.00013285 | 0.00011419 | 0.022986 | 3.1896 | 3.1327 | 3.0192 | 4.8193 | 4.6828 | 4.4187 | 0.00058361
2936 | 8.0124e-05 | 0.00011424 | 0.030552 | 3.2471 | 3.1327 | 3.0192 | 4.9602 | 4.6828 | 4.4187 | 7.0636e-05
2937 | 5.1543e-05 | 0.00011453 | 0.040082 | 3.2696 | 3.1339 | 3.0192 | 5.0164 | 4.6855 | 4.4187 | 8.0469e-05
2938 | 4.1915e-05 | 0.0001137 | 0.047532 | 3.317 | 3.1351 | 3.0192 | 5.136 | 4.6883 | 4.4187 | 9.44e-05
2939 | 5.0094e-05 | 0.00011492 | 0.057351 | 3.3751 | 3.1351 | 3.0192 | 5.2858 | 4.6883 | 4.4187 | 9.7678e-05
2940 | 5.3927e-05 | 0.00011482 | 0.061394 | 3.3352 | 3.1362 | 3.0192 | 5.1827 | 4.691 | 4.4187 | 0.00021814
2941 | 5.9252e-05 | 0.00011509 | 0.055156 | 3.3484 | 3.1374 | 3.0192 | 5.2166 | 4.6938 | 4.4187 | 9.0958e-05
2942 | 5.3012e-05 | 0.00011477 | 0.048225 | 3.3537 | 3.1374 | 3.0192 | 5.2303 | 4.6938 | 4.4187 | 7.6208e-05
2943 | 4.4441e-05 | 0.00011433 | 0.034364 | 3.3711 | 3.1374 | 3.0192 | 5.2753 | 4.6938 | 4.4187 | 6.9325e-05
2944 | 5.5253e-05 | 0.00011326 | 0.02934 | 3.3445 | 3.1397 | 3.0192 | 5.2064 | 4.6994 | 4.4187 | 6.7194e-05
2945 | 4.4608e-05 | 0.00011321 | 0.015652 | 3.3157 | 3.1409 | 3.0192 | 5.1326 | 4.7021 | 4.4187 | 6.3425e-05
2946 | 3.8948e-05 | 0.00011375 | 0.0046204 | 3.2508 | 3.1409 | 3.0192 | 4.9695 | 4.7021 | 4.4187 | 0.00024419
2947 | 6.6688e-05 | 0.00011778 | 0.00043316 | 3.1611 | 3.1409 | 3.0192 | 4.7504 | 4.7021 | 4.4187 | 0.00025436
2948 | 9.2931e-05 | 0.00011554 | 0 | 3.1295 | 3.1409 | 3.0192 | 4.6751 | 4.7021 | 4.4187 | 0.00023272
2949 | 0.00012727 | 0.00011565 | 0 | 3.1192 | 3.142 | 3.0192 | 4.6506 | 4.7049 | 4.4187 | 0.00022781
2950 | 0.0001309 | 0.00011534 | 0 | 3.0828 | 3.1432 | 3.0192 | 4.5654 | 4.7077 | 4.4187 | 2.1797e-05
2951 | 0.00014448 | 0.00011557 | 0 | 3.0191 | 3.1432 | 3.0192 | 4.4186 | 4.7077 | 4.4187 | 8.6861e-06
2952 | 0.00015553 | 0.00011563 | 0 | 2.9957 | 3.1432 | 3.0192 | 4.3654 | 4.7077 | 4.4187 | 3.3106e-05
2953 | 0.00016265 | 0.0001157 | 0 | 2.9632 | 3.1444 | 3.0192 | 4.2925 | 4.7105 | 4.4187 | 2.3764e-05
2954 | 0.00016943 | 0.00011587 | 0 | 2.9406 | 3.1444 | 3.0192 | 4.2423 | 4.7105 | 4.4187 | 2.6058e-05
2955 | 0.00017447 | 0.00011504 | 0 | 2.9163 | 3.1456 | 3.0192 | 4.1888 | 4.7133 | 4.4187 | 1.9175e-05
2956 | 0.00017919 | 0.00011593 | 0.00046204 | 2.9324 | 3.1456 | 3.0192 | 4.2243 | 4.7133 | 4.4187 | 1.9667e-05
2957 | 0.00017543 | 0.00011525 | 0.0049092 | 2.9621 | 3.1467 | 3.0192 | 4.2902 | 4.7161 | 4.4187 | 2.9828e-05
2958 | 0.00018 | 0.00011377 | 0.016749 | 3.0289 | 3.1467 | 3.0192 | 4.4408 | 4.7161 | 4.4187 | 2.5239e-05
2959 | 0.00015676 | 0.00011424 | 0.030957 | 3.1066 | 3.1467 | 3.0192 | 4.6209 | 4.7161 | 4.4187 | 0.00064539
2960 | 9.3242e-05 | 0.00011409 | 0.047301 | 3.1776 | 3.1479 | 3.0192 | 4.7903 | 4.7189 | 4.4187 | 0.00062179
2961 | 6.1474e-05 | 0.00011382 | 0.047244 | 3.2297 | 3.1479 | 3.0192 | 4.9174 | 4.7189 | 4.4187 | 8.9319e-05
2962 | 4.6708e-05 | 0.00011325 | 0.060585 | 3.2683 | 3.1479 | 3.0192 | 5.0132 | 4.7189 | 4.4187 | 8.9975e-05
2963 | 5.1486e-05 | 0.00011275 | 0.059776 | 3.2721 | 3.1491 | 3.0192 | 5.0227 | 4.7216 | 4.4187 | 7.965e-05
2964 | 4.7741e-05 | 0.00011353 | 0.058159 | 3.3366 | 3.1479 | 3.0192 | 5.1861 | 4.7189 | 4.4187 | 7.7192e-05
2965 | 5.7299e-05 | 0.00011455 | 0.057582 | 3.3471 | 3.1491 | 3.0192 | 5.2132 | 4.7216 | 4.4187 | 8.3092e-05
2966 | 4.253e-05 | 0.00010868 | 0.044471 | 3.3751 | 3.1491 | 3.0192 | 5.2858 | 4.7216 | 4.4187 | 7.5061e-05
2967 | 2.9668e-05 | 0.00010983 | 0.032343 | 3.394 | 3.1491 | 3.0192 | 5.3353 | 4.7216 | 4.4187 | 0.00031385
2968 | 2.3945e-05 | 0.00011216 | 0.021716 | 3.394 | 3.1491 | 3.0192 | 5.3353 | 4.7216 | 4.4187 | 0.00031073
2969 | 2.0909e-05 | 0.00011837 | 0.011955 | 3.3537 | 3.1502 | 3.0192 | 5.2303 | 4.7245 | 4.4187 | 3.6711e-05
2970 | 2.1108e-05 | 0.00011904 | 0.0038696 | 3.2989 | 3.1526 | 3.0192 | 5.09 | 4.7301 | 4.4187 | 2.3436e-05
2971 | 3.1446e-05 | 0.00012628 | 0.00036097 | 3.1681 | 3.1526 | 3.0192 | 4.7674 | 4.7301 | 4.4187 | 4.4742e-05
2972 | 5.3115e-05 | 0.00012043 | 0 | 3.0739 | 3.1526 | 3.0192 | 4.5446 | 4.7301 | 4.4187 | 0.00018995
2973 | 7.1968e-05 | 0.00011879 | 0 | 3.0518 | 3.1526 | 3.0192 | 4.4933 | 4.7301 | 4.4187 | 0.00016897
2974 | 9.6063e-05 | 0.0001171 | 0 | 2.9967 | 3.1526 | 3.0192 | 4.3678 | 4.7301 | 4.4187 | 0.00017323
2975 | 0.00011106 | 0.00011705 | 0 | 2.9883 | 3.1526 | 3.0192 | 4.3487 | 4.7301 | 4.4187 | 2.0322e-05
2976 | 0.00012613 | 0.00011712 | 0 | 2.9436 | 3.1538 | 3.0192 | 4.2491 | 4.7329 | 4.4187 | 1.8028e-05
2977 | 0.00013627 | 0.00011694 | 0 | 2.9304 | 3.1538 | 3.0192 | 4.2198 | 4.7329 | 4.4187 | 2.4747e-05
2978 | 0.00014244 | 0.00011679 | 0 | 2.9284 | 3.1549 | 3.0192 | 4.2154 | 4.7357 | 4.4187 | 2.7861e-05
2979 | 0.00014955 | 0.00011658 | 0 | 2.9314 | 3.1538 | 3.0192 | 4.2221 | 4.7329 | 4.4187 | 2.5731e-05
2980 | 0.00015642 | 0.00011641 | 0.00034653 | 2.9063 | 3.1538 | 3.0192 | 4.1669 | 4.7329 | 4.4187 | 2.2617e-05
2981 | 0.00017368 | 0.00011612 | 0.0026712 | 2.9736 | 3.1538 | 3.0192 | 4.3158 | 4.7329 | 4.4187 | 2.5239e-05
2982 | 0.00017324 | 0.000116 | 0.0093563 | 3.0694 | 3.1538 | 3.0192 | 4.5342 | 4.7329 | 4.4187 | 1.8356e-05
2983 | 0.00013842 | 0.00011369 | 0.019579 | 3.1599 | 3.1549 | 3.0192 | 4.7475 | 4.7357 | 4.4187 | 0.00059787
2984 | 9.8015e-05 | 0.00011353 | 0.031303 | 3.1812 | 3.1573 | 3.0192 | 4.799 | 4.7413 | 4.4187 | 0.00060262
2985 | 6.6406e-05 | 0.00011441 | 0.029975 | 3.2458 | 3.1573 | 3.0192 | 4.9571 | 4.7413 | 4.4187 | 9.0794e-05
2986 | 6.8713e-05 | 0.00011424 | 0.036617 | 3.2696 | 3.1573 | 3.0192 | 5.0164 | 4.7413 | 4.4187 | 8.2764e-05
2987 | 7.1302e-05 | 0.00011467 | 0.042681 | 3.3471 | 3.1573 | 3.0192 | 5.2132 | 4.7413 | 4.4187 | 9.7186e-05
2988 | 5.8825e-05 | 0.00011507 | 0.036674 | 3.4022 | 3.1573 | 3.0192 | 5.3568 | 4.7413 | 4.4187 | 9.1778e-05
2989 | 6.7474e-05 | 0.00011523 | 0.03422 | 3.4325 | 3.1573 | 3.0192 | 5.4372 | 4.7413 | 4.4187 | 0.00010538
2990 | 5.748e-05 | 0.00011503 | 0.033267 | 3.4662 | 3.1573 | 3.0192 | 5.5277 | 4.7413 | 4.4187 | 8.6205e-05
2991 | 4.0098e-05 | 0.00011406 | 0.03113 | 3.4705 | 3.1573 | 3.0192 | 5.5392 | 4.7413 | 4.4187 | 0.00030942
2992 | 3.7512e-05 | 0.00011441 | 0.023044 | 3.4634 | 3.1596 | 3.0192 | 5.52 | 4.747 | 4.4187 | 0.0002696
2993 | 4.6008e-05 | 0.00011434 | 0.012129 | 3.427 | 3.1608 | 3.0192 | 5.4224 | 4.7498 | 4.4187 | 4.6217e-05
2994 | 4.3474e-05 | 0.00011433 | 0.0055445 | 3.304 | 3.1608 | 3.0192 | 5.1031 | 4.7498 | 4.4187 | 5.7853e-05
2995 | 7.8769e-05 | 0.00011531 | 0.00040429 | 3.1836 | 3.1608 | 3.0192 | 4.8048 | 4.7498 | 4.4187 | 3.1467e-05
2996 | 0.00010756 | 0.00011487 | 0 | 3.1054 | 3.1608 | 3.0192 | 4.6183 | 4.7498 | 4.4187 | 0.00020666
2997 | 0.00012078 | 0.0001152 | 0 | 3.0717 | 3.1608 | 3.0192 | 4.5394 | 4.7498 | 4.4187 | 0.0001634
2998 | 0.00013839 | 0.00011553 | 0 | 3.0386 | 3.1596 | 3.0192 | 4.4631 | 4.747 | 4.4187 | 0.00018028
2999 | 0.0001521 | 0.00011513 | 0 | 3.001 | 3.1596 | 3.0192 | 4.3774 | 4.747 | 4.4187 | 2.8681e-05
3000 | 4.7931e-05 | 0.00011411 | 0 | 2.9957 | 3.1596 | 3.0192 | 4.3654 | 4.747 | 4.4187 | 1.0981e-05
3001 | 5.5999e-05 | 0.00011454 | 0 | 2.982 | 3.1596 | 3.0192 | 4.3345 | 4.747 | 4.4187 | 1.2128e-05
3002 | 6.3659e-05 | 0.00011144 | 0 | 2.9767 | 3.1596 | 3.0192 | 4.3228 | 4.747 | 4.4187 | 2.0814e-05
3003 | 6.879e-05 | 0.00011549 | 0 | 2.9663 | 3.1632 | 3.0192 | 4.2995 | 4.7555 | 4.4187 | 9.6694e-06
3004 | 7.494e-05 | 0.00011383 | 0.00064974 | 2.9694 | 3.162 | 3.0192 | 4.3064 | 4.7527 | 4.4187 | 1.3111e-05
3005 | 8.8804e-05 | 0.00011498 | 0.0051258 | 3.0063 | 3.162 | 3.0192 | 4.3894 | 4.7527 | 4.4187 | 1.5569e-05
3006 | 7.7878e-05 | 0.00011453 | 0.016518 | 3.0998 | 3.162 | 3.0192 | 4.6049 | 4.7527 | 4.4187 | 1.9339e-05
3007 | 7.9949e-05 | 0.00011497 | 0.029109 | 3.1599 | 3.162 | 3.0192 | 4.7475 | 4.7527 | 4.4187 | 0.0006136
3008 | 3.4702e-05 | 0.00011397 | 0.038061 | 3.2297 | 3.162 | 3.0192 | 4.9174 | 4.7527 | 4.4187 | 5.8508e-05
3009 | 2.6428e-05 | 0.00011386 | 0.040948 | 3.3144 | 3.162 | 3.0192 | 5.1293 | 4.7527 | 4.4187 | 8.2272e-05
3010 | 1.6686e-05 | 0.00011279 | 0.043778 | 3.355 | 3.1632 | 3.0192 | 5.2337 | 4.7555 | 4.4187 | 7.8503e-05
3011 | 1.8821e-05 | 0.00011417 | 0.046204 | 3.4353 | 3.1632 | 3.0192 | 5.4446 | 4.7555 | 4.4187 | 6.6047e-05
3012 | 1.8127e-05 | 0.00011336 | 0.051286 | 3.3778 | 3.1632 | 3.0192 | 5.2928 | 4.7555 | 4.4187 | 0.00024092
3013 | 1.9662e-05 | 0.0001141 | 0.043547 | 3.3484 | 3.1632 | 3.0192 | 5.2166 | 4.7555 | 4.4187 | 7.6536e-05
3014 | 1.5615e-05 | 0.00011375 | 0.045684 | 3.4187 | 3.1632 | 3.0192 | 5.4004 | 4.7555 | 4.4187 | 6.998e-05
3015 | 8.9368e-06 | 0.0001116 | 0.03217 | 3.4465 | 3.1632 | 3.0192 | 5.4745 | 4.7555 | 4.4187 | 0.00010636
3016 | 1.4073e-05 | 0.00010937 | 0.02443 | 3.4507 | 3.1644 | 3.0192 | 5.4858 | 4.7583 | 4.4187 | 9.2597e-05
3017 | 3.357e-05 | 0.0001105 | 0.015767 | 3.3524 | 3.1656 | 3.0192 | 5.2269 | 4.7612 | 4.4187 | 6.9489e-05
3018 | 1.3629e-05 | 0.000109 | 0.0053423 | 3.3209 | 3.1656 | 3.0192 | 5.1459 | 4.7612 | 4.4187 | 0.00023764
3019 | 1.3857e-05 | 0.0001182 | 0.00057755 | 3.2248 | 3.1656 | 3.0192 | 4.9053 | 4.7612 | 4.4187 | 0.00022436
3020 | 3.485e-05 | 0.00011476 | 0 | 3.1215 | 3.1656 | 3.0192 | 4.656 | 4.7612 | 4.4187 | 0.00029369
3021 | 3.1085e-05 | 0.00011497 | 0 | 3.0419 | 3.1656 | 3.0192 | 4.4707 | 4.7612 | 4.4187 | 0.00023403
3022 | 3.5162e-05 | 0.00011516 | 0 | 2.9893 | 3.1656 | 3.0192 | 4.3511 | 4.7612 | 4.4187 | 1.5078e-05
3023 | 4.8881e-05 | 0.00011523 | 0 | 2.9334 | 3.1656 | 3.0192 | 4.2265 | 4.7612 | 4.4187 | 1.5078e-05
3024 | 6.286e-05 | 0.00011434 | 0 | 2.8983 | 3.1656 | 3.0192 | 4.1495 | 4.7612 | 4.4187 | 9.0139e-06
3025 | 6.8231e-05 | 0.00011341 | 0 | 2.8894 | 3.1656 | 3.0192 | 4.1302 | 4.7612 | 4.4187 | 1.6389e-05
3026 | 7.2455e-05 | 0.00011127 | 0 | 2.8816 | 3.1656 | 3.0192 | 4.1131 | 4.7612 | 4.4187 | 2.0978e-05
3027 | 7.3138e-05 | 0.00011424 | 0 | 2.8786 | 3.1656 | 3.0192 | 4.1068 | 4.7612 | 4.4187 | 9.6694e-06
3028 | 7.9565e-05 | 0.00011491 | 0.00064974 | 2.8934 | 3.1656 | 3.0192 | 4.1388 | 4.7612 | 4.4187 | 7.5389e-06
3029 | 7.3014e-05 | 0.00011544 | 0.0046926 | 2.9467 | 3.1667 | 3.0192 | 4.2559 | 4.764 | 4.4187 | 1.0817e-05
3030 | 9.049e-05 | 0.00011505 | 0.018597 | 3.0441 | 3.1679 | 3.0192 | 4.4757 | 4.7669 | 4.4187 | 2.2944e-05
3031 | 6.1921e-05 | 0.00011354 | 0.031361 | 3.1307 | 3.1691 | 3.0192 | 4.6779 | 4.7697 | 4.4187 | 0.00062851
3032 | 3.5601e-05 | 0.00011398 | 0.044125 | 3.192 | 3.1691 | 3.0192 | 4.8251 | 4.7697 | 4.4187 | 5.7361e-05
3033 | 2.4333e-05 | 0.00011448 | 0.046782 | 3.2621 | 3.1691 | 3.0192 | 4.9975 | 4.7697 | 4.4187 | 9.1614e-05
3034 | 1.8951e-05 | 0.00011432 | 0.056239 | 3.33 | 3.1691 | 3.0192 | 5.1693 | 4.7697 | 4.4187 | 9.3908e-05
3035 | 2.0965e-05 | 0.00011488 | 0.062375 | 3.3261 | 3.1703 | 3.0192 | 5.1592 | 4.7726 | 4.4187 | 7.7192e-05
3036 | 2.6778e-05 | 0.00011472 | 0.075731 | 3.3886 | 3.1703 | 3.0192 | 5.3211 | 4.7726 | 4.4187 | 0.00018093
3037 | 2.3321e-05 | 0.00011471 | 0.075659 | 3.42 | 3.1703 | 3.0192 | 5.404 | 4.7726 | 4.4187 | 8.8828e-05
3038 | 2.3591e-05 | 0.0001138 | 0.066779 | 3.4493 | 3.1691 | 3.0192 | 5.4821 | 4.7697 | 4.4187 | 8.8664e-05
3039 | 1.7548e-05 | 0.00011343 | 0.053423 | 3.4409 | 3.1679 | 3.0192 | 5.4595 | 4.7669 | 4.4187 | 8.4567e-05
3040 | 1.2917e-05 | 0.00011207 | 0.034003 | 3.4159 | 3.1679 | 3.0192 | 5.393 | 4.7669 | 4.4187 | 6.9817e-05
3041 | 1.7581e-05 | 0.00011123 | 0.020388 | 3.3913 | 3.1691 | 3.0192 | 5.3282 | 4.7697 | 4.4187 | 7.7192e-05
3042 | 3.5691e-05 | 0.0001164 | 0.0052701 | 3.3209 | 3.1691 | 3.0192 | 5.1459 | 4.7697 | 4.4187 | 0.00025567
3043 | 2.2011e-05 | 0.00011413 | 0.00057755 | 3.2273 | 3.1691 | 3.0192 | 4.9113 | 4.7697 | 4.4187 | 0.00022502
3044 | 4.5665e-05 | 0.00011443 | 0 | 3.1516 | 3.1691 | 3.0192 | 4.7278 | 4.7697 | 4.4187 | 0.00023436
3045 | 5.0209e-05 | 0.00011455 | 0 | 3.1054 | 3.1691 | 3.0192 | 4.6183 | 4.7697 | 4.4187 | 0.00024436
3046 | 4.9511e-05 | 0.00011478 | 0 | 3.0828 | 3.1703 | 3.0192 | 4.5654 | 4.7726 | 4.4187 | 4.5889e-06
3047 | 5.8499e-05 | 0.00011425 | 0 | 3.0562 | 3.1703 | 3.0192 | 4.5035 | 4.7726 | 4.4187 | 2.0978e-05
3048 | 6.6576e-05 | 0.00011489 | 0 | 3.0202 | 3.1703 | 3.0192 | 4.4211 | 4.7726 | 4.4187 | 1.0489e-05
3049 | 7.2594e-05 | 0.00011485 | 0 | 2.9967 | 3.1703 | 3.0192 | 4.3678 | 4.7726 | 4.4187 | 9.5055e-06
3050 | 7.7702e-05 | 0.00011513 | 0 | 2.983 | 3.1703 | 3.0192 | 4.3369 | 4.7726 | 4.4187 | 8.3583e-06
3051 | 8.523e-05 | 0.00011529 | 0 | 2.9725 | 3.1703 | 3.0192 | 4.3134 | 4.7726 | 4.4187 | 4.2611e-06
3052 | 9.4251e-05 | 0.00011482 | 0.00075082 | 2.9416 | 3.1703 | 3.0192 | 4.2445 | 4.7726 | 4.4187 | 7.8667e-06
3053 | 0.00010884 | 0.00011506 | 0.0061365 | 2.9746 | 3.1703 | 3.0192 | 4.3181 | 4.7726 | 4.4187 | 1.9011e-05
3054 | 0.00010661 | 0.00011142 | 0.022524 | 3.017 | 3.1703 | 3.0192 | 4.4137 | 4.7726 | 4.4187 | 1.2456e-05
3055 | 9.5812e-05 | 0.00011373 | 0.039273 | 3.0507 | 3.1715 | 3.0192 | 4.4908 | 4.7755 | 4.4187 | 0.00065146
3056 | 5.5824e-05 | 0.00011382 | 0.047821 | 3.0964 | 3.1715 | 3.0192 | 4.597 | 4.7755 | 4.4187 | 6.8178e-05
3057 | 4.8393e-05 | 0.00011363 | 0.056889 | 3.1528 | 3.1715 | 3.0192 | 4.7306 | 4.7755 | 4.4187 | 7.0144e-05
3058 | 4.1319e-05 | 0.00011297 | 0.0566 | 3.198 | 3.1715 | 3.0192 | 4.8398 | 4.7755 | 4.4187 | 0.00011571
3059 | 4.4196e-05 | 0.0001142 | 0.068555 | 3.2583 | 3.1715 | 3.0192 | 4.9881 | 4.7755 | 4.4187 | 8.6861e-05
3060 | 5.0132e-05 | 0.00011431 | 0.062549 | 3.2835 | 3.1715 | 3.0192 | 5.0513 | 4.7755 | 4.4187 | 0.00018257
3061 | 4.7213e-05 | 0.0001137 | 0.054694 | 3.359 | 3.1715 | 3.0192 | 5.2441 | 4.7755 | 4.4187 | 0.00010358
3062 | 3.6138e-05 | 0.00011388 | 0.059719 | 3.359 | 3.1715 | 3.0192 | 5.2441 | 4.7755 | 4.4187 | 8.3583e-05
3063 | 3.4817e-05 | 0.00011129 | 0.046724 | 3.3392 | 3.1727 | 3.0192 | 5.1928 | 4.7783 | 4.4187 | 9.6367e-05
3064 | 4.1498e-05 | 0.00011172 | 0.033382 | 3.3418 | 3.1739 | 3.0192 | 5.1996 | 4.7812 | 4.4187 | 8.6369e-05
3065 | 3.4941e-05 | 0.00011166 | 0.018077 | 3.3183 | 3.1727 | 3.0192 | 5.1393 | 4.7783 | 4.4187 | 5.8508e-05
3066 | 2.497e-05 | 0.00010893 | 0.0056022 | 3.2633 | 3.1763 | 3.0192 | 5.0006 | 4.7869 | 4.4187 | 0.00024272
3067 | 3.6527e-05 | 0.00011563 | 0.00057755 | 3.1741 | 3.1751 | 3.0192 | 4.7817 | 4.7841 | 4.4187 | 0.00023813
3068 | 6.1835e-05 | 0.00011355 | 0 | 3.0873 | 3.1763 | 3.0192 | 4.5759 | 4.7869 | 4.4187 | 0.00024141
3069 | 6.6276e-05 | 0.00011422 | 0 | 3.0332 | 3.1763 | 3.0192 | 4.4507 | 4.7869 | 4.4187 | 0.00023321
3070 | 6.4888e-05 | 0.00011466 | 0 | 2.9914 | 3.1763 | 3.0192 | 4.3558 | 4.7869 | 4.4187 | 1.3439e-05
3071 | 7.3006e-05 | 0.00011406 | 0 | 3.001 | 3.1763 | 3.0192 | 4.3774 | 4.7869 | 4.4187 | 1.2456e-05
3072 | 7.9476e-05 | 0.0001142 | 0 | 2.9893 | 3.1763 | 3.0192 | 4.3511 | 4.7869 | 4.4187 | 1.8356e-05
3073 | 8.4678e-05 | 0.00011518 | 0 | 2.9621 | 3.1763 | 3.0192 | 4.2902 | 4.7869 | 4.4187 | 5.9e-06
3074 | 9.1416e-05 | 0.00011463 | 0 | 2.9163 | 3.1763 | 3.0192 | 4.1888 | 4.7869 | 4.4187 | 8.0305e-06
3075 | 9.4666e-05 | 0.00011488 | 0 | 2.8934 | 3.1763 | 3.0192 | 4.1388 | 4.7869 | 4.4187 | 9.0139e-06
3076 | 9.7506e-05 | 0.00011428 | 0.00086633 | 2.9344 | 3.1763 | 3.0192 | 4.2288 | 4.7869 | 4.4187 | 1.77e-05
3077 | 0.00010934 | 0.00011444 | 0.0065263 | 2.9487 | 3.1774 | 3.0192 | 4.2604 | 4.7898 | 4.4187 | 1.5733e-05
3078 | 9.7509e-05 | 0.00011523 | 0.01981 | 3.0299 | 3.1774 | 3.0192 | 4.4432 | 4.7898 | 4.4187 | 1.5242e-05
3079 | 8.7139e-05 | 0.00011383 | 0.034018 | 3.1318 | 3.1774 | 3.0192 | 4.6806 | 4.7898 | 4.4187 | 0.00060278
3080 | 4.2503e-05 | 0.00011303 | 0.046493 | 3.2322 | 3.1774 | 3.0192 | 4.9234 | 4.7898 | 4.4187 | 7.2603e-05
3081 | 3.051e-05 | 0.00011242 | 0.057235 | 3.3392 | 3.1774 | 3.0192 | 5.1928 | 4.7898 | 4.4187 | 6.0639e-05
3082 | 2.4542e-05 | 0.00011146 | 0.062722 | 3.4049 | 3.1774 | 3.0192 | 5.364 | 4.7898 | 4.4187 | 7.2111e-05
3083 | 2.4627e-05 | 0.00011275 | 0.063126 | 3.5035 | 3.1774 | 3.0192 | 5.6291 | 4.7898 | 4.4187 | 9.2269e-05
3084 | 2.8417e-05 | 0.00011239 | 0.063357 | 3.543 | 3.1786 | 3.0192 | 5.7385 | 4.7927 | 4.4187 | 0.00020502
3085 | 3.055e-05 | 0.00011102 | 0.051171 | 3.5941 | 3.1798 | 3.0192 | 5.8825 | 4.7956 | 4.4187 | 8.8828e-05
3086 | 2.2859e-05 | 0.00011125 | 0.048572 | 3.6389 | 3.1798 | 3.0192 | 6.0111 | 4.7956 | 4.4187 | 9.0303e-05
3087 | 1.5952e-05 | 0.00010997 | 0.036848 | 3.6264 | 3.1786 | 3.0192 | 5.9751 | 4.7927 | 4.4187 | 6.9817e-05
3088 | 1.4724e-05 | 0.00011196 | 0.023622 | 3.6125 | 3.1786 | 3.0192 | 5.9351 | 4.7927 | 4.4187 | 9.7678e-05
3089 | 2.6084e-05 | 0.00011723 | 0.013572 | 3.6064 | 3.1786 | 3.0192 | 5.9174 | 4.7927 | 4.4187 | 8.555e-05
3090 | 1.6876e-05 | 0.00011878 | 0.0050054 | 3.5239 | 3.1786 | 3.0192 | 5.6853 | 4.7927 | 4.4187 | 0.00022682
3091 | 2.5274e-05 | 0.00012155 | 0.00048129 | 3.3764 | 3.1774 | 3.0192 | 5.2893 | 4.7898 | 4.4187 | 0.00027009
3092 | 3.0467e-05 | 0.00012117 | 0 | 3.2322 | 3.1774 | 3.0192 | 4.9234 | 4.7898 | 4.4187 | 0.00022059
3093 | 3.1433e-05 | 0.00011883 | 0 | 3.1215 | 3.1774 | 3.0192 | 4.656 | 4.7898 | 4.4187 | 0.00026419
3094 | 2.6867e-05 | 0.0001174 | 0 | 3.0661 | 3.1774 | 3.0192 | 4.5265 | 4.7898 | 4.4187 | 1.3603e-05
3095 | 3.1991e-05 | 0.00011713 | 0 | 3.002 | 3.1798 | 3.0192 | 4.3798 | 4.7956 | 4.4187 | 1.1308e-05
3096 | 4.3201e-05 | 0.00011512 | 0 | 2.9694 | 3.1798 | 3.0192 | 4.3064 | 4.7956 | 4.4187 | 7.8667e-06
3097 | 5.0029e-05 | 0.00011701 | 0 | 2.9746 | 3.1798 | 3.0192 | 4.3181 | 4.7956 | 4.4187 | 9.6694e-06
3098 | 5.7883e-05 | 0.0001125 | 0 | 2.9213 | 3.1798 | 3.0192 | 4.1998 | 4.7956 | 4.4187 | 1.0981e-05
3099 | 5.827e-05 | 0.00011414 | 0 | 2.8934 | 3.1798 | 3.0192 | 4.1388 | 4.7956 | 4.4187 | 1.2292e-05
3100 | 6.3693e-05 | 0.00011199 | 0.00057755 | 2.8934 | 3.1798 | 3.0192 | 4.1388 | 4.7956 | 4.4187 | 1.7208e-05
3101 | 6.8079e-05 | 0.00011435 | 0.0057033 | 2.9549 | 3.1798 | 3.0192 | 4.2741 | 4.7956 | 4.4187 | 1.1308e-05
3102 | 8.2652e-05 | 0.00011491 | 0.01877 | 3.1215 | 3.1798 | 3.0192 | 4.656 | 4.7956 | 4.4187 | 9.5055e-06
3103 | 6.4204e-05 | 0.0001134 | 0.033671 | 3.2989 | 3.181 | 3.0192 | 5.09 | 4.7985 | 4.4187 | 0.00059115
3104 | 3.1383e-05 | 0.00011105 | 0.046493 | 3.4367 | 3.1834 | 3.0192 | 5.4483 | 4.8043 | 4.4187 | 4.9986e-05
3105 | 2.8926e-05 | 0.00011168 | 0.060296 | 3.5401 | 3.1846 | 3.0192 | 5.7303 | 4.8072 | 4.4187 | 7.2275e-05
3106 | 1.5863e-05 | 0.00010631 | 0.062202 | 3.6577 | 3.1846 | 3.0192 | 6.066 | 4.8072 | 4.4187 | 8.6369e-05
3107 | 1.9126e-05 | 0.00011412 | 0.060585 | 3.8022 | 3.1846 | 3.0192 | 6.5013 | 4.8072 | 4.4187 | 7.965e-05
3108 | 1.9301e-05 | 0.00011446 | 0.063531 | 3.8331 | 3.1846 | 3.0192 | 6.5982 | 4.8072 | 4.4187 | 0.0002083
3109 | 2.5554e-05 | 0.00011533 | 0.058102 | 3.8752 | 3.1846 | 3.0192 | 6.7319 | 4.8072 | 4.4187 | 8.7844e-05
3110 | 2.3346e-05 | 0.00011513 | 0.051922 | 3.9328 | 3.1858 | 3.0192 | 6.9188 | 4.8101 | 4.4187 | 7.9322e-05
3111 | 1.5781e-05 | 0.00011091 | 0.040891 | 3.9529 | 3.1858 | 3.0192 | 6.9855 | 4.8101 | 4.4187 | 8.26e-05
3112 | 1.09e-05 | 0.00011247 | 0.021831 | 3.9328 | 3.187 | 3.0192 | 6.9188 | 4.813 | 4.4187 | 8.2764e-05
3113 | 1.7224e-05 | 0.00011754 | 0.018886 | 3.9092 | 3.187 | 3.0192 | 6.8417 | 4.813 | 4.4187 | 6.8505e-05
3114 | 2.2411e-05 | 0.0001194 | 0.0056022 | 3.7852 | 3.187 | 3.0192 | 6.4487 | 4.813 | 4.4187 | 0.00027107
3115 | 3.1475e-05 | 0.00012059 | 0.00064974 | 3.5386 | 3.187 | 3.0192 | 5.7262 | 4.813 | 4.4187 | 0.00022649
3116 | 3.1228e-05 | 0.00012213 | 0 | 3.3697 | 3.187 | 3.0192 | 5.2718 | 4.813 | 4.4187 | 0.00020847
3117 | 3.3334e-05 | 0.00011393 | 0 | 3.2621 | 3.1882 | 3.0192 | 4.9975 | 4.8159 | 4.4187 | 0.00025304
3118 | 2.917e-05 | 0.00011753 | 0 | 3.198 | 3.1894 | 3.0192 | 4.8398 | 4.8188 | 4.4187 | 1.4422e-05
3119 | 3.1607e-05 | 0.00011681 | 0 | 3.1481 | 3.1918 | 3.0192 | 4.7194 | 4.8247 | 4.4187 | 1.1308e-05
3120 | 3.7442e-05 | 0.00011777 | 0 | 3.0896 | 3.1918 | 3.0192 | 4.5811 | 4.8247 | 4.4187 | 3.0319e-05
3121 | 4.0542e-05 | 0.00011564 | 0 | 3.0761 | 3.193 | 3.0192 | 4.5497 | 4.8276 | 4.4187 | 2.6222e-05
3122 | 4.4687e-05 | 0.0001158 | 0 | 3.0419 | 3.193 | 3.0192 | 4.4707 | 4.8276 | 4.4187 | 1.9011e-05
3123 | 5.124e-05 | 0.0001159 | 0 | 3.0063 | 3.193 | 3.0192 | 4.3894 | 4.8276 | 4.4187 | 2.1633e-05
3124 | 5.3175e-05 | 0.00011597 | 0.00079413 | 3.0084 | 3.1954 | 3.0192 | 4.3943 | 4.8334 | 4.4187 | 1.5078e-05
3125 | 6.8081e-05 | 0.00011146 | 0.0063531 | 3.1528 | 3.1954 | 3.0192 | 4.7306 | 4.8334 | 4.4187 | 3.1958e-05
3126 | 6.7163e-05 | 0.00011569 | 0.021774 | 3.3131 | 3.1954 | 3.0192 | 5.126 | 4.8334 | 4.4187 | 4.0644e-05
3127 | 6.6679e-05 | 0.00011404 | 0.034653 | 3.4805 | 3.1967 | 3.0192 | 5.5663 | 4.8364 | 4.4187 | 0.00053395
3128 | 3.5346e-05 | 0.00011282 | 0.049669 | 3.6295 | 3.1979 | 3.0192 | 5.9841 | 4.8393 | 4.4187 | 0.00058197
3129 | 2.2639e-05 | 0.00010627 | 0.055214 | 3.7057 | 3.1991 | 3.0192 | 6.2077 | 4.8423 | 4.4187 | 8.2272e-05
3130 | 2.0232e-05 | 0.00011427 | 0.060007 | 3.755 | 3.2003 | 3.0192 | 6.3562 | 4.8452 | 4.4187 | 9.2105e-05
3131 | 2.4005e-05 | 0.00012179 | 0.066765 | 3.8488 | 3.2015 | 3.0192 | 6.6477 | 4.8482 | 4.4187 | 8.3092e-05
3132 | 2.0136e-05 | 0.00011704 | 0.070172 | 3.9236 | 3.2015 | 3.0192 | 6.889 | 4.8482 | 4.4187 | 0.00010309
3133 | 2.8432e-05 | 0.00011562 | 0.067631 | 3.9622 | 3.2027 | 3.0192 | 7.0163 | 4.8511 | 4.4187 | 0.00010161
3134 | 3.4285e-05 | 0.00011505 | 0.05198 | 3.992 | 3.2027 | 3.0192 | 7.1165 | 4.8511 | 4.4187 | 8.4894e-05
3135 | 1.6412e-05 | 0.00011132 | 0.04245 | 3.9827 | 3.2039 | 3.0192 | 7.0849 | 4.8541 | 4.4187 | 0.00025436
3136 | 1.138e-05 | 0.00011302 | 0.035981 | 3.9092 | 3.2051 | 3.0192 | 6.8417 | 4.857 | 4.4187 | 0.00029647
3137 | 1.0574e-05 | 0.00011831 | 0.020272 | 3.77 | 3.2063 | 3.0192 | 6.4021 | 4.86 | 4.4187 | 5.1953e-05
3138 | 2.0347e-05 | 0.00012016 | 0.0075082 | 3.7368 | 3.2076 | 3.0192 | 6.3009 | 4.863 | 4.4187 | 4.5561e-05
3139 | 3.1674e-05 | 0.0001204 | 0.00064974 | 3.5445 | 3.2088 | 3.0192 | 5.7427 | 4.8659 | 4.4187 | 3.7694e-05
3140 | 2.0014e-05 | 0.00012289 | 0 | 3.4381 | 3.2088 | 3.0192 | 5.4521 | 4.8659 | 4.4187 | 0.00019781
3141 | 1.8712e-05 | 0.00011752 | 0 | 3.3697 | 3.2088 | 3.0192 | 5.2718 | 4.8659 | 4.4187 | 0.00019503
3142 | 1.0274e-05 | 0.00011846 | 0 | 3.3458 | 3.2112 | 3.0192 | 5.2098 | 4.8719 | 4.4187 | 0.0001788
3143 | 1.0036e-05 | 0.0001174 | 0 | 3.3183 | 3.2124 | 3.0192 | 5.1393 | 4.8749 | 4.4187 | 1.7044e-05
3144 | 1.9388e-05 | 0.00011573 | 0 | 3.3511 | 3.2124 | 3.0192 | 5.2234 | 4.8749 | 4.4187 | 2.2617e-05
3145 | 2.472e-05 | 0.00011587 | 0 | 3.3392 | 3.2124 | 3.0192 | 5.1928 | 4.8749 | 4.4187 | 3.2942e-05
3146 | 2.9645e-05 | 0.00011518 | 0 | 3.2861 | 3.2149 | 3.0192 | 5.0578 | 4.8809 | 4.4187 | 1.475e-05
3147 | 3.9156e-05 | 0.00011582 | 0 | 3.2446 | 3.2149 | 3.0192 | 4.954 | 4.8809 | 4.4187 | 2.8025e-05
3148 | 5.2481e-05 | 0.00011472 | 0.00086633 | 3.2102 | 3.2149 | 3.0192 | 4.8693 | 4.8809 | 4.4187 | 2.6222e-05
3149 | 7.2605e-05 | 0.00011552 | 0.0062087 | 3.2334 | 3.2173 | 3.0192 | 4.9265 | 4.8869 | 4.4187 | 2.4256e-05
3150 | 6.06e-05 | 0.00011564 | 0.016807 | 3.295 | 3.2173 | 3.0192 | 5.0803 | 4.8869 | 4.4187 | 3.4253e-05
3151 | 5.5715e-05 | 0.00011492 | 0.029917 | 3.3405 | 3.2185 | 3.0192 | 5.1962 | 4.8899 | 4.4187 | 0.00058541
3152 | 3.975e-05 | 0.00011317 | 0.038696 | 3.427 | 3.2198 | 3.0192 | 5.4224 | 4.8929 | 4.4187 | 0.00056673
3153 | 2.5431e-05 | 0.00010924 | 0.044356 | 3.5136 | 3.221 | 3.0192 | 5.6571 | 4.8959 | 4.4187 | 0.00010194
3154 | 2.0967e-05 | 0.00011096 | 0.052153 | 3.5759 | 3.221 | 3.0192 | 5.8309 | 4.8959 | 4.4187 | 8.3747e-05
3155 | 2.4256e-05 | 0.00012009 | 0.058275 | 3.6562 | 3.2234 | 3.0192 | 6.0614 | 4.9019 | 4.4187 | 8.0633e-05
3156 | 2.4845e-05 | 0.00011612 | 0.0566 | 3.7041 | 3.2247 | 3.0192 | 6.2029 | 4.9049 | 4.4187 | 9.5875e-05
3157 | 2.8501e-05 | 0.00011483 | 0.055791 | 3.709 | 3.2247 | 3.0192 | 6.2174 | 4.9049 | 4.4187 | 8.1617e-05
3158 | 3.396e-05 | 0.00011458 | 0.050478 | 3.6912 | 3.2271 | 3.0192 | 6.1645 | 4.911 | 4.4187 | 8.6042e-05
3159 | 1.6972e-05 | 0.00011089 | 0.043721 | 3.6736 | 3.2271 | 3.0192 | 6.1125 | 4.911 | 4.4187 | 0.00030041
3160 | 1.1238e-05 | 0.00011227 | 0.026741 | 3.6499 | 3.2284 | 3.0192 | 6.043 | 4.914 | 4.4187 | 0.00026845
3161 | 1.0707e-05 | 0.00011775 | 0.014901 | 3.6125 | 3.2296 | 3.0192 | 5.9351 | 4.917 | 4.4187 | 4.7528e-05
3162 | 1.2906e-05 | 0.00011942 | 0.0057755 | 3.5035 | 3.2308 | 3.0192 | 5.6291 | 4.9201 | 4.4187 | 2.9336e-05
3163 | 1.3745e-05 | 0.0001202 | 0.00086633 | 3.4145 | 3.2308 | 3.0192 | 5.3894 | 4.9201 | 4.4187 | 3.835e-05
3164 | 3.1458e-05 | 0.00012229 | 0 | 3.3405 | 3.2333 | 3.0192 | 5.1962 | 4.9262 | 4.4187 | 0.00017634
3165 | 2.7542e-05 | 0.00011834 | 0 | 3.2583 | 3.2333 | 3.0192 | 4.9881 | 4.9262 | 4.4187 | 0.00015766
3166 | 2.8534e-05 | 0.00011683 | 0 | 3.2089 | 3.2333 | 3.0192 | 4.8663 | 4.9262 | 4.4187 | 0.00018569
3167 | 2.9274e-05 | 0.00011668 | 0 | 3.1848 | 3.2333 | 3.0192 | 4.8076 | 4.9262 | 4.4187 | 2.2617e-05
3168 | 3.1776e-05 | 0.0001167 | 0 | 3.1446 | 3.2345 | 3.0192 | 4.7111 | 4.9292 | 4.4187 | 8.1944e-06
3169 | 3.7605e-05 | 0.00011574 | 0 | 3.1284 | 3.2345 | 3.0192 | 4.6724 | 4.9292 | 4.4187 | 1.2783e-05
3170 | 4.6246e-05 | 0.00011556 | 0 | 3.1203 | 3.2358 | 3.0192 | 4.6533 | 4.9323 | 4.4187 | 2.2781e-05
3171 | 6.0996e-05 | 0.00011589 | 0 | 3.1043 | 3.2382 | 3.0192 | 4.6156 | 4.9384 | 4.4187 | 2.6222e-06
3172 | 8.0847e-05 | 0.00011457 | 0.0012273 | 3.0617 | 3.2382 | 3.0192 | 4.5162 | 4.9384 | 4.4187 | 1.0489e-05
3173 | 7.5389e-05 | 0.00011552 | 0.0077247 | 3.1249 | 3.2382 | 3.0192 | 4.6642 | 4.9384 | 4.4187 | 1.2456e-05
3174 | 7.4971e-05 | 0.00011574 | 0.016749 | 3.1956 | 3.2407 | 3.0192 | 4.8339 | 4.9445 | 4.4187 | 1.4914e-05
3175 | 6.2744e-05 | 0.00011453 | 0.030148 | 3.2734 | 3.242 | 3.0192 | 5.0259 | 4.9476 | 4.4187 | 0.00060524
3176 | 2.5638e-05 | 0.0001136 | 0.044471 | 3.3405 | 3.242 | 3.0192 | 5.1962 | 4.9476 | 4.4187 | 6.408e-05
3177 | 2.1461e-05 | 0.00011096 | 0.055791 | 3.3981 | 3.2432 | 3.0192 | 5.346 | 4.9507 | 4.4187 | 6.113e-05
3178 | 1.0626e-05 | 0.00010837 | 0.065956 | 3.4339 | 3.2432 | 3.0192 | 5.4409 | 4.9507 | 4.4187 | 8.0142e-05
3179 | 1.6717e-05 | 0.00011809 | 0.075601 | 3.4934 | 3.2445 | 3.0192 | 5.6015 | 4.9538 | 4.4187 | 9.9808e-05
3180 | 1.1668e-05 | 0.00011532 | 0.075197 | 3.4891 | 3.2457 | 3.0192 | 5.5897 | 4.9568 | 4.4187 | 0.00020732
3181 | 1.4242e-05 | 0.00011452 | 0.062837 | 3.5195 | 3.2457 | 3.0192 | 5.6732 | 4.9568 | 4.4187 | 7.8339e-05
3182 | 1.3198e-05 | 0.00011455 | 0.052326 | 3.5107 | 3.2457 | 3.0192 | 5.6491 | 4.9568 | 4.4187 | 9.8989e-05
3183 | 6.0865e-06 | 0.00011089 | 0.042046 | 3.5312 | 3.2457 | 3.0192 | 5.7057 | 4.9568 | 4.4187 | 8.7844e-05
3184 | 1.2031e-05 | 0.00011283 | 0.026856 | 3.5386 | 3.2482 | 3.0192 | 5.7262 | 4.963 | 4.4187 | 7.2603e-05
3185 | 2.022e-05 | 0.00011831 | 0.014959 | 3.5064 | 3.2482 | 3.0192 | 5.6371 | 4.963 | 4.4187 | 6.2442e-05
3186 | 1.2742e-05 | 0.00012027 | 0.0062568 | 3.4159 | 3.2482 | 3.0192 | 5.393 | 4.963 | 4.4187 | 0.0002578
3187 | 1.127e-05 | 0.0001206 | 0.0012129 | 3.3274 | 3.2482 | 3.0192 | 5.1626 | 4.963 | 4.4187 | 0.00022944
3188 | 1.6582e-05 | 0.00012293 | 0 | 3.2089 | 3.2482 | 3.0192 | 4.8663 | 4.963 | 4.4187 | 0.0002342
3189 | 1.684e-05 | 0.00011456 | 0 | 3.1388 | 3.2494 | 3.0192 | 4.6972 | 4.9661 | 4.4187 | 0.00021814
3190 | 1.5495e-05 | 0.00011767 | 0 | 3.1009 | 3.2507 | 3.0192 | 4.6076 | 4.9692 | 4.4187 | 1.2292e-05
3191 | 2.0737e-05 | 0.00011739 | 0 | 3.0562 | 3.2507 | 3.0192 | 4.5035 | 4.9692 | 4.4187 | 8.6861e-06
3192 | 3.2315e-05 | 0.00011844 | 0 | 3.0245 | 3.2507 | 3.0192 | 4.4309 | 4.9692 | 4.4187 | 1.2783e-05
3193 | 3.6868e-05 | 0.00011503 | 0 | 2.9978 | 3.2507 | 3.0192 | 4.3702 | 4.9692 | 4.4187 | 1.77e-05
3194 | 4.0377e-05 | 0.0001154 | 0 | 2.9757 | 3.2507 | 3.0192 | 4.3204 | 4.9692 | 4.4187 | 1.18e-05
3195 | 3.8126e-05 | 0.00011439 | 0 | 2.9395 | 3.2519 | 3.0192 | 4.24 | 4.9723 | 4.4187 | 8.6861e-06
3196 | 3.7642e-05 | 0.00011407 | 0.0012273 | 2.9375 | 3.2532 | 3.0192 | 4.2355 | 4.9754 | 4.4187 | 8.85e-06
3197 | 4.5253e-05 | 0.00011484 | 0.0071039 | 2.9978 | 3.2544 | 3.0192 | 4.3702 | 4.9785 | 4.4187 | 1.4586e-05
3198 | 3.9028e-05 | 0.00011516 | 0.023795 | 3.1765 | 3.2532 | 3.0192 | 4.7874 | 4.9754 | 4.4187 | 1.1144e-05
3199 | 4.7003e-05 | 0.00011333 | 0.037714 | 3.2989 | 3.2532 | 3.0192 | 5.09 | 4.9754 | 4.4187 | 0.0005877
3200 | 2.2958e-05 | 0.00011311 | 0.04115 | 3.3738 | 3.2532 | 3.0192 | 5.2823 | 4.9754 | 4.4187 | 7.6864e-05
3201 | 1.0934e-05 | 0.00011353 | 0.060787 | 3.4214 | 3.2544 | 3.0192 | 5.4077 | 4.9785 | 4.4187 | 7.9158e-05
3202 | 8.3726e-06 | 0.00011236 | 0.074215 | 3.4691 | 3.2544 | 3.0192 | 5.5353 | 4.9785 | 4.4187 | 7.1783e-05
3203 | 1.4693e-05 | 0.00011346 | 0.074331 | 3.502 | 3.2557 | 3.0192 | 5.6252 | 4.9816 | 4.4187 | 7.9158e-05
3204 | 1.8351e-05 | 0.00011459 | 0.068613 | 3.5714 | 3.2544 | 3.0192 | 5.8181 | 4.9785 | 4.4187 | 0.00021764
3205 | 2.1903e-05 | 0.00011463 | 0.066072 | 3.5865 | 3.2544 | 3.0192 | 5.8609 | 4.9785 | 4.4187 | 8.3092e-05
3206 | 2.3999e-05 | 0.00011462 | 0.050767 | 3.5579 | 3.2557 | 3.0192 | 5.7801 | 4.9816 | 4.4187 | 8.5386e-05
3207 | 1.9738e-05 | 0.00011079 | 0.045569 | 3.5327 | 3.2569 | 3.0192 | 5.7098 | 4.9848 | 4.4187 | 9.3253e-05
3208 | 1.2151e-05 | 0.00011294 | 0.031419 | 3.5253 | 3.2569 | 3.0192 | 5.6894 | 4.9848 | 4.4187 | 7.1292e-05
3209 | 2.8327e-05 | 0.00011857 | 0.020099 | 3.4905 | 3.2569 | 3.0192 | 5.5936 | 4.9848 | 4.4187 | 7.4897e-05
3210 | 1.6768e-05 | 0.00012059 | 0.0079413 | 3.4256 | 3.2569 | 3.0192 | 5.4187 | 4.9848 | 4.4187 | 0.00022469
3211 | 1.3821e-05 | 0.00012004 | 0.0010829 | 3.3339 | 3.2569 | 3.0192 | 5.1793 | 4.9848 | 4.4187 | 0.0002378
3212 | 2.3845e-05 | 0.00012241 | 0 | 3.2823 | 3.2569 | 3.0192 | 5.0481 | 4.9848 | 4.4187 | 0.00023944
3213 | 1.882e-05 | 0.00011618 | 0 | 3.2248 | 3.2557 | 3.0192 | 4.9053 | 4.9816 | 4.4187 | 0.00023584
3214 | 1.1996e-05 | 0.00011766 | 0 | 3.167 | 3.2557 | 3.0192 | 4.7646 | 4.9816 | 4.4187 | 1.0653e-05
3215 | 1.2924e-05 | 0.00011693 | 0 | 3.1493 | 3.2569 | 3.0192 | 4.7222 | 4.9848 | 4.4187 | 1.7372e-05
3216 | 2.2492e-05 | 0.00011885 | 0 | 3.1111 | 3.2582 | 3.0192 | 4.6317 | 4.9879 | 4.4187 | 1.0981e-05
3217 | 3.0295e-05 | 0.00011684 | 0 | 3.084 | 3.2594 | 3.0192 | 4.568 | 4.991 | 4.4187 | 1.2128e-05
3218 | 3.6141e-05 | 0.00011642 | 0 | 3.0617 | 3.2594 | 3.0192 | 4.5162 | 4.991 | 4.4187 | 7.8667e-06
3219 | 4.1057e-05 | 0.00011527 | 0 | 3.0267 | 3.2582 | 3.0192 | 4.4358 | 4.9879 | 4.4187 | 1.7864e-05
3220 | 4.8706e-05 | 0.0001141 | 0.0011551 | 3.0202 | 3.2582 | 3.0192 | 4.4211 | 4.9879 | 4.4187 | 1.1144e-05
3221 | 4.2236e-05 | 0.00011508 | 0.0061365 | 3.0806 | 3.2582 | 3.0192 | 4.5602 | 4.9879 | 4.4187 | 8.6861e-06
3222 | 6.1134e-05 | 0.00011523 | 0.021716 | 3.1753 | 3.2582 | 3.0192 | 4.7846 | 4.9879 | 4.4187 | 2.2944e-06
3223 | 6.6343e-05 | 0.00011253 | 0.036501 | 3.2823 | 3.2582 | 3.0192 | 5.0481 | 4.9879 | 4.4187 | 0.00063999
3224 | 1.9227e-05 | 0.00010393 | 0.047244 | 3.3818 | 3.2594 | 3.0192 | 5.3034 | 4.991 | 4.4187 | 8.5058e-05
3225 | 1.188e-05 | 0.0001141 | 0.052326 | 3.4876 | 3.2607 | 3.0192 | 5.5858 | 4.9941 | 4.4187 | 6.9325e-05
3226 | 9.0357e-06 | 0.00011928 | 0.048168 | 3.5505 | 3.2607 | 3.0192 | 5.7593 | 4.9941 | 4.4187 | 7.7683e-05
3227 | 1.4279e-05 | 0.00012328 | 0.056311 | 3.582 | 3.2607 | 3.0192 | 5.848 | 4.9941 | 4.4187 | 9.7186e-05
3228 | 1.8984e-05 | 0.00012073 | 0.051748 | 3.5253 | 3.2607 | 3.0192 | 5.6894 | 4.9941 | 4.4187 | 0.00022043
3229 | 2.4181e-05 | 0.00011766 | 0.05198 | 3.5342 | 3.2607 | 3.0192 | 5.7139 | 4.9941 | 4.4187 | 7.2111e-05
3230 | 2.1376e-05 | 0.0001169 | 0.059661 | 3.611 | 3.2607 | 3.0192 | 5.9306 | 4.9941 | 4.4187 | 9.3253e-05
3231 | 1.399e-05 | 0.00011292 | 0.046204 | 3.5972 | 3.262 | 3.0192 | 5.8912 | 4.9973 | 4.4187 | 9.6694e-05
3232 | 2.9864e-05 | 0.00011436 | 0.029917 | 3.5774 | 3.262 | 3.0192 | 5.8351 | 4.9973 | 4.4187 | 6.3917e-05
3233 | 1.4687e-05 | 0.00011927 | 0.021889 | 3.5835 | 3.2632 | 3.0192 | 5.8523 | 5.0004 | 4.4187 | 7.3422e-05
3234 | 1.3e-05 | 0.0001207 | 0.0072194 | 3.4991 | 3.2632 | 3.0192 | 5.6172 | 5.0004 | 4.4187 | 0.00023715
3235 | 1.3194e-05 | 0.00012012 | 0.0010107 | 3.3913 | 3.2632 | 3.0192 | 5.3282 | 5.0004 | 4.4187 | 0.00027648
3236 | 1.9478e-05 | 0.00012287 | 0 | 3.2322 | 3.2632 | 3.0192 | 4.9234 | 5.0004 | 4.4187 | 0.00024846
3237 | 2.24e-05 | 0.0001156 | 0 | 3.1446 | 3.2632 | 3.0192 | 4.7111 | 5.0004 | 4.4187 | 0.00020879
3238 | 8.3677e-06 | 0.0001209 | 0 | 3.0862 | 3.262 | 3.0192 | 4.5732 | 4.9973 | 4.4187 | 1.1964e-05
3239 | 7.4663e-06 | 0.00012511 | 0 | 3.0245 | 3.2632 | 3.0192 | 4.4309 | 5.0004 | 4.4187 | 1.2128e-05
3240 | 1.0201e-05 | 0.00012791 | 0 | 2.9673 | 3.2632 | 3.0192 | 4.3018 | 5.0004 | 4.4187 | 8.1944e-06
3241 | 1.2387e-05 | 0.00013018 | 0 | 2.9715 | 3.2632 | 3.0192 | 4.3111 | 5.0004 | 4.4187 | 1.6553e-05
3242 | 1.5014e-05 | 0.00012931 | 0 | 2.9632 | 3.2645 | 3.0192 | 4.2925 | 5.0036 | 4.4187 | 4.425e-06
3243 | 1.8832e-05 | 0.00012548 | 0 | 2.9498 | 3.2645 | 3.0192 | 4.2627 | 5.0036 | 4.4187 | 9.6694e-06
3244 | 2.8065e-05 | 0.00012492 | 0.0012514 | 2.9632 | 3.2645 | 3.0192 | 4.2925 | 5.0036 | 4.4187 | 1.7372e-05
3245 | 4.6948e-05 | 0.00011628 | 0.0054867 | 3.0441 | 3.2645 | 3.0192 | 4.4757 | 5.0036 | 4.4187 | 1.2292e-05
3246 | 3.6333e-05 | 0.00011591 | 0.015825 | 3.186 | 3.2645 | 3.0192 | 4.8106 | 5.0036 | 4.4187 | 1.8192e-05
3247 | 4.4656e-05 | 0.00010902 | 0.026798 | 3.3157 | 3.2657 | 3.0192 | 5.1326 | 5.0067 | 4.4187 | 0.00057902
3248 | 1.2612e-05 | 0.00011191 | 0.033556 | 3.4297 | 3.2657 | 3.0192 | 5.4298 | 5.0067 | 4.4187 | 5.3919e-05
3249 | 1.1554e-05 | 0.0001203 | 0.048225 | 3.5297 | 3.2657 | 3.0192 | 5.7016 | 5.0067 | 4.4187 | 5.9164e-05
3250 | 7.9689e-06 | 0.00012023 | 0.05608 | 3.611 | 3.2657 | 3.0192 | 5.9306 | 5.0067 | 4.4187 | 9.1286e-05
3251 | 1.4169e-05 | 0.00012669 | 0.063126 | 3.6467 | 3.267 | 3.0192 | 6.0339 | 5.0099 | 4.4187 | 8.8172e-05
3252 | 2.1901e-05 | 0.00012188 | 0.059892 | 3.7009 | 3.267 | 3.0192 | 6.1932 | 5.0099 | 4.4187 | 0.00022338
3253 | 2.5526e-05 | 0.00011777 | 0.050305 | 3.6944 | 3.267 | 3.0192 | 6.1741 | 5.0099 | 4.4187 | 9.1614e-05
3254 | 1.8745e-05 | 0.00011676 | 0.046897 | 3.6864 | 3.267 | 3.0192 | 6.1502 | 5.0099 | 4.4187 | 8.0469e-05
3255 | 1.9557e-05 | 0.00011275 | 0.036386 | 3.6896 | 3.267 | 3.0192 | 6.1598 | 5.0099 | 4.4187 | 8.555e-05
3256 | 1.6074e-05 | 0.00011419 | 0.029397 | 3.6944 | 3.267 | 3.0192 | 6.1741 | 5.0099 | 4.4187 | 7.588e-05
3257 | 8.6417e-06 | 0.00011907 | 0.01802 | 3.6625 | 3.2683 | 3.0192 | 6.0799 | 5.013 | 4.4187 | 8.5386e-05
3258 | 9.5445e-06 | 0.0001205 | 0.005198 | 3.5699 | 3.2695 | 3.0192 | 5.8139 | 5.0162 | 4.4187 | 0.00022912
3259 | 2.3555e-05 | 0.00011993 | 0.0010107 | 3.4676 | 3.2708 | 3.0192 | 5.5315 | 5.0193 | 4.4187 | 0.00022469
3260 | 3.6837e-05 | 0.00012266 | 0 | 3.3484 | 3.2708 | 3.0192 | 5.2166 | 5.0193 | 4.4187 | 0.00025665
3261 | 2.3311e-05 | 0.00011534 | 0 | 3.3131 | 3.2708 | 3.0192 | 5.126 | 5.0193 | 4.4187 | 0.00023633
3262 | 1.544e-05 | 0.00012086 | 0 | 3.2297 | 3.2708 | 3.0192 | 4.9174 | 5.0193 | 4.4187 | 1.5242e-05
3263 | 1.704e-05 | 0.0001254 | 0 | 3.1563 | 3.2708 | 3.0192 | 4.7391 | 5.0193 | 4.4187 | 9.5055e-06
3264 | 2.4131e-05 | 0.00012789 | 0 | 3.0885 | 3.2708 | 3.0192 | 4.5785 | 5.0193 | 4.4187 | 5.2444e-06
3265 | 2.6378e-05 | 0.0001301 | 0 | 3.0896 | 3.2708 | 3.0192 | 4.5811 | 5.0193 | 4.4187 | 1.0981e-05
3266 | 2.7834e-05 | 0.00013061 | 0 | 3.0706 | 3.2708 | 3.0192 | 4.5368 | 5.0193 | 4.4187 | 1.1964e-05
3267 | 2.8321e-05 | 0.00013011 | 0 | 3.0529 | 3.2708 | 3.0192 | 4.4959 | 5.0193 | 4.4187 | 1.1144e-05
3268 | 3.2808e-05 | 0.00012955 | 0.0010973 | 3.0408 | 3.2721 | 3.0192 | 4.4681 | 5.0225 | 4.4187 | 1.1964e-05
3269 | 5.02e-05 | 0.00012926 | 0.0054867 | 3.0885 | 3.2721 | 3.0192 | 4.5785 | 5.0225 | 4.4187 | 4.9167e-06
3270 | 4.9145e-05 | 0.00012874 | 0.01415 | 3.198 | 3.2721 | 3.0192 | 4.8398 | 5.0225 | 4.4187 | 5.9e-06
3271 | 5.3598e-05 | 0.00011241 | 0.022293 | 3.2989 | 3.2721 | 3.0192 | 5.09 | 5.0225 | 4.4187 | 0.00064015
3272 | 1.5748e-05 | 0.00012216 | 0.027607 | 3.3927 | 3.2721 | 3.0192 | 5.3317 | 5.0225 | 4.4187 | 6.7686e-05
3273 | 1.1876e-05 | 0.00012254 | 0.035086 | 3.4719 | 3.2721 | 3.0192 | 5.543 | 5.0225 | 4.4187 | 7.4242e-05
3274 | 8.8798e-06 | 0.00012453 | 0.043778 | 3.5107 | 3.2746 | 3.0192 | 5.6491 | 5.0289 | 4.4187 | 9.6694e-05
3275 | 1.8275e-05 | 0.00012863 | 0.036905 | 3.5579 | 3.2746 | 3.0192 | 5.7801 | 5.0289 | 4.4187 | 9.4892e-05
3276 | 2.1147e-05 | 0.00012182 | 0.041988 | 3.6156 | 3.2759 | 3.0192 | 5.9439 | 5.032 | 4.4187 | 0.00022092
3277 | 2.1366e-05 | 0.00011748 | 0.042219 | 3.6483 | 3.2759 | 3.0192 | 6.0384 | 5.032 | 4.4187 | 7.4405e-05
3278 | 1.8725e-05 | 0.00011647 | 0.03858 | 3.5987 | 3.2759 | 3.0192 | 5.8956 | 5.032 | 4.4187 | 7.7847e-05
3279 | 2.0292e-05 | 0.00011243 | 0.022582 | 3.4648 | 3.2759 | 3.0192 | 5.5238 | 5.032 | 4.4187 | 8.1617e-05
3280 | 1.1088e-05 | 0.00011371 | 0.013977 | 3.4591 | 3.2759 | 3.0192 | 5.5086 | 5.032 | 4.4187 | 7.9978e-05
3281 | 2.1525e-05 | 0.00011868 | 0.0090675 | 3.5151 | 3.2759 | 3.0192 | 5.6611 | 5.032 | 4.4187 | 6.8178e-05
3282 | 2.11e-05 | 0.00012016 | 0.0044038 | 3.4819 | 3.2759 | 3.0192 | 5.5701 | 5.032 | 4.4187 | 0.00023469
3283 | 1.7011e-05 | 0.00011919 | 0.00057755 | 3.3791 | 3.2759 | 3.0192 | 5.2963 | 5.032 | 4.4187 | 0.0002342
3284 | 2.366e-05 | 0.00012152 | 0 | 3.2721 | 3.2759 | 3.0192 | 5.0227 | 5.032 | 4.4187 | 0.00024092
3285 | 2.4277e-05 | 0.00011406 | 0 | 3.2187 | 3.2771 | 3.0192 | 4.8902 | 5.0352 | 4.4187 | 0.00024829
3286 | 1.3831e-05 | 0.0001186 | 0 | 3.1872 | 3.2784 | 3.0192 | 4.8135 | 5.0384 | 4.4187 | 1.0653e-05
3287 | 1.5581e-05 | 0.00012264 | 0 | 3.1812 | 3.2797 | 3.0192 | 4.799 | 5.0416 | 4.4187 | 9.5055e-06
3288 | 2.1551e-05 | 0.0001184 | 0 | 3.1848 | 3.2797 | 3.0192 | 4.8076 | 5.0416 | 4.4187 | 2.36e-05
3289 | 2.2081e-05 | 0.00011618 | 0 | 3.154 | 3.2797 | 3.0192 | 4.7334 | 5.0416 | 4.4187 | 2.3272e-05
3290 | 2.1718e-05 | 0.00011375 | 0 | 3.1261 | 3.2797 | 3.0192 | 4.6669 | 5.0416 | 4.4187 | 1.77e-05
3291 | 2.4571e-05 | 0.00011419 | 0 | 3.1123 | 3.2797 | 3.0192 | 4.6344 | 5.0416 | 4.4187 | 2.8189e-05
3292 | 3.0653e-05 | 0.00011436 | 0.00079413 | 3.1318 | 3.2797 | 3.0192 | 4.6806 | 5.0416 | 4.4187 | 2.9336e-05
3293 | 4.5548e-05 | 0.00011077 | 0.0046926 | 3.1634 | 3.2797 | 3.0192 | 4.756 | 5.0416 | 4.4187 | 2.0486e-05
3294 | 3.4069e-05 | 0.00011422 | 0.015998 | 3.2359 | 3.2797 | 3.0192 | 4.9326 | 5.0416 | 4.4187 | 2.3108e-05
3295 | 4.1737e-05 | 0.00011296 | 0.025297 | 3.2899 | 3.2797 | 3.0192 | 5.0674 | 5.0416 | 4.4187 | 0.00057443
3296 | 1.7445e-05 | 0.00011277 | 0.034653 | 3.3431 | 3.2797 | 3.0192 | 5.203 | 5.0416 | 4.4187 | 0.0005351
3297 | 7.1818e-06 | 0.00010913 | 0.048976 | 3.394 | 3.2809 | 3.0192 | 5.3353 | 5.0448 | 4.4187 | 8.0142e-05
3298 | 9.5328e-06 | 0.00010821 | 0.042565 | 3.4284 | 3.2822 | 3.0192 | 5.4261 | 5.048 | 4.4187 | 9.2597e-05
3299 | 1.7448e-05 | 0.00011759 | 0.039562 | 3.4891 | 3.2835 | 3.0192 | 5.5897 | 5.0512 | 4.4187 | 7.8503e-05
3300 | 2.245e-05 | 0.00011655 | 0.045569 | 3.5327 | 3.2835 | 3.0192 | 5.7098 | 5.0512 | 4.4187 | 8.85e-05
3301 | 2.4131e-05 | 0.00011521 | 0.045395 | 3.4919 | 3.2822 | 3.0192 | 5.5975 | 5.048 | 4.4187 | 8.4894e-05
3302 | 2.1244e-05 | 0.00011552 | 0.040602 | 3.4747 | 3.2822 | 3.0192 | 5.5508 | 5.048 | 4.4187 | 7.5717e-05
3303 | 1.4381e-05 | 0.00011231 | 0.041006 | 3.4934 | 3.2822 | 3.0192 | 5.6015 | 5.048 | 4.4187 | 0.00030959
3304 | 2.5399e-05 | 0.00011361 | 0.031014 | 3.4805 | 3.2822 | 3.0192 | 5.5663 | 5.048 | 4.4187 | 0.00028336
3305 | 1.0964e-05 | 0.00011835 | 0.017558 | 3.4905 | 3.2822 | 3.0192 | 5.5936 | 5.048 | 4.4187 | 2.8844e-05
3306 | 1.0321e-05 | 0.00011987 | 0.006714 | 3.4648 | 3.2822 | 3.0192 | 5.5238 | 5.048 | 4.4187 | 4.2939e-05
3307 | 1.7906e-05 | 0.00011902 | 0.0010829 | 3.3791 | 3.2835 | 3.0192 | 5.2963 | 5.0512 | 4.4187 | 3.1303e-05
3308 | 1.9723e-05 | 0.00012151 | 0 | 3.257 | 3.2835 | 3.0192 | 4.985 | 5.0512 | 4.4187 | 0.00018224
3309 | 2.195e-05 | 0.00011458 | 0 | 3.1318 | 3.2835 | 3.0192 | 4.6806 | 5.0512 | 4.4187 | 0.00015651
3310 | 5.1844e-06 | 0.00011559 | 0 | 3.0907 | 3.2835 | 3.0192 | 4.5838 | 5.0512 | 4.4187 | 0.00016618
3311 | 1.9295e-06 | 0.00011743 | 0 | 3.11 | 3.2835 | 3.0192 | 4.629 | 5.0512 | 4.4187 | 1.3439e-05
3312 | 1.744e-06 | 0.00011676 | 0 | 3.0952 | 3.2835 | 3.0192 | 4.5943 | 5.0512 | 4.4187 | 2.4583e-05
3313 | 5.7431e-07 | 0.0001111 | 0 | 3.084 | 3.2835 | 3.0192 | 4.568 | 5.0512 | 4.4187 | 2.6714e-05
3314 | 5.1013e-07 | 0.00011691 | 0 | 3.0551 | 3.2835 | 3.0192 | 4.5009 | 5.0512 | 4.4187 | 1.6061e-05
3315 | 5.6694e-07 | 0.00011426 | 0 | 3.043 | 3.2848 | 3.0192 | 4.4732 | 5.0544 | 4.4187 | 3.6056e-05
3316 | 1.7609e-06 | 0.00011384 | 0.0012273 | 3.0408 | 3.2835 | 3.0192 | 4.4681 | 5.0512 | 4.4187 | 2.3108e-05
3317 | 3.4392e-06 | 0.00011322 | 0.0062375 | 3.0907 | 3.2835 | 3.0192 | 4.5838 | 5.0512 | 4.4187 | 1.9175e-05
3318 | 2.2317e-05 | 0.00011221 | 0.018366 | 3.1812 | 3.2835 | 3.0192 | 4.799 | 5.0512 | 4.4187 | 2.3108e-05
3319 | 3.2112e-05 | 0.00011191 | 0.028993 | 3.2848 | 3.2848 | 3.0192 | 5.0545 | 5.0544 | 4.4187 | 0.00051428
3320 | 1.1657e-05 | 0.00011265 | 0.039851 | 3.3927 | 3.2848 | 3.0192 | 5.3317 | 5.0544 | 4.4187 | 0.00059147
3321 | 1.6197e-05 | 0.000112 | 0.059257 | 3.4507 | 3.2848 | 3.0192 | 5.4858 | 5.0544 | 4.4187 | 0.00010489
3322 | 2.1596e-05 | 0.00011432 | 0.065379 | 3.4948 | 3.2848 | 3.0192 | 5.6054 | 5.0544 | 4.4187 | 5.4083e-05
3323 | 1.8924e-05 | 0.00011424 | 0.071732 | 3.5549 | 3.286 | 3.0192 | 5.7718 | 5.0576 | 4.4187 | 7.7192e-05
3324 | 2.1609e-05 | 0.00011423 | 0.062664 | 3.6171 | 3.286 | 3.0192 | 5.9483 | 5.0576 | 4.4187 | 0.00010571
3325 | 2.9594e-05 | 0.00011354 | 0.050189 | 3.6514 | 3.286 | 3.0192 | 6.0476 | 5.0576 | 4.4187 | 9.5055e-05
3326 | 2.9164e-05 | 0.00011023 | 0.045569 | 3.6912 | 3.286 | 3.0192 | 6.1645 | 5.0576 | 4.4187 | 8.2272e-05
3327 | 1.8609e-05 | 0.00010585 | 0.042508 | 3.6944 | 3.286 | 3.0192 | 6.1741 | 5.0576 | 4.4187 | 0.00025763
3328 | 1.0654e-05 | 0.00011026 | 0.029686 | 3.6625 | 3.286 | 3.0192 | 6.0799 | 5.0576 | 4.4187 | 0.00026042
3329 | 9.9572e-06 | 0.00011553 | 0.020099 | 3.6514 | 3.286 | 3.0192 | 6.0476 | 5.0576 | 4.4187 | 4.4578e-05
3330 | 9.9805e-06 | 0.00011723 | 0.0066418 | 3.5911 | 3.286 | 3.0192 | 5.8738 | 5.0576 | 4.4187 | 4.2447e-05
3331 | 1.075e-05 | 0.00011796 | 0.00075082 | 3.4367 | 3.2873 | 3.0192 | 5.4483 | 5.0608 | 4.4187 | 5.1461e-05
3332 | 2.4285e-05 | 0.00012108 | 0 | 3.3248 | 3.2873 | 3.0192 | 5.1559 | 5.0608 | 4.4187 | 0.00019781
3333 | 1.5316e-05 | 0.00011694 | 0 | 3.2671 | 3.2873 | 3.0192 | 5.0101 | 5.0608 | 4.4187 | 0.00017438
3334 | 5.2502e-06 | 0.00011564 | 0 | 3.2199 | 3.2873 | 3.0192 | 4.8932 | 5.0608 | 4.4187 | 0.00019454
3335 | 2.0703e-06 | 0.000115 | 0 | 3.2187 | 3.2873 | 3.0192 | 4.8902 | 5.0608 | 4.4187 | 2.3436e-05
3336 | 2.0776e-06 | 0.00011576 | 0 | 3.1872 | 3.2873 | 3.0192 | 4.8135 | 5.0608 | 4.4187 | 6.0639e-06
3337 | 1.6508e-06 | 0.00011415 | 0 | 3.1968 | 3.2873 | 3.0192 | 4.8368 | 5.0608 | 4.4187 | 9.6694e-06
3338 | 2.2605e-06 | 0.00011415 | 0 | 3.1646 | 3.2873 | 3.0192 | 4.7589 | 5.0608 | 4.4187 | 9.1778e-06
3339 | 4.1044e-06 | 0.0001144 | 0 | 3.1376 | 3.2886 | 3.0192 | 4.6944 | 5.064 | 4.4187 | 9.1778e-06
3340 | 7.0181e-06 | 0.0001142 | 0.001877 | 3.1493 | 3.2911 | 3.0192 | 4.7222 | 5.0705 | 4.4187 | 5.7361e-06
3341 | 2.1384e-05 | 0.00011415 | 0.0092408 | 3.1884 | 3.2911 | 3.0192 | 4.8164 | 5.0705 | 4.4187 | 9.5055e-06
3342 | 2.8478e-05 | 0.0001142 | 0.024835 | 3.2671 | 3.2911 | 3.0192 | 5.0101 | 5.0705 | 4.4187 | 1.2128e-05
3343 | 2.7777e-05 | 0.00011259 | 0.036732 | 3.3604 | 3.2911 | 3.0192 | 5.2475 | 5.0705 | 4.4187 | 0.00056919
3344 | 1.27e-05 | 0.00011197 | 0.046724 | 3.4733 | 3.2899 | 3.0192 | 5.5469 | 5.0673 | 4.4187 | 6.6539e-05
3345 | 5.8755e-06 | 0.000113 | 0.055791 | 3.5342 | 3.2899 | 3.0192 | 5.7139 | 5.0673 | 4.4187 | 7.9158e-05
3346 | 7.6316e-06 | 0.00011272 | 0.060007 | 3.5564 | 3.2911 | 3.0192 | 5.776 | 5.0705 | 4.4187 | 7.8994e-05
3347 | 1.0526e-05 | 0.0001139 | 0.063935 | 3.6079 | 3.2911 | 3.0192 | 5.9218 | 5.0705 | 4.4187 | 8.9647e-05
3348 | 8.6088e-06 | 0.00011393 | 0.067689 | 3.6993 | 3.2911 | 3.0192 | 6.1884 | 5.0705 | 4.4187 | 0.00021519
3349 | 1.1294e-05 | 0.00011267 | 0.064166 | 3.722 | 3.2911 | 3.0192 | 6.2564 | 5.0705 | 4.4187 | 9.5055e-05
3350 | 8.3971e-06 | 0.00011342 | 0.065148 | 3.7801 | 3.2924 | 3.0192 | 6.4331 | 5.0737 | 4.4187 | 9.0467e-05
3351 | 1.7604e-05 | 0.00010963 | 0.055503 | 3.7269 | 3.2924 | 3.0192 | 6.2712 | 5.0737 | 4.4187 | 7.375e-05
3352 | 1.8839e-05 | 0.00010743 | 0.036025 | 3.7122 | 3.2937 | 3.0192 | 6.2271 | 5.077 | 4.4187 | 7.8667e-05
3353 | 3.189e-06 | 0.00011291 | 0.018482 | 3.6832 | 3.2937 | 3.0192 | 6.1408 | 5.077 | 4.4187 | 6.5392e-05
3354 | 8.8823e-06 | 0.00011424 | 0.0069306 | 3.6048 | 3.2937 | 3.0192 | 5.913 | 5.077 | 4.4187 | 0.00020879
3355 | 6.192e-06 | 0.00012098 | 0.0013717 | 3.4691 | 3.2937 | 3.0192 | 5.5353 | 5.077 | 4.4187 | 0.00023289
3356 | 1.182e-05 | 0.00011413 | 0 | 3.3644 | 3.2937 | 3.0192 | 5.2579 | 5.077 | 4.4187 | 0.00024846
3357 | 1.388e-05 | 0.00011395 | 0 | 3.2446 | 3.2937 | 3.0192 | 4.954 | 5.077 | 4.4187 | 0.00024075
3358 | 1.1964e-05 | 0.00011403 | 0 | 3.2285 | 3.2937 | 3.0192 | 4.9143 | 5.077 | 4.4187 | 2.7861e-06
3359 | 1.1028e-05 | 0.0001135 | 0 | 3.231 | 3.2963 | 3.0192 | 4.9204 | 5.0834 | 4.4187 | 1.6061e-05
3360 | 1.5004e-05 | 0.0001139 | 0 | 3.2371 | 3.2963 | 3.0192 | 4.9356 | 5.0834 | 4.4187 | 1.0489e-05
3361 | 1.823e-05 | 0.00011345 | 0 | 3.2408 | 3.2963 | 3.0192 | 4.9448 | 5.0834 | 4.4187 | 1.8519e-05
3362 | 2.2451e-05 | 0.00011337 | 0 | 3.2211 | 3.2963 | 3.0192 | 4.8962 | 5.0834 | 4.4187 | 9.5055e-06
3363 | 2.7236e-05 | 0.00011028 | 0 | 3.1956 | 3.2976 | 3.0192 | 4.8339 | 5.0867 | 4.4187 | 8.85e-06
3364 | 3.4479e-05 | 0.00011195 | 0.0016364 | 3.1908 | 3.2976 | 3.0192 | 4.8222 | 5.0867 | 4.4187 | 9.8333e-06
3365 | 3.5083e-05 | 0.00011324 | 0.0086055 | 3.2384 | 3.2976 | 3.0192 | 4.9387 | 5.0867 | 4.4187 | 7.7028e-06
3366 | 4.5532e-05 | 0.00011325 | 0.021658 | 3.3027 | 3.2988 | 3.0192 | 5.0998 | 5.0899 | 4.4187 | 1.9011e-05
3367 | 6.727e-05 | 0.00011153 | 0.031419 | 3.3484 | 3.3014 | 3.0192 | 5.2166 | 5.0965 | 4.4187 | 0.0006154
3368 | 2.8135e-05 | 0.00011054 | 0.04811 | 3.4063 | 3.3014 | 3.0192 | 5.3676 | 5.0965 | 4.4187 | 8.2764e-05
3369 | 2.0457e-05 | 0.0001129 | 0.056946 | 3.4747 | 3.3014 | 3.0192 | 5.5508 | 5.0965 | 4.4187 | 8.2764e-05
3370 | 1.249e-05 | 0.00011314 | 0.064339 | 3.543 | 3.3014 | 3.0192 | 5.7385 | 5.0965 | 4.4187 | 7.7192e-05
3371 | 1.9749e-05 | 0.00011272 | 0.062087 | 3.6295 | 3.3014 | 3.0192 | 5.9841 | 5.0965 | 4.4187 | 0.00010866
3372 | 2.4961e-05 | 0.00011275 | 0.056542 | 3.6912 | 3.3014 | 3.0192 | 6.1645 | 5.0965 | 4.4187 | 0.0002165
3373 | 2.7208e-05 | 0.00011115 | 0.057293 | 3.7617 | 3.3027 | 3.0192 | 6.3765 | 5.0997 | 4.4187 | 8.9319e-05
3374 | 2.2949e-05 | 0.00011191 | 0.051517 | 3.7667 | 3.304 | 3.0192 | 6.3919 | 5.103 | 4.4187 | 7.7192e-05
3375 | 1.786e-05 | 0.00010935 | 0.042161 | 3.8056 | 3.304 | 3.0192 | 6.5119 | 5.103 | 4.4187 | 0.00010096
3376 | 1.4258e-05 | 0.00011051 | 0.024719 | 3.8297 | 3.304 | 3.0192 | 6.5873 | 5.103 | 4.4187 | 6.8014e-05
3377 | 1.3308e-05 | 0.00011585 | 0.015132 | 3.7517 | 3.304 | 3.0192 | 6.3461 | 5.103 | 4.4187 | 9.6694e-05
3378 | 2.75e-05 | 0.00011757 | 0.0057755 | 3.696 | 3.304 | 3.0192 | 6.1788 | 5.103 | 4.4187 | 0.00023043
3379 | 1.9603e-05 | 0.00012115 | 0.0013717 | 3.5654 | 3.304 | 3.0192 | 5.8012 | 5.103 | 4.4187 | 0.00027959
3380 | 3.1733e-05 | 0.00011976 | 0 | 3.4145 | 3.3053 | 3.0192 | 5.3894 | 5.1063 | 4.4187 | 0.00025763
3381 | 3.8593e-05 | 0.00011453 | 0 | 3.3764 | 3.3053 | 3.0192 | 5.2893 | 5.1063 | 4.4187 | 0.00025829
3382 | 3.2392e-05 | 0.00011294 | 0 | 3.317 | 3.3066 | 3.0192 | 5.136 | 5.1095 | 4.4187 | 1.0981e-05
3383 | 3.1792e-05 | 0.00011044 | 0 | 3.2772 | 3.3079 | 3.0192 | 5.0354 | 5.1128 | 4.4187 | 1.6881e-05
3384 | 4.1708e-05 | 0.00011369 | 0 | 3.2359 | 3.3079 | 3.0192 | 4.9326 | 5.1128 | 4.4187 | 1.4258e-05
3385 | 5.0717e-05 | 0.00011387 | 0 | 3.215 | 3.3079 | 3.0192 | 4.8812 | 5.1128 | 4.4187 | 1.2783e-05
3386 | 5.5938e-05 | 0.00011352 | 0 | 3.1693 | 3.3079 | 3.0192 | 4.7703 | 5.1128 | 4.4187 | 1.8356e-05
3387 | 6.1643e-05 | 0.00011364 | 0 | 3.1516 | 3.3079 | 3.0192 | 4.7278 | 5.1128 | 4.4187 | 1.7864e-05
3388 | 6.575e-05 | 0.00011349 | 0.0014439 | 3.1365 | 3.3092 | 3.0192 | 4.6917 | 5.1161 | 4.4187 | 6.8833e-06
3389 | 6.2889e-05 | 0.00011347 | 0.0087788 | 3.198 | 3.3092 | 3.0192 | 4.8398 | 5.1161 | 4.4187 | 1.0161e-05
3390 | 9.0286e-05 | 0.00011276 | 0.026048 | 3.3209 | 3.3092 | 3.0192 | 5.1459 | 5.1161 | 4.4187 | 1.2292e-05
3391 | 6.883e-05 | 0.0001106 | 0.044183 | 3.4563 | 3.3105 | 3.0192 | 5.501 | 5.1194 | 4.4187 | 0.00057443
3392 | 3.3285e-05 | 0.0001105 | 0.057235 | 3.6064 | 3.3105 | 3.0192 | 5.9174 | 5.1194 | 4.4187 | 8.1125e-05
3393 | 2.5295e-05 | 0.00011192 | 0.063704 | 3.6752 | 3.3118 | 3.0192 | 6.1172 | 5.1227 | 4.4187 | 5.7525e-05
3394 | 1.9901e-05 | 0.00011181 | 0.058852 | 3.765 | 3.3131 | 3.0192 | 6.3867 | 5.126 | 4.4187 | 8.3092e-05
3395 | 2.5175e-05 | 0.00011398 | 0.072252 | 3.8124 | 3.3131 | 3.0192 | 6.5333 | 5.126 | 4.4187 | 0.00010751
3396 | 2.7474e-05 | 0.00011331 | 0.074619 | 3.8787 | 3.3131 | 3.0192 | 6.7433 | 5.126 | 4.4187 | 0.00018536
3397 | 2.5581e-05 | 0.00011187 | 0.065494 | 3.9092 | 3.3131 | 3.0192 | 6.8417 | 5.126 | 4.4187 | 0.00010227
3398 | 2.2549e-05 | 0.00011247 | 0.054174 | 3.911 | 3.3131 | 3.0192 | 6.8475 | 5.126 | 4.4187 | 7.0964e-05
3399 | 1.5501e-05 | 0.00010818 | 0.047937 | 3.8488 | 3.3143 | 3.0192 | 6.6477 | 5.1293 | 4.4187 | 8.9483e-05
3400 | 2.0544e-05 | 0.00010982 | 0.03731 | 3.8159 | 3.3143 | 3.0192 | 6.544 | 5.1293 | 4.4187 | 5.7033e-05
3401 | 2.7067e-05 | 0.00010965 | 0.021369 | 3.7801 | 3.3143 | 3.0192 | 6.4331 | 5.1293 | 4.4187 | 7.8339e-05
3402 | 1.3642e-05 | 0.00011228 | 0.0080279 | 3.722 | 3.3156 | 3.0192 | 6.2564 | 5.1326 | 4.4187 | 0.00022666
3403 | 1.7596e-05 | 0.00011902 | 0.0015161 | 3.6048 | 3.3169 | 3.0192 | 5.913 | 5.1359 | 4.4187 | 0.00023879
3404 | 2.702e-05 | 0.0001141 | 0 | 3.4437 | 3.3169 | 3.0192 | 5.467 | 5.1359 | 4.4187 | 0.00023305
3405 | 2.6586e-05 | 0.00011363 | 0 | 3.355 | 3.3169 | 3.0192 | 5.2337 | 5.1359 | 4.4187 | 0.00022322
3406 | 2.1842e-05 | 0.00011344 | 0 | 3.3537 | 3.3169 | 3.0192 | 5.2303 | 5.1359 | 4.4187 | 9.9972e-06
3407 | 2.3377e-05 | 0.00011336 | 0 | 3.3511 | 3.3169 | 3.0192 | 5.2234 | 5.1359 | 4.4187 | 8.5222e-06
3408 | 2.9947e-05 | 0.00011283 | 0 | 3.281 | 3.3169 | 3.0192 | 5.0449 | 5.1359 | 4.4187 | 1.6061e-05
3409 | 3.0552e-05 | 0.00011195 | 0 | 3.2248 | 3.3182 | 3.0192 | 4.9053 | 5.1392 | 4.4187 | 1.3439e-05
3410 | 3.1786e-05 | 0.00011245 | 0 | 3.1836 | 3.3182 | 3.0192 | 4.8048 | 5.1392 | 4.4187 | 9.0139e-06
3411 | 3.3368e-05 | 0.00011175 | 0 | 3.1693 | 3.3195 | 3.0192 | 4.7703 | 5.1425 | 4.4187 | 1.0653e-05
3412 | 3.6135e-05 | 0.00011205 | 0.001877 | 3.18 | 3.3209 | 3.0192 | 4.7961 | 5.1459 | 4.4187 | 9.0139e-06
3413 | 3.1659e-05 | 0.00011188 | 0.0095296 | 3.2297 | 3.3209 | 3.0192 | 4.9174 | 5.1459 | 4.4187 | 1.2783e-05
3414 | 4.5407e-05 | 0.00011172 | 0.024315 | 3.3027 | 3.3209 | 3.0192 | 5.0998 | 5.1459 | 4.4187 | 1.4586e-05
3415 | 5.0214e-05 | 0.0001094 | 0.037194 | 3.3913 | 3.3209 | 3.0192 | 5.3282 | 5.1459 | 4.4187 | 0.00063228
3416 | 3.0834e-05 | 0.00010933 | 0.048168 | 3.479 | 3.3209 | 3.0192 | 5.5624 | 5.1459 | 4.4187 | 7.0964e-05
3417 | 1.6647e-05 | 0.00010959 | 0.057928 | 3.5789 | 3.3222 | 3.0192 | 5.8394 | 5.1492 | 4.4187 | 8.9811e-05
3418 | 1.237e-05 | 0.00010811 | 0.060932 | 3.6264 | 3.3235 | 3.0192 | 5.9751 | 5.1525 | 4.4187 | 7.8667e-05
3419 | 1.4026e-05 | 0.00011023 | 0.067631 | 3.6625 | 3.3248 | 3.0192 | 6.0799 | 5.1559 | 4.4187 | 9.8825e-05
3420 | 2.0634e-05 | 0.00011038 | 0.06509 | 3.709 | 3.3248 | 3.0192 | 6.2174 | 5.1559 | 4.4187 | 0.0002065
3421 | 2.0655e-05 | 0.00011049 | 0.06122 | 3.7583 | 3.3248 | 3.0192 | 6.3663 | 5.1559 | 4.4187 | 8.0633e-05
3422 | 3.0524e-05 | 0.00011086 | 0.051691 | 3.7567 | 3.3235 | 3.0192 | 6.3613 | 5.1525 | 4.4187 | 7.5389e-05
3423 | 1.7393e-05 | 0.00010994 | 0.035447 | 3.6928 | 3.3235 | 3.0192 | 6.1693 | 5.1525 | 4.4187 | 9.0139e-05
3424 | 1.2041e-05 | 0.00010926 | 0.031188 | 3.7009 | 3.3261 | 3.0192 | 6.1932 | 5.1592 | 4.4187 | 6.2769e-05
3425 | 1.8567e-05 | 0.00011392 | 0.021543 | 3.6688 | 3.3261 | 3.0192 | 6.0985 | 5.1592 | 4.4187 | 7.1783e-05
3426 | 8.7985e-06 | 0.0001152 | 0.0077969 | 3.6079 | 3.3261 | 3.0192 | 5.9218 | 5.1592 | 4.4187 | 0.00028041
3427 | 1.0698e-05 | 0.00012365 | 0.0018482 | 3.4876 | 3.3261 | 3.0192 | 5.5858 | 5.1592 | 4.4187 | 0.00022567
3428 | 1.9837e-05 | 0.00011597 | 0 | 3.3995 | 3.3274 | 3.0192 | 5.3496 | 5.1626 | 4.4187 | 0.00023879
3429 | 1.6718e-05 | 0.00011299 | 0 | 3.3724 | 3.3274 | 3.0192 | 5.2788 | 5.1626 | 4.4187 | 0.00024436
3430 | 7.4359e-06 | 0.000113 | 0 | 3.3352 | 3.3274 | 3.0192 | 5.1827 | 5.1626 | 4.4187 | 1.5242e-05
3431 | 4.7898e-06 | 0.00011255 | 0 | 3.2658 | 3.3287 | 3.0192 | 5.0069 | 5.1659 | 4.4187 | 9.0139e-06
3432 | 5.5828e-06 | 0.00011178 | 0 | 3.2483 | 3.3287 | 3.0192 | 4.9633 | 5.1659 | 4.4187 | 1.6061e-05
3433 | 8.5314e-06 | 0.00011225 | 0 | 3.2384 | 3.33 | 3.0192 | 4.9387 | 5.1693 | 4.4187 | 1.2128e-05
3434 | 1.2307e-05 | 0.00011171 | 0 | 3.2175 | 3.3287 | 3.0192 | 4.8872 | 5.1659 | 4.4187 | 1.1144e-05
3435 | 1.5736e-05 | 0.00011152 | 0 | 3.2053 | 3.3287 | 3.0192 | 4.8574 | 5.1659 | 4.4187 | 1.6389e-05
3436 | 1.9433e-05 | 0.00011197 | 0.001877 | 3.2224 | 3.33 | 3.0192 | 4.8992 | 5.1693 | 4.4187 | 1.3931e-05
3437 | 4.1271e-05 | 0.00011206 | 0.0080279 | 3.2734 | 3.33 | 3.0192 | 5.0259 | 5.1693 | 4.4187 | 1.2456e-05
3438 | 4.1807e-05 | 0.00011116 | 0.021889 | 3.3405 | 3.3313 | 3.0192 | 5.1962 | 5.1726 | 4.4187 | 1.1144e-05
3439 | 3.8354e-05 | 0.00011012 | 0.035808 | 3.3954 | 3.3313 | 3.0192 | 5.3389 | 5.1726 | 4.4187 | 0.00059393
3440 | 2.0763e-05 | 0.00010962 | 0.045164 | 3.4648 | 3.33 | 3.0192 | 5.5238 | 5.1693 | 4.4187 | 7.6864e-05
3441 | 9.5256e-06 | 0.00010926 | 0.059199 | 3.543 | 3.3313 | 3.0192 | 5.7385 | 5.1726 | 4.4187 | 7.7028e-05
3442 | 1.0591e-05 | 0.00010856 | 0.065552 | 3.5669 | 3.3326 | 3.0192 | 5.8054 | 5.176 | 4.4187 | 9.9972e-05
3443 | 1.733e-05 | 0.00010997 | 0.066129 | 3.588 | 3.3326 | 3.0192 | 5.8652 | 5.176 | 4.4187 | 7.6044e-05
3444 | 3.8403e-05 | 0.00010934 | 0.066014 | 3.5744 | 3.3326 | 3.0192 | 5.8266 | 5.176 | 4.4187 | 0.00021076
3445 | 2.5039e-05 | 0.00010732 | 0.048168 | 3.5759 | 3.3326 | 3.0192 | 5.8309 | 5.176 | 4.4187 | 7.7192e-05
3446 | 2.0217e-05 | 0.00010983 | 0.045915 | 3.5669 | 3.3339 | 3.0192 | 5.8054 | 5.1793 | 4.4187 | 9.3417e-05
3447 | 1.4812e-05 | 0.00010748 | 0.025585 | 3.5519 | 3.3339 | 3.0192 | 5.7634 | 5.1793 | 4.4187 | 8.5058e-05
3448 | 1.3523e-05 | 0.00010966 | 0.017904 | 3.5624 | 3.3339 | 3.0192 | 5.7927 | 5.1793 | 4.4187 | 6.2769e-05
3449 | 1.9819e-05 | 0.000115 | 0.011667 | 3.5312 | 3.3353 | 3.0192 | 5.7057 | 5.1827 | 4.4187 | 6.2933e-05
3450 | 1.0436e-05 | 0.00011707 | 0.005198 | 3.5078 | 3.3353 | 3.0192 | 5.6411 | 5.1827 | 4.4187 | 0.00021682
3451 | 1.9055e-05 | 0.00011872 | 0.0012514 | 3.4381 | 3.3353 | 3.0192 | 5.4521 | 5.1827 | 4.4187 | 0.00024223
3452 | 2.9433e-05 | 0.00012037 | 0 | 3.3326 | 3.3366 | 3.0192 | 5.176 | 5.1861 | 4.4187 | 0.00024436
3453 | 3.2051e-05 | 0.00011326 | 0 | 3.281 | 3.3366 | 3.0192 | 5.0449 | 5.1861 | 4.4187 | 0.00024731
3454 | 2.4229e-05 | 0.00011414 | 0 | 3.2608 | 3.3366 | 3.0192 | 4.9944 | 5.1861 | 4.4187 | 1.4422e-05
3455 | 2.7788e-05 | 0.00011231 | 0 | 3.215 | 3.3353 | 3.0192 | 4.8812 | 5.1827 | 4.4187 | 1.0161e-05
3456 | 3.1868e-05 | 0.00010972 | 0 | 3.186 | 3.3353 | 3.0192 | 4.8106 | 5.1827 | 4.4187 | 1.6389e-05
3457 | 3.3577e-05 | 0.00011223 | 0 | 3.1493 | 3.3353 | 3.0192 | 4.7222 | 5.1827 | 4.4187 | 2.2289e-05
3458 | 3.6237e-05 | 0.00011109 | 0 | 3.1353 | 3.3353 | 3.0192 | 4.6889 | 5.1827 | 4.4187 | 2.1633e-05
3459 | 3.852e-05 | 0.00011148 | 0 | 3.1353 | 3.3353 | 3.0192 | 4.6889 | 5.1827 | 4.4187 | 2.1961e-05
3460 | 4.1706e-05 | 0.00011171 | 0.0012995 | 3.1249 | 3.3366 | 3.0192 | 4.6642 | 5.1861 | 4.4187 | 2.2453e-05
3461 | 4.5463e-05 | 0.00011132 | 0.0061365 | 3.1788 | 3.3366 | 3.0192 | 4.7932 | 5.1861 | 4.4187 | 1.3603e-05
3462 | 6.2587e-05 | 0.00011076 | 0.013399 | 3.2759 | 3.3366 | 3.0192 | 5.0322 | 5.1861 | 4.4187 | 2.4256e-05
3463 | 5.9619e-05 | 0.00010882 | 0.023218 | 3.3511 | 3.3366 | 3.0192 | 5.2234 | 5.1861 | 4.4187 | 0.00054132
3464 | 4.0271e-05 | 0.00010261 | 0.03292 | 3.4132 | 3.3366 | 3.0192 | 5.3858 | 5.1861 | 4.4187 | 0.00054165
3465 | 2.727e-05 | 0.00010479 | 0.042565 | 3.4905 | 3.3366 | 3.0192 | 5.5936 | 5.1861 | 4.4187 | 7.3586e-05
3466 | 1.7118e-05 | 0.00011339 | 0.046897 | 3.5609 | 3.3366 | 3.0192 | 5.7885 | 5.1861 | 4.4187 | 7.4078e-05
3467 | 2.6272e-05 | 0.00011938 | 0.048803 | 3.6094 | 3.3366 | 3.0192 | 5.9262 | 5.1861 | 4.4187 | 8.1617e-05
3468 | 3.1413e-05 | 0.00011695 | 0.044876 | 3.5006 | 3.3379 | 3.0192 | 5.6212 | 5.1895 | 4.4187 | 7.7847e-05
3469 | 2.8467e-05 | 0.00011442 | 0.054405 | 3.5195 | 3.3379 | 3.0192 | 5.6732 | 5.1895 | 4.4187 | 7.1783e-05
3470 | 2.1243e-05 | 0.00011433 | 0.034769 | 3.5654 | 3.3379 | 3.0192 | 5.8012 | 5.1895 | 4.4187 | 6.7358e-05
3471 | 1.7651e-05 | 0.00011103 | 0.027838 | 3.585 | 3.3379 | 3.0192 | 5.8566 | 5.1895 | 4.4187 | 0.00023715
3472 | 1.2469e-05 | 0.00011238 | 0.024026 | 3.585 | 3.3379 | 3.0192 | 5.8566 | 5.1895 | 4.4187 | 0.00027943
3473 | 1.4036e-05 | 0.00011725 | 0.016056 | 3.5624 | 3.3379 | 3.0192 | 5.7927 | 5.1895 | 4.4187 | 4.343e-05
3474 | 3.1098e-05 | 0.00011874 | 0.0069306 | 3.4934 | 3.3379 | 3.0192 | 5.6015 | 5.1895 | 4.4187 | 5.1625e-05
3475 | 2.1187e-05 | 0.00011782 | 0.0012995 | 3.409 | 3.3379 | 3.0192 | 5.3749 | 5.1895 | 4.4187 | 3.6875e-05
3476 | 3.5984e-05 | 0.00012027 | 0 | 3.3027 | 3.3379 | 3.0192 | 5.0998 | 5.1895 | 4.4187 | 0.00017602
3477 | 2.4128e-05 | 0.00011333 | 0 | 3.2671 | 3.3379 | 3.0192 | 5.0101 | 5.1895 | 4.4187 | 0.00019372
3478 | 1.7862e-05 | 0.00011676 | 0 | 3.2175 | 3.3379 | 3.0192 | 4.8872 | 5.1895 | 4.4187 | 0.00018503
3479 | 1.8202e-05 | 0.00011672 | 0 | 3.1493 | 3.3379 | 3.0192 | 4.7222 | 5.1895 | 4.4187 | 2.9008e-05
3480 | 2.0441e-05 | 0.00011304 | 0 | 3.1226 | 3.3379 | 3.0192 | 4.6588 | 5.1895 | 4.4187 | 1.5242e-05
3481 | 2.2223e-05 | 0.00011339 | 0 | 3.1318 | 3.3366 | 3.0192 | 4.6806 | 5.1861 | 4.4187 | 2.5567e-05
3482 | 2.4977e-05 | 0.00011247 | 0 | 3.1054 | 3.3379 | 3.0192 | 4.6183 | 5.1895 | 4.4187 | 2.5894e-05
3483 | 2.6867e-05 | 0.00011274 | 0 | 3.0806 | 3.3379 | 3.0192 | 4.5602 | 5.1895 | 4.4187 | 1.3275e-05
3484 | 3.2568e-05 | 0.00011231 | 0.0017327 | 3.075 | 3.3379 | 3.0192 | 4.5471 | 5.1895 | 4.4187 | 2.8189e-05
3485 | 3.8145e-05 | 0.00011233 | 0.0090098 | 3.1238 | 3.3379 | 3.0192 | 4.6615 | 5.1895 | 4.4187 | 2.5567e-05
3486 | 4.363e-05 | 0.00011286 | 0.019983 | 3.186 | 3.3379 | 3.0192 | 4.8106 | 5.1895 | 4.4187 | 2.9336e-05
3487 | 5.3433e-05 | 0.00010983 | 0.025643 | 3.2273 | 3.3392 | 3.0192 | 4.9113 | 5.1929 | 4.4187 | 0.0005446
3488 | 4.2917e-05 | 0.00010325 | 0.031014 | 3.2823 | 3.3405 | 3.0192 | 5.0481 | 5.1962 | 4.4187 | 0.00057033
3489 | 3.0127e-05 | 0.00011171 | 0.039851 | 3.3235 | 3.3405 | 3.0192 | 5.1525 | 5.1962 | 4.4187 | 8.4567e-05
3490 | 1.5313e-05 | 0.00011781 | 0.053539 | 3.4214 | 3.3405 | 3.0192 | 5.4077 | 5.1962 | 4.4187 | 6.3261e-05
3491 | 2.5247e-05 | 0.00012161 | 0.059661 | 3.4577 | 3.3405 | 3.0192 | 5.5048 | 5.1962 | 4.4187 | 5.8344e-05
3492 | 2.5214e-05 | 0.00011971 | 0.05712 | 3.5415 | 3.3405 | 3.0192 | 5.7344 | 5.1962 | 4.4187 | 8.7844e-05
3493 | 2.2246e-05 | 0.00011579 | 0.050305 | 3.4934 | 3.3405 | 3.0192 | 5.6015 | 5.1962 | 4.4187 | 8.2436e-05
3494 | 2.1362e-05 | 0.00011481 | 0.046435 | 3.588 | 3.3405 | 3.0192 | 5.8652 | 5.1962 | 4.4187 | 8.3911e-05
3495 | 1.4933e-05 | 0.00011093 | 0.041872 | 3.5136 | 3.3418 | 3.0192 | 5.6571 | 5.1996 | 4.4187 | 0.00029221
3496 | 1.378e-05 | 0.00011218 | 0.026683 | 3.5122 | 3.3418 | 3.0192 | 5.6531 | 5.1996 | 4.4187 | 0.00030631
3497 | 1.1656e-05 | 0.00011706 | 0.016402 | 3.4876 | 3.3418 | 3.0192 | 5.5858 | 5.1996 | 4.4187 | 2.9664e-05
3498 | 8.6367e-06 | 0.00011855 | 0.0072194 | 3.4648 | 3.3405 | 3.0192 | 5.5238 | 5.1962 | 4.4187 | 4.3594e-05
3499 | 1.9284e-05 | 0.000118 | 0.0015883 | 3.3832 | 3.3392 | 3.0192 | 5.3069 | 5.1929 | 4.4187 | 4.0972e-05
3500 | 3.0809e-05 | 0.00012063 | 0 | 3.3015 | 3.3392 | 3.0192 | 5.0966 | 5.1929 | 4.4187 | 0.00014897
3501 | 3.0955e-05 | 0.00011348 | 0 | 3.2583 | 3.3392 | 3.0192 | 4.9881 | 5.1929 | 4.4187 | 0.0001611
3502 | 1.9197e-05 | 0.00011884 | 0 | 3.226 | 3.3392 | 3.0192 | 4.9083 | 5.1929 | 4.4187 | 0.00016569
3503 | 2.0154e-05 | 0.0001234 | 0 | 3.1788 | 3.3392 | 3.0192 | 4.7932 | 5.1929 | 4.4187 | 2.3108e-05
3504 | 2.3533e-05 | 0.00012587 | 0 | 3.1646 | 3.3418 | 3.0192 | 4.7589 | 5.1996 | 4.4187 | 2.4256e-05
3505 | 2.4167e-05 | 0.00012796 | 0 | 3.1365 | 3.3418 | 3.0192 | 4.6917 | 5.1996 | 4.4187 | 1.1472e-05
3506 | 3.1702e-05 | 0.00012911 | 0 | 3.147 | 3.3418 | 3.0192 | 4.7166 | 5.1996 | 4.4187 | 8.85e-06
3507 | 3.4687e-05 | 0.00012859 | 0 | 3.1261 | 3.3418 | 3.0192 | 4.6669 | 5.1996 | 4.4187 | 9.3417e-06
3508 | 4.0885e-05 | 0.00012305 | 0.0020214 | 3.1284 | 3.3418 | 3.0192 | 4.6724 | 5.1996 | 4.4187 | 1.7372e-05
3509 | 5.2812e-05 | 0.00012268 | 0.0094141 | 3.1753 | 3.3418 | 3.0192 | 4.7846 | 5.1996 | 4.4187 | 1.4422e-05
3510 | 5.942e-05 | 0.00011411 | 0.026914 | 3.2545 | 3.3418 | 3.0192 | 4.9788 | 5.1996 | 4.4187 | 8.5222e-06
3511 | 5.8407e-05 | 0.00010286 | 0.039678 | 3.3366 | 3.3418 | 3.0192 | 5.1861 | 5.1996 | 4.4187 | 0.00059606
3512 | 3.1785e-05 | 0.00011432 | 0.050362 | 3.4228 | 3.3405 | 3.0192 | 5.4114 | 5.1962 | 4.4187 | 7.375e-05
3513 | 1.7475e-05 | 0.00011984 | 0.061394 | 3.4776 | 3.3405 | 3.0192 | 5.5585 | 5.1962 | 4.4187 | 6.7522e-05
3514 | 1.0459e-05 | 0.00012018 | 0.068786 | 3.502 | 3.3405 | 3.0192 | 5.6252 | 5.1962 | 4.4187 | 8.0961e-05
3515 | 1.9312e-05 | 0.00012591 | 0.069479 | 3.5609 | 3.3405 | 3.0192 | 5.7885 | 5.1962 | 4.4187 | 9.7514e-05
3516 | 2.1578e-05 | 0.0001201 | 0.063415 | 3.5911 | 3.3405 | 3.0192 | 5.8738 | 5.1962 | 4.4187 | 0.0002201
3517 | 1.2418e-05 | 0.00011556 | 0.056658 | 3.6125 | 3.3405 | 3.0192 | 5.9351 | 5.1962 | 4.4187 | 7.0144e-05
3518 | 9.747e-06 | 0.0001146 | 0.055387 | 3.6672 | 3.3405 | 3.0192 | 6.0938 | 5.1962 | 4.4187 | 8.5058e-05
3519 | 1.034e-05 | 0.00011076 | 0.040948 | 3.696 | 3.3418 | 3.0192 | 6.1788 | 5.1996 | 4.4187 | 0.00010735
3520 | 7.2278e-06 | 0.00011199 | 0.030033 | 3.68 | 3.3418 | 3.0192 | 6.1313 | 5.1996 | 4.4187 | 7.5225e-05
3521 | 1.0335e-05 | 0.00011686 | 0.020214 | 3.6672 | 3.3432 | 3.0192 | 6.0938 | 5.203 | 4.4187 | 6.7358e-05
3522 | 1.2325e-05 | 0.00011836 | 0.0088076 | 3.5805 | 3.3405 | 3.0192 | 5.8437 | 5.1962 | 4.4187 | 0.00023272
3523 | 1.7295e-05 | 0.00011781 | 0.0017327 | 3.4905 | 3.3418 | 3.0192 | 5.5936 | 5.1996 | 4.4187 | 0.00023649
3524 | 2.9291e-05 | 0.00012043 | 0 | 3.3287 | 3.3418 | 3.0192 | 5.1659 | 5.1996 | 4.4187 | 0.00021814
3525 | 4.019e-05 | 0.00011329 | 0 | 3.2495 | 3.3418 | 3.0192 | 4.9664 | 5.1996 | 4.4187 | 0.00021453
3526 | 3.5228e-05 | 0.00011864 | 0 | 3.2236 | 3.3418 | 3.0192 | 4.9022 | 5.1996 | 4.4187 | 1.3111e-05
3527 | 3.6886e-05 | 0.00012321 | 0 | 3.1812 | 3.3418 | 3.0192 | 4.799 | 5.1996 | 4.4187 | 6.2278e-06
3528 | 4.0045e-05 | 0.00012572 | 0 | 3.1388 | 3.3418 | 3.0192 | 4.6972 | 5.1996 | 4.4187 | 1.0817e-05
3529 | 4.1549e-05 | 0.00012808 | 0 | 3.1261 | 3.3418 | 3.0192 | 4.6669 | 5.1996 | 4.4187 | 1.0325e-05
3530 | 4.4684e-05 | 0.00012899 | 0 | 3.0964 | 3.3432 | 3.0192 | 4.597 | 5.203 | 4.4187 | 1.1636e-05
3531 | 4.693e-05 | 0.00012907 | 0 | 3.1009 | 3.3432 | 3.0192 | 4.6076 | 5.203 | 4.4187 | 1.3111e-05
3532 | 5.0818e-05 | 0.00012847 | 0.0020214 | 3.102 | 3.3432 | 3.0192 | 4.6103 | 5.203 | 4.4187 | 1.6061e-05
3533 | 5.1607e-05 | 0.00012696 | 0.0073638 | 3.1836 | 3.3432 | 3.0192 | 4.8048 | 5.203 | 4.4187 | 6.3917e-06
3534 | 7.8789e-05 | 0.00012274 | 0.019348 | 3.2658 | 3.3432 | 3.0192 | 5.0069 | 5.203 | 4.4187 | 1.2128e-05
3535 | 6.669e-05 | 0.00011425 | 0.032112 | 3.33 | 3.3432 | 3.0192 | 5.1693 | 5.203 | 4.4187 | 0.00062491
3536 | 5.044e-05 | 0.00011895 | 0.038523 | 3.3927 | 3.3432 | 3.0192 | 5.3317 | 5.203 | 4.4187 | 7.6044e-05
3537 | 2.7759e-05 | 0.000119 | 0.036097 | 3.3954 | 3.3432 | 3.0192 | 5.3389 | 5.203 | 4.4187 | 6.998e-05
3538 | 2.0122e-05 | 0.0001195 | 0.04245 | 3.4493 | 3.3432 | 3.0192 | 5.4821 | 5.203 | 4.4187 | 9.1778e-05
3539 | 2.2893e-05 | 0.00012366 | 0.045164 | 3.4862 | 3.3432 | 3.0192 | 5.5818 | 5.203 | 4.4187 | 8.4403e-05
3540 | 3.0466e-05 | 0.00011847 | 0.052037 | 3.5327 | 3.3445 | 3.0192 | 5.7098 | 5.2064 | 4.4187 | 0.00021387
3541 | 3.5631e-05 | 0.00011487 | 0.041584 | 3.6048 | 3.3458 | 3.0192 | 5.913 | 5.2099 | 4.4187 | 8.2108e-05
3542 | 2.8529e-05 | 0.00011432 | 0.026856 | 3.672 | 3.3458 | 3.0192 | 6.1078 | 5.2099 | 4.4187 | 8.9483e-05
3543 | 2.2107e-05 | 0.00011057 | 0.03113 | 3.6704 | 3.3458 | 3.0192 | 6.1032 | 5.2099 | 4.4187 | 8.473e-05
3544 | 2.11e-05 | 0.00011179 | 0.022236 | 3.6864 | 3.3458 | 3.0192 | 6.1502 | 5.2099 | 4.4187 | 8.3255e-05
3545 | 2.4299e-05 | 0.00011666 | 0.01184 | 3.688 | 3.3458 | 3.0192 | 6.155 | 5.2099 | 4.4187 | 7.4733e-05
3546 | 2.4561e-05 | 0.00011816 | 0.0053423 | 3.6156 | 3.3458 | 3.0192 | 5.9439 | 5.2099 | 4.4187 | 0.0002319
3547 | 3.7862e-05 | 0.00011761 | 0.0012129 | 3.4991 | 3.3458 | 3.0192 | 5.6172 | 5.2099 | 4.4187 | 0.00022272
3548 | 4.9749e-05 | 0.00011999 | 0 | 3.3981 | 3.3458 | 3.0192 | 5.346 | 5.2099 | 4.4187 | 0.00021896
3549 | 5.188e-05 | 0.0001131 | 0 | 3.33 | 3.3458 | 3.0192 | 5.1693 | 5.2099 | 4.4187 | 0.00022649
3550 | 4.6539e-05 | 0.0001181 | 0 | 3.2421 | 3.3458 | 3.0192 | 4.9479 | 5.2099 | 4.4187 | 8.1944e-06
3551 | 4.5626e-05 | 0.00011615 | 0 | 3.2248 | 3.3458 | 3.0192 | 4.9053 | 5.2099 | 4.4187 | 1.0489e-05
3552 | 4.9596e-05 | 0.00011478 | 0 | 3.1908 | 3.3458 | 3.0192 | 4.8222 | 5.2099 | 4.4187 | 1.3275e-05
3553 | 5.1203e-05 | 0.00011251 | 0 | 3.1435 | 3.3458 | 3.0192 | 4.7083 | 5.2099 | 4.4187 | 1.7044e-05
3554 | 5.2473e-05 | 0.00011261 | 0 | 3.1123 | 3.3445 | 3.0192 | 4.6344 | 5.2064 | 4.4187 | 1.18e-05
3555 | 5.426e-05 | 0.00011244 | 0 | 3.0885 | 3.3445 | 3.0192 | 4.5785 | 5.2064 | 4.4187 | 1.8847e-05
3556 | 5.1762e-05 | 0.00011179 | 0.0014439 | 3.0862 | 3.3458 | 3.0192 | 4.5732 | 5.2099 | 4.4187 | 4.9167e-06
3557 | 5.9115e-05 | 0.00011222 | 0.0080279 | 3.0998 | 3.3484 | 3.0192 | 4.6049 | 5.2167 | 4.4187 | 1.4422e-05
3558 | 4.9629e-05 | 0.00011177 | 0.024199 | 3.1812 | 3.3484 | 3.0192 | 4.799 | 5.2167 | 4.4187 | 1.0489e-05
3559 | 6.5267e-05 | 0.00011082 | 0.036212 | 3.2421 | 3.3484 | 3.0192 | 4.9479 | 5.2167 | 4.4187 | 0.00058017
3560 | 3.3379e-05 | 0.00010187 | 0.046839 | 3.3092 | 3.3484 | 3.0192 | 5.1162 | 5.2167 | 4.4187 | 6.4736e-05
3561 | 2.4145e-05 | 0.00010745 | 0.053943 | 3.3458 | 3.3484 | 3.0192 | 5.2098 | 5.2167 | 4.4187 | 7.3094e-05
3562 | 1.715e-05 | 0.00011606 | 0.075139 | 3.3954 | 3.3484 | 3.0192 | 5.3389 | 5.2167 | 4.4187 | 7.4078e-05
3563 | 2.4956e-05 | 0.00011916 | 0.074388 | 3.4549 | 3.3484 | 3.0192 | 5.4972 | 5.2167 | 4.4187 | 8.178e-05
3564 | 2.5989e-05 | 0.0001167 | 0.06971 | 3.5224 | 3.3471 | 3.0192 | 5.6813 | 5.2133 | 4.4187 | 0.0002047
3565 | 3.3779e-05 | 0.00011397 | 0.069941 | 3.5342 | 3.3471 | 3.0192 | 5.7139 | 5.2133 | 4.4187 | 7.8339e-05
3566 | 3.2906e-05 | 0.00011334 | 0.061163 | 3.5835 | 3.3484 | 3.0192 | 5.8523 | 5.2167 | 4.4187 | 8.5386e-05
3567 | 2.3457e-05 | 0.00011028 | 0.04863 | 3.5729 | 3.3471 | 3.0192 | 5.8224 | 5.2133 | 4.4187 | 8.7189e-05
3568 | 2.0483e-05 | 0.00011159 | 0.030783 | 3.582 | 3.3484 | 3.0192 | 5.848 | 5.2167 | 4.4187 | 6.5228e-05
3569 | 1.6829e-05 | 0.00011647 | 0.018597 | 3.5035 | 3.3484 | 3.0192 | 5.6291 | 5.2167 | 4.4187 | 5.9e-05
3570 | 2.1004e-05 | 0.00011797 | 0.0071039 | 3.5107 | 3.3498 | 3.0192 | 5.6491 | 5.2201 | 4.4187 | 0.00028336
3571 | 2.9198e-05 | 0.00011742 | 0.0014439 | 3.3859 | 3.3498 | 3.0192 | 5.314 | 5.2201 | 4.4187 | 0.00024665
3572 | 3.7636e-05 | 0.00011979 | 0 | 3.2408 | 3.3498 | 3.0192 | 4.9448 | 5.2201 | 4.4187 | 0.00022666
3573 | 3.6619e-05 | 0.00011239 | 0 | 3.1516 | 3.3498 | 3.0192 | 4.7278 | 5.2201 | 4.4187 | 0.00022764
3574 | 3.0167e-05 | 0.00011785 | 0 | 3.0998 | 3.3498 | 3.0192 | 4.6049 | 5.2201 | 4.4187 | 7.7028e-06
3575 | 2.9598e-05 | 0.00011678 | 0 | 3.0573 | 3.3498 | 3.0192 | 4.506 | 5.2201 | 4.4187 | 9.9972e-06
3576 | 3.2369e-05 | 0.00011964 | 0 | 3.0278 | 3.3511 | 3.0192 | 4.4383 | 5.2235 | 4.4187 | 1.7536e-05
3577 | 3.3296e-05 | 0.0001139 | 0 | 3.0127 | 3.3498 | 3.0192 | 4.404 | 5.2201 | 4.4187 | 3.2286e-05
3578 | 3.4862e-05 | 0.00011367 | 0 | 2.9851 | 3.3484 | 3.0192 | 4.3416 | 5.2167 | 4.4187 | 1.77e-05
3579 | 3.6608e-05 | 0.00011247 | 0 | 2.9355 | 3.3484 | 3.0192 | 4.231 | 5.2167 | 4.4187 | 1.8519e-05
3580 | 4.0506e-05 | 0.00011216 | 0.0021658 | 2.9477 | 3.3484 | 3.0192 | 4.2581 | 5.2167 | 4.4187 | 2.2453e-05
3581 | 4.1004e-05 | 0.00011222 | 0.010223 | 3.0485 | 3.3484 | 3.0192 | 4.4857 | 5.2167 | 4.4187 | 1.475e-05
3582 | 6.8939e-05 | 0.00011183 | 0.02264 | 3.1134 | 3.3498 | 3.0192 | 4.6371 | 5.2201 | 4.4187 | 1.8356e-05
3583 | 4.9715e-05 | 0.0001091 | 0.038754 | 3.2089 | 3.3498 | 3.0192 | 4.8663 | 5.2201 | 4.4187 | 0.0005605
3584 | 4.0561e-05 | 0.00010321 | 0.049669 | 3.3405 | 3.3498 | 3.0192 | 5.1962 | 5.2201 | 4.4187 | 0.00058475
3585 | 3.8437e-05 | 0.00011403 | 0.063415 | 3.4353 | 3.3498 | 3.0192 | 5.4446 | 5.2201 | 4.4187 | 0.00010243
3586 | 3.7415e-05 | 0.00011716 | 0.074504 | 3.4919 | 3.3484 | 3.0192 | 5.5975 | 5.2167 | 4.4187 | 7.965e-05
3587 | 3.4177e-05 | 0.00012165 | 0.068093 | 3.5268 | 3.3484 | 3.0192 | 5.6935 | 5.2167 | 4.4187 | 6.1458e-05
3588 | 3.4725e-05 | 0.00011855 | 0.061567 | 3.6125 | 3.3498 | 3.0192 | 5.9351 | 5.2201 | 4.4187 | 8.1125e-05
3589 | 3.6274e-05 | 0.0001148 | 0.058506 | 3.6389 | 3.3498 | 3.0192 | 6.0111 | 5.2201 | 4.4187 | 7.7847e-05
3590 | 3.2418e-05 | 0.00011401 | 0.055791 | 3.6079 | 3.3498 | 3.0192 | 5.9218 | 5.2201 | 4.4187 | 0.00010309
3591 | 3.0595e-05 | 0.00011021 | 0.050189 | 3.5774 | 3.3511 | 3.0192 | 5.8351 | 5.2235 | 4.4187 | 0.00027042
3592 | 2.0174e-05 | 0.0001114 | 0.037887 | 3.588 | 3.3511 | 3.0192 | 5.8652 | 5.2235 | 4.4187 | 0.00026337
3593 | 1.6898e-05 | 0.00011626 | 0.021947 | 3.5505 | 3.3498 | 3.0192 | 5.7593 | 5.2201 | 4.4187 | 4.1955e-05
3594 | 1.8063e-05 | 0.00011777 | 0.0072194 | 3.4934 | 3.3498 | 3.0192 | 5.6015 | 5.2201 | 4.4187 | 5.1789e-05
3595 | 2.8651e-05 | 0.00011723 | 0.0017327 | 3.4311 | 3.3498 | 3.0192 | 5.4335 | 5.2201 | 4.4187 | 3.3269e-05
3596 | 5.1081e-05 | 0.0001198 | 0 | 3.3405 | 3.3498 | 3.0192 | 5.1962 | 5.2201 | 4.4187 | 0.00016881
3597 | 4.2739e-05 | 0.00011273 | 0 | 3.281 | 3.3498 | 3.0192 | 5.0449 | 5.2201 | 4.4187 | 0.00014668
3598 | 3.7681e-05 | 0.00011787 | 0 | 3.2285 | 3.3498 | 3.0192 | 4.9143 | 5.2201 | 4.4187 | 0.00016733
3599 | 3.8215e-05 | 0.00012213 | 0 | 3.192 | 3.3484 | 3.0192 | 4.8251 | 5.2167 | 4.4187 | 2.1306e-05
3600 | 4.3044e-05 | 0.00012406 | 0 | 3.1681 | 3.3484 | 3.0192 | 4.7674 | 5.2167 | 4.4187 | 1.3111e-05
3601 | 4.6826e-05 | 0.00012665 | 0 | 3.0896 | 3.3484 | 3.0192 | 4.5811 | 5.2167 | 4.4187 | 1.1472e-05
3602 | 4.9172e-05 | 0.00012274 | 0 | 3.0507 | 3.3498 | 3.0192 | 4.4908 | 5.2201 | 4.4187 | 1.2292e-05
3603 | 5.2884e-05 | 0.00012193 | 0 | 3.0321 | 3.3498 | 3.0192 | 4.4482 | 5.2201 | 4.4187 | 1.1144e-05
3604 | 6.0344e-05 | 0.00011365 | 0.0026712 | 3.054 | 3.3498 | 3.0192 | 4.4984 | 5.2201 | 4.4187 | 2.0486e-05
3605 | 6.2033e-05 | 0.00010805 | 0.0093563 | 3.1261 | 3.3498 | 3.0192 | 4.6669 | 5.2201 | 4.4187 | 9.0139e-06
3606 | 8.6084e-05 | 0.00011188 | 0.023795 | 3.1968 | 3.3498 | 3.0192 | 4.8368 | 5.2201 | 4.4187 | 2.0322e-05
3607 | 7.3539e-05 | 0.000105 | 0.030899 | 3.2483 | 3.3498 | 3.0192 | 4.9633 | 5.2201 | 4.4187 | 0.0005641
3608 | 4.7091e-05 | 0.00010898 | 0.041699 | 3.3105 | 3.3498 | 3.0192 | 5.1195 | 5.2201 | 4.4187 | 7.8667e-05
3609 | 2.5142e-05 | 0.00011832 | 0.050709 | 3.3778 | 3.3511 | 3.0192 | 5.2928 | 5.2235 | 4.4187 | 8.178e-05
3610 | 2.464e-05 | 0.00011872 | 0.057235 | 3.4325 | 3.3498 | 3.0192 | 5.4372 | 5.2201 | 4.4187 | 9.2761e-05
3611 | 2.3447e-05 | 0.00012435 | 0.054059 | 3.4662 | 3.3511 | 3.0192 | 5.5277 | 5.2235 | 4.4187 | 0.00010128
3612 | 2.959e-05 | 0.00011936 | 0.058333 | 3.502 | 3.3511 | 3.0192 | 5.6252 | 5.2235 | 4.4187 | 0.00020863
3613 | 2.6388e-05 | 0.00011484 | 0.059603 | 3.5327 | 3.3511 | 3.0192 | 5.7098 | 5.2235 | 4.4187 | 7.9978e-05
3614 | 2.787e-05 | 0.00011382 | 0.058795 | 3.543 | 3.3511 | 3.0192 | 5.7385 | 5.2235 | 4.4187 | 9.4072e-05
3615 | 2.321e-05 | 0.00011003 | 0.042854 | 3.5445 | 3.3511 | 3.0192 | 5.7427 | 5.2235 | 4.4187 | 9.3089e-05
3616 | 2.0773e-05 | 0.00011121 | 0.030379 | 3.5729 | 3.3498 | 3.0192 | 5.8224 | 5.2201 | 4.4187 | 7.4242e-05
3617 | 1.8509e-05 | 0.00011607 | 0.017558 | 3.5669 | 3.3498 | 3.0192 | 5.8054 | 5.2201 | 4.4187 | 5.523e-05
3618 | 1.299e-05 | 0.00011758 | 0.0063531 | 3.5371 | 3.3498 | 3.0192 | 5.7221 | 5.2201 | 4.4187 | 0.00024239
3619 | 1.9483e-05 | 0.00011704 | 0.0020214 | 3.4381 | 3.3498 | 3.0192 | 5.4521 | 5.2201 | 4.4187 | 0.00022076
3620 | 3.9435e-05 | 0.0001196 | 0 | 3.2899 | 3.3498 | 3.0192 | 5.0674 | 5.2201 | 4.4187 | 0.00020011
3621 | 3.4752e-05 | 0.00011255 | 0 | 3.1741 | 3.3511 | 3.0192 | 4.7817 | 5.2235 | 4.4187 | 0.00023387
3622 | 2.9851e-05 | 0.00011783 | 0 | 3.093 | 3.3498 | 3.0192 | 4.589 | 5.2201 | 4.4187 | 1.6389e-05
3623 | 2.851e-05 | 0.00012242 | 0 | 3.0562 | 3.3498 | 3.0192 | 4.5035 | 5.2201 | 4.4187 | 1.3275e-05
3624 | 3.3117e-05 | 0.00012494 | 0 | 3.031 | 3.3511 | 3.0192 | 4.4457 | 5.2235 | 4.4187 | 3.0156e-05
3625 | 3.6568e-05 | 0.0001273 | 0 | 2.982 | 3.3524 | 3.0192 | 4.3345 | 5.227 | 4.4187 | 2.7042e-05
3626 | 3.8192e-05 | 0.00012815 | 0 | 2.9746 | 3.3524 | 3.0192 | 4.3181 | 5.227 | 4.4187 | 2.1306e-05
3627 | 4.1477e-05 | 0.00012801 | 0.00028878 | 2.957 | 3.3524 | 3.0192 | 4.2787 | 5.227 | 4.4187 | 2.8353e-05
3628 | 3.734e-05 | 0.00012747 | 0.0023824 | 2.957 | 3.3524 | 3.0192 | 4.2787 | 5.227 | 4.4187 | 1.8847e-05
3629 | 4.503e-05 | 0.00012696 | 0.010396 | 3.0772 | 3.3524 | 3.0192 | 4.5523 | 5.227 | 4.4187 | 2.0322e-05
3630 | 5.074e-05 | 0.00012667 | 0.023275 | 3.1992 | 3.3524 | 3.0192 | 4.8427 | 5.227 | 4.4187 | 2.1797e-05
3631 | 6.6475e-05 | 0.00012555 | 0.036313 | 3.3092 | 3.3524 | 3.0192 | 5.1162 | 5.227 | 4.4187 | 0.00055493
3632 | 3.0602e-05 | 0.00012601 | 0.053308 | 3.4325 | 3.3524 | 3.0192 | 5.4372 | 5.227 | 4.4187 | 0.0006254
3633 | 1.3353e-05 | 0.00012455 | 0.067516 | 3.5297 | 3.3524 | 3.0192 | 5.7016 | 5.227 | 4.4187 | 6.9489e-05
3634 | 1.6287e-05 | 0.00012352 | 0.065494 | 3.5774 | 3.3524 | 3.0192 | 5.8351 | 5.227 | 4.4187 | 9.4564e-05
3635 | 2.6433e-05 | 0.00012554 | 0.053828 | 3.6264 | 3.3538 | 3.0192 | 5.9751 | 5.2304 | 4.4187 | 8.8992e-05
3636 | 2.0048e-05 | 0.00011917 | 0.054636 | 3.6784 | 3.3538 | 3.0192 | 6.1266 | 5.2304 | 4.4187 | 6.2278e-05
3637 | 2.2607e-05 | 0.00011458 | 0.060181 | 3.7567 | 3.3551 | 3.0192 | 6.3613 | 5.2338 | 4.4187 | 7.8175e-05
3638 | 2.0835e-05 | 0.00011363 | 0.050189 | 3.7784 | 3.3564 | 3.0192 | 6.4279 | 5.2373 | 4.4187 | 0.00010112
3639 | 1.6795e-05 | 0.00010986 | 0.036212 | 3.8227 | 3.3564 | 3.0192 | 6.5656 | 5.2373 | 4.4187 | 0.00028189
3640 | 1.4358e-05 | 0.00011101 | 0.02495 | 3.8418 | 3.3564 | 3.0192 | 6.6256 | 5.2373 | 4.4187 | 0.00027697
3641 | 1.0781e-05 | 0.00011587 | 0.015998 | 3.8124 | 3.3564 | 3.0192 | 6.5333 | 5.2373 | 4.4187 | 4.4742e-05
3642 | 1.6942e-05 | 0.00011739 | 0.0071231 | 3.6593 | 3.3564 | 3.0192 | 6.0706 | 5.2373 | 4.4187 | 3.6875e-05
3643 | 2.0661e-05 | 0.00011685 | 0.0020214 | 3.5195 | 3.3564 | 3.0192 | 5.6732 | 5.2373 | 4.4187 | 3.4744e-05
3644 | 2.8827e-05 | 0.0001194 | 0 | 3.3764 | 3.3564 | 3.0192 | 5.2893 | 5.2373 | 4.4187 | 0.00015094
3645 | 2.9602e-05 | 0.00011237 | 0 | 3.281 | 3.3564 | 3.0192 | 5.0449 | 5.2373 | 4.4187 | 0.00015717
3646 | 2.9632e-05 | 0.00011764 | 0 | 3.2211 | 3.3564 | 3.0192 | 4.8962 | 5.2373 | 4.4187 | 0.00017651
3647 | 2.5177e-05 | 0.00012222 | 0 | 3.1788 | 3.3564 | 3.0192 | 4.7932 | 5.2373 | 4.4187 | 2.2125e-05
3648 | 2.8132e-05 | 0.00012474 | 0 | 3.1481 | 3.3577 | 3.0192 | 4.7194 | 5.2407 | 4.4187 | 1.9994e-05
3649 | 3.0252e-05 | 0.00012711 | 0 | 3.0941 | 3.3591 | 3.0192 | 4.5917 | 5.2442 | 4.4187 | 3.1303e-05
3650 | 3.2886e-05 | 0.00012803 | 0 | 3.0896 | 3.3591 | 3.0192 | 4.5811 | 5.2442 | 4.4187 | 1.3931e-05
3651 | 3.511e-05 | 0.00012819 | 0.00017327 | 3.0728 | 3.3591 | 3.0192 | 4.542 | 5.2442 | 4.4187 | 2.8844e-05
3652 | 3.7521e-05 | 0.0001282 | 0.0023102 | 3.0986 | 3.3591 | 3.0192 | 4.6023 | 5.2442 | 4.4187 | 1.4258e-05
3653 | 4.5028e-05 | 0.00012819 | 0.0068728 | 3.167 | 3.3591 | 3.0192 | 4.7646 | 5.2442 | 4.4187 | 2.9992e-05
3654 | 4.3891e-05 | 0.00012818 | 0.015233 | 3.2621 | 3.3591 | 3.0192 | 4.9975 | 5.2442 | 4.4187 | 1.5569e-05
3655 | 4.5606e-05 | 0.00012802 | 0.025629 | 3.3791 | 3.3591 | 3.0192 | 5.2963 | 5.2442 | 4.4187 | 0.00059459
3656 | 4.2396e-05 | 0.00012743 | 0.023535 | 3.4691 | 3.3604 | 3.0192 | 5.5353 | 5.2476 | 4.4187 | 0.00059033
3657 | 1.1305e-05 | 0.00012502 | 0.030466 | 3.5609 | 3.3618 | 3.0192 | 5.7885 | 5.2511 | 4.4187 | 9.4072e-05
3658 | 1.5446e-05 | 0.0001234 | 0.036155 | 3.6499 | 3.3618 | 3.0192 | 6.043 | 5.2511 | 4.4187 | 7.5717e-05
3659 | 2.2671e-05 | 0.00012533 | 0.043749 | 3.77 | 3.3618 | 3.0192 | 6.4021 | 5.2511 | 4.4187 | 6.4408e-05
3660 | 1.9503e-05 | 0.00011899 | 0.053207 | 3.8558 | 3.3618 | 3.0192 | 6.6699 | 5.2511 | 4.4187 | 7.9814e-05
3661 | 2.2844e-05 | 0.00011438 | 0.048803 | 3.8664 | 3.3618 | 3.0192 | 6.7036 | 5.2511 | 4.4187 | 7.6208e-05
3662 | 2.2868e-05 | 0.00011344 | 0.042522 | 3.8876 | 3.3631 | 3.0192 | 6.7719 | 5.2546 | 4.4187 | 8.178e-05
3663 | 1.846e-05 | 0.00010968 | 0.036674 | 3.8894 | 3.3631 | 3.0192 | 6.7777 | 5.2546 | 4.4187 | 0.00027615
3664 | 1.0563e-05 | 0.00011082 | 0.023752 | 3.9092 | 3.3631 | 3.0192 | 6.8417 | 5.2546 | 4.4187 | 0.00026861
3665 | 1.1292e-05 | 0.00011568 | 0.019059 | 3.809 | 3.3631 | 3.0192 | 6.5226 | 5.2546 | 4.4187 | 2.7861e-05
3666 | 9.3716e-06 | 0.0001172 | 0.0085477 | 3.7401 | 3.3644 | 3.0192 | 6.3109 | 5.258 | 4.4187 | 4.72e-05
3667 | 1.1317e-05 | 0.00011667 | 0.0023824 | 3.6094 | 3.3658 | 3.0192 | 5.9262 | 5.2615 | 4.4187 | 4.2611e-05
3668 | 2.8472e-05 | 0.0001192 | 0 | 3.5078 | 3.3671 | 3.0192 | 5.6411 | 5.265 | 4.4187 | 0.00016962
3669 | 2.1569e-05 | 0.00011218 | 0 | 3.3899 | 3.3671 | 3.0192 | 5.3246 | 5.265 | 4.4187 | 0.00016536
3670 | 1.0877e-05 | 0.00011744 | 0 | 3.359 | 3.3671 | 3.0192 | 5.2441 | 5.265 | 4.4187 | 0.00016307
3671 | 1.0233e-05 | 0.00012203 | 0 | 3.3092 | 3.3671 | 3.0192 | 5.1162 | 5.265 | 4.4187 | 1.6881e-05
3672 | 1.4535e-05 | 0.00012455 | 0 | 3.2533 | 3.3671 | 3.0192 | 4.9757 | 5.265 | 4.4187 | 1.4422e-05
3673 | 1.8131e-05 | 0.00012692 | 0 | 3.1992 | 3.3671 | 3.0192 | 4.8427 | 5.265 | 4.4187 | 8.1944e-06
3674 | 2.5228e-05 | 0.00012784 | 0 | 3.1634 | 3.3684 | 3.0192 | 4.756 | 5.2685 | 4.4187 | 9.5055e-06
3675 | 3.1279e-05 | 0.000128 | 0.00017327 | 3.1446 | 3.3684 | 3.0192 | 4.7111 | 5.2685 | 4.4187 | 5.4083e-06
3676 | 3.6881e-05 | 0.00012801 | 0.0030321 | 3.1388 | 3.3698 | 3.0192 | 4.6972 | 5.272 | 4.4187 | 2.0486e-05
3677 | 5.3638e-05 | 0.000128 | 0.0091686 | 3.2162 | 3.3698 | 3.0192 | 4.8842 | 5.272 | 4.4187 | 1.0161e-05
3678 | 4.1659e-05 | 0.00012799 | 0.019853 | 3.3157 | 3.3698 | 3.0192 | 5.1326 | 5.272 | 4.4187 | 1.3275e-05
3679 | 3.5209e-05 | 0.00012782 | 0.025196 | 3.3859 | 3.3711 | 3.0192 | 5.314 | 5.2754 | 4.4187 | 0.00058443
3680 | 1.3607e-05 | 0.00012724 | 0.041078 | 3.479 | 3.3725 | 3.0192 | 5.5624 | 5.2789 | 4.4187 | 7.1619e-05
3681 | 9.3333e-06 | 0.00012484 | 0.055373 | 3.5684 | 3.3725 | 3.0192 | 5.8096 | 5.2789 | 4.4187 | 7.883e-05
3682 | 5.6617e-06 | 0.00012322 | 0.062087 | 3.6672 | 3.3725 | 3.0192 | 6.0938 | 5.2789 | 4.4187 | 8.9647e-05
3683 | 1.0281e-05 | 0.00012511 | 0.063386 | 3.722 | 3.3738 | 3.0192 | 6.2564 | 5.2824 | 4.4187 | 9.0794e-05
3684 | 1.1939e-05 | 0.00011884 | 0.058621 | 3.7401 | 3.3738 | 3.0192 | 6.3109 | 5.2824 | 4.4187 | 0.00019781
3685 | 8.3722e-06 | 0.00011419 | 0.051883 | 3.7784 | 3.3738 | 3.0192 | 6.4279 | 5.2824 | 4.4187 | 8.9483e-05
3686 | 9.0601e-06 | 0.00011324 | 0.051691 | 3.8176 | 3.3752 | 3.0192 | 6.5494 | 5.286 | 4.4187 | 9.2925e-05
3687 | 9.8496e-06 | 0.00010951 | 0.04541 | 3.8141 | 3.3752 | 3.0192 | 6.5387 | 5.286 | 4.4187 | 6.9653e-05
3688 | 3.763e-06 | 0.00011063 | 0.041223 | 3.8349 | 3.3779 | 3.0192 | 6.6036 | 5.293 | 4.4187 | 7.6864e-05
3689 | 1.847e-05 | 0.00011548 | 0.022163 | 3.8245 | 3.3779 | 3.0192 | 6.571 | 5.293 | 4.4187 | 7.08e-05
3690 | 1.5699e-05 | 0.00011701 | 0.011046 | 3.765 | 3.3779 | 3.0192 | 6.3867 | 5.293 | 4.4187 | 0.00025812
3691 | 1.5721e-05 | 0.00011648 | 0.0024546 | 3.6483 | 3.3779 | 3.0192 | 6.0384 | 5.293 | 4.4187 | 0.00023633
3692 | 1.1466e-05 | 0.000119 | 0.00014439 | 3.502 | 3.3792 | 3.0192 | 5.6252 | 5.2965 | 4.4187 | 0.00023289
3693 | 1.7348e-05 | 0.00011199 | 0 | 3.3657 | 3.3792 | 3.0192 | 5.2614 | 5.2965 | 4.4187 | 0.00022649
3694 | 1.2188e-05 | 0.00011724 | 0 | 3.2785 | 3.3792 | 3.0192 | 5.0386 | 5.2965 | 4.4187 | 2.5403e-05
3695 | 1.2982e-05 | 0.00012184 | 0 | 3.2175 | 3.3806 | 3.0192 | 4.8872 | 5.3 | 4.4187 | 1.2456e-05
3696 | 1.8155e-05 | 0.00012436 | 0 | 3.18 | 3.3806 | 3.0192 | 4.7961 | 5.3 | 4.4187 | 1.7044e-05
3697 | 2.2507e-05 | 0.00012673 | 0 | 3.1146 | 3.3819 | 3.0192 | 4.6398 | 5.3036 | 4.4187 | 9.8333e-06
3698 | 2.7769e-05 | 0.00012765 | 0 | 3.0806 | 3.3819 | 3.0192 | 4.5602 | 5.3036 | 4.4187 | 3.7694e-06
3699 | 3.3419e-05 | 0.00012781 | 0.00014439 | 3.0628 | 3.3819 | 3.0192 | 4.5188 | 5.3036 | 4.4187 | 5.0805e-06
3700 | 3.6987e-05 | 0.00012782 | 0.0015161 | 3.0606 | 3.3819 | 3.0192 | 4.5137 | 5.3036 | 4.4187 | 8.1944e-06
3701 | 5.6691e-05 | 0.00012781 | 0.0072194 | 3.1788 | 3.3833 | 3.0192 | 4.7932 | 5.3071 | 4.4187 | 1.1308e-05
3702 | 5.167e-05 | 0.0001278 | 0.019565 | 3.3183 | 3.3846 | 3.0192 | 5.1393 | 5.3106 | 4.4187 | 5.0805e-06
3703 | 4.9815e-05 | 0.00012762 | 0.034306 | 3.479 | 3.3846 | 3.0192 | 5.5624 | 5.3106 | 4.4187 | 0.00057836
3704 | 1.8207e-05 | 0.00012706 | 0.042306 | 3.6002 | 3.3846 | 3.0192 | 5.8999 | 5.3106 | 4.4187 | 5.818e-05
3705 | 1.1055e-05 | 0.00012466 | 0.04837 | 3.7041 | 3.386 | 3.0192 | 6.2029 | 5.3142 | 4.4187 | 7.0144e-05
3706 | 9.5692e-06 | 0.00012303 | 0.050824 | 3.8124 | 3.386 | 3.0192 | 6.5333 | 5.3142 | 4.4187 | 7.7028e-05
3707 | 1.4497e-05 | 0.0001249 | 0.054939 | 3.8593 | 3.3887 | 3.0192 | 6.6811 | 5.3213 | 4.4187 | 6.4244e-05
3708 | 2.0159e-05 | 0.00011865 | 0.057322 | 3.911 | 3.3887 | 3.0192 | 6.8475 | 5.3213 | 4.4187 | 0.00022125
3709 | 2.3536e-05 | 0.000114 | 0.062448 | 4.009 | 3.39 | 3.0192 | 7.1741 | 5.3248 | 4.4187 | 8.0142e-05
3710 | 1.9565e-05 | 0.00011306 | 0.054001 | 3.992 | 3.39 | 3.0192 | 7.1165 | 5.3248 | 4.4187 | 7.8667e-05
3711 | 1.7146e-05 | 0.00010932 | 0.043677 | 4.0015 | 3.39 | 3.0192 | 7.1484 | 5.3248 | 4.4187 | 0.00010014
3712 | 1.4391e-05 | 0.00011043 | 0.029311 | 3.8279 | 3.3914 | 3.0192 | 6.5818 | 5.3284 | 4.4187 | 6.9325e-05
3713 | 1.9031e-05 | 0.00011528 | 0.016316 | 3.7903 | 3.3928 | 3.0192 | 6.4644 | 5.332 | 4.4187 | 6.5228e-05
3714 | 1.686e-05 | 0.00011682 | 0.0067573 | 3.7368 | 3.3928 | 3.0192 | 6.3009 | 5.332 | 4.4187 | 0.00021469
3715 | 2.7768e-05 | 0.00011629 | 0.0023824 | 3.6202 | 3.3941 | 3.0192 | 5.9572 | 5.3356 | 4.4187 | 0.00019929
3716 | 2.4156e-05 | 0.00011881 | 7.2194e-05 | 3.5006 | 3.3941 | 3.0192 | 5.6212 | 5.3356 | 4.4187 | 0.00028451
3717 | 1.5423e-05 | 0.00011181 | 0 | 3.4159 | 3.3955 | 3.0192 | 5.393 | 5.3391 | 4.4187 | 0.00026173
3718 | 8.6163e-06 | 0.00011704 | 0 | 3.3471 | 3.3955 | 3.0192 | 5.2132 | 5.3391 | 4.4187 | 1.3275e-05
3719 | 8.772e-06 | 0.00012165 | 0 | 3.295 | 3.3955 | 3.0192 | 5.0803 | 5.3391 | 4.4187 | 1.0817e-05
3720 | 1.4085e-05 | 0.00012417 | 0 | 3.2446 | 3.3955 | 3.0192 | 4.954 | 5.3391 | 4.4187 | 1.2947e-05
3721 | 1.7504e-05 | 0.00012654 | 0 | 3.2041 | 3.3955 | 3.0192 | 4.8545 | 5.3391 | 4.4187 | 1.2128e-05
3722 | 2.0607e-05 | 0.00012747 | 0 | 3.2029 | 3.3968 | 3.0192 | 4.8515 | 5.3427 | 4.4187 | 1.3931e-05
3723 | 2.3361e-05 | 0.00012763 | 0.00021658 | 3.1788 | 3.3982 | 3.0192 | 4.7932 | 5.3463 | 4.4187 | 1.8192e-05
3724 | 2.9671e-05 | 0.00012763 | 0.0024546 | 3.186 | 3.3982 | 3.0192 | 4.8106 | 5.3463 | 4.4187 | 1.1308e-05
3725 | 3.6606e-05 | 0.00012762 | 0.0085189 | 3.295 | 3.3996 | 3.0192 | 5.0803 | 5.3499 | 4.4187 | 1.2783e-05
3726 | 4.7065e-05 | 0.00012762 | 0.020936 | 3.4118 | 3.4023 | 3.0192 | 5.3821 | 5.3571 | 4.4187 | 9.9972e-06
3727 | 3.2605e-05 | 0.00012757 | 0.033642 | 3.502 | 3.4023 | 3.0192 | 5.6252 | 5.3571 | 4.4187 | 0.00056787
3728 | 1.1952e-05 | 0.00012687 | 0.045915 | 3.5956 | 3.4023 | 3.0192 | 5.8868 | 5.3571 | 4.4187 | 6.2278e-05
3729 | 7.5782e-06 | 0.00012447 | 0.049308 | 3.6625 | 3.4037 | 3.0192 | 6.0799 | 5.3607 | 4.4187 | 7.3258e-05
3730 | 8.3122e-06 | 0.00012285 | 0.049597 | 3.7533 | 3.405 | 3.0192 | 6.3511 | 5.3643 | 4.4187 | 7.1947e-05
3731 | 1.5499e-05 | 0.00012469 | 0.054939 | 3.7954 | 3.405 | 3.0192 | 6.4802 | 5.3643 | 4.4187 | 7.6208e-05
3732 | 1.8277e-05 | 0.00011848 | 0.067212 | 3.8262 | 3.4064 | 3.0192 | 6.5764 | 5.3679 | 4.4187 | 0.00022043
3733 | 2.3295e-05 | 0.00011381 | 0.06021 | 3.9182 | 3.4064 | 3.0192 | 6.8711 | 5.3679 | 4.4187 | 9.2925e-05
3734 | 2.779e-05 | 0.00011287 | 0.065624 | 3.9419 | 3.4078 | 3.0192 | 6.949 | 5.3716 | 4.4187 | 9.9644e-05
3735 | 1.6942e-05 | 0.00010915 | 0.051258 | 3.9401 | 3.4078 | 3.0192 | 6.943 | 5.3716 | 4.4187 | 9.3089e-05
3736 | 1.1854e-05 | 0.00011024 | 0.040862 | 3.9382 | 3.4092 | 3.0192 | 6.9369 | 5.3752 | 4.4187 | 7.5225e-05
3737 | 2.5471e-05 | 0.0001151 | 0.026134 | 3.9255 | 3.4092 | 3.0192 | 6.8949 | 5.3752 | 4.4187 | 7.883e-05
3738 | 1.9713e-05 | 0.00011663 | 0.010612 | 3.8664 | 3.4105 | 3.0192 | 6.7036 | 5.3788 | 4.4187 | 0.00024305
3739 | 1.4856e-05 | 0.0001161 | 0.0027145 | 3.6928 | 3.4105 | 3.0192 | 6.1693 | 5.3788 | 4.4187 | 0.00023157
3740 | 1.8264e-05 | 0.00011861 | 0 | 3.4733 | 3.4105 | 3.0192 | 5.5469 | 5.3788 | 4.4187 | 0.00025075
3741 | 1.496e-05 | 0.00011163 | 0 | 3.3751 | 3.4105 | 3.0192 | 5.2858 | 5.3788 | 4.4187 | 0.0002301
3742 | 5.6538e-06 | 0.00011684 | 0 | 3.2835 | 3.4105 | 3.0192 | 5.0513 | 5.3788 | 4.4187 | 1.2456e-05
3743 | 2.3515e-06 | 0.00012145 | 0 | 3.2458 | 3.4119 | 3.0192 | 4.9571 | 5.3824 | 4.4187 | 1.4914e-05
3744 | 2.8308e-06 | 0.00012397 | 0 | 3.2696 | 3.4133 | 3.0192 | 5.0164 | 5.3861 | 4.4187 | 1.3275e-05
3745 | 2.3479e-06 | 0.00012635 | 0 | 3.2545 | 3.4133 | 3.0192 | 4.9788 | 5.3861 | 4.4187 | 1.5078e-05
3746 | 2.8035e-06 | 0.00012728 | 0 | 3.2408 | 3.4133 | 3.0192 | 4.9448 | 5.3861 | 4.4187 | 1.1472e-05
3747 | 4.928e-06 | 0.00012744 | 0.00021658 | 3.2089 | 3.4133 | 3.0192 | 4.8663 | 5.3861 | 4.4187 | 1.5733e-05
3748 | 6.6309e-06 | 0.00012745 | 0.0025027 | 3.2053 | 3.416 | 3.0192 | 4.8574 | 5.3934 | 4.4187 | 1.0817e-05
3749 | 2.1807e-05 | 0.00012744 | 0.0090242 | 3.2989 | 3.416 | 3.0192 | 5.09 | 5.3934 | 4.4187 | 1.4422e-05
3750 | 2.1225e-05 | 0.00012743 | 0.022813 | 3.4325 | 3.416 | 3.0192 | 5.4372 | 5.3934 | 4.4187 | 1.0653e-05
3751 | 1.487e-05 | 0.00012737 | 0.033714 | 3.5224 | 3.416 | 3.0192 | 5.6813 | 5.3934 | 4.4187 | 0.00058361
3752 | 1.2299e-05 | 0.00012668 | 0.045265 | 3.6079 | 3.4174 | 3.0192 | 5.9218 | 5.397 | 4.4187 | 7.1128e-05
3753 | 1.1167e-05 | 0.00012429 | 0.053351 | 3.7187 | 3.4188 | 3.0192 | 6.2466 | 5.4007 | 4.4187 | 8.2928e-05
3754 | 8.0406e-06 | 0.00012266 | 0.060859 | 3.792 | 3.4202 | 3.0192 | 6.4697 | 5.4044 | 4.4187 | 9.4072e-05
3755 | 1.4513e-05 | 0.00012441 | 0.070245 | 3.8593 | 3.4202 | 3.0192 | 6.6811 | 5.4044 | 4.4187 | 7.965e-05
3756 | 1.9398e-05 | 0.00011828 | 0.066563 | 3.9291 | 3.4202 | 3.0192 | 6.9069 | 5.4044 | 4.4187 | 0.00020535
3757 | 2.8194e-05 | 0.00011362 | 0.076453 | 3.964 | 3.4202 | 3.0192 | 7.0225 | 5.4044 | 4.4187 | 8.8992e-05
3758 | 2.0657e-05 | 0.00011268 | 0.06317 | 4.0052 | 3.4216 | 3.0192 | 7.1612 | 5.408 | 4.4187 | 7.588e-05
3759 | 1.458e-05 | 0.00010898 | 0.048009 | 4.0358 | 3.4216 | 3.0192 | 7.2657 | 5.408 | 4.4187 | 7.4405e-05
3760 | 2.228e-05 | 0.00011006 | 0.031693 | 3.9092 | 3.4216 | 3.0192 | 6.8417 | 5.408 | 4.4187 | 7.2603e-05
3761 | 1.6283e-05 | 0.0001149 | 0.018482 | 3.7583 | 3.4229 | 3.0192 | 6.3663 | 5.4117 | 4.4187 | 6.2442e-05
3762 | 1.509e-05 | 0.00011645 | 0.0091686 | 3.6752 | 3.4229 | 3.0192 | 6.1172 | 5.4117 | 4.4187 | 0.00021781
3763 | 2.7457e-05 | 0.00011592 | 0.0023102 | 3.5865 | 3.4257 | 3.0192 | 5.8609 | 5.4191 | 4.4187 | 0.00027238
3764 | 2.4865e-05 | 0.00011841 | 0 | 3.5195 | 3.4257 | 3.0192 | 5.6732 | 5.4191 | 4.4187 | 0.00024977
3765 | 3.5499e-05 | 0.00011145 | 0 | 3.4591 | 3.4257 | 3.0192 | 5.5086 | 5.4191 | 4.4187 | 0.00022076
3766 | 2.6427e-05 | 0.00011665 | 0 | 3.4284 | 3.4257 | 3.0192 | 5.4261 | 5.4191 | 4.4187 | 1.0161e-05
3767 | 2.6911e-05 | 0.00012126 | 0 | 3.4077 | 3.4257 | 3.0192 | 5.3712 | 5.4191 | 4.4187 | 1.2292e-05
3768 | 3.0325e-05 | 0.00012378 | 0 | 3.3859 | 3.4271 | 3.0192 | 5.314 | 5.4228 | 4.4187 | 1.2456e-05
3769 | 3.3186e-05 | 0.00012616 | 0 | 3.3524 | 3.4271 | 3.0192 | 5.2269 | 5.4228 | 4.4187 | 1.2292e-05
3770 | 3.6982e-05 | 0.00012709 | 0 | 3.3405 | 3.4271 | 3.0192 | 5.1962 | 5.4228 | 4.4187 | 1.2947e-05
3771 | 3.8893e-05 | 0.00012725 | 0.00014439 | 3.3027 | 3.4271 | 3.0192 | 5.0998 | 5.4228 | 4.4187 | 1.0981e-05
3772 | 3.6836e-05 | 0.00012726 | 0.00283 | 3.2899 | 3.4285 | 3.0192 | 5.0674 | 5.4265 | 4.4187 | 2.1961e-05
3773 | 4.3787e-05 | 0.00012725 | 0.010973 | 3.3105 | 3.4285 | 3.0192 | 5.1195 | 5.4265 | 4.4187 | 1.0489e-05
3774 | 4.7962e-05 | 0.00012725 | 0.030755 | 3.3859 | 3.4313 | 3.0192 | 5.314 | 5.4339 | 4.4187 | 1.3931e-05
3775 | 3.5737e-05 | 0.00012718 | 0.045554 | 3.4691 | 3.4313 | 3.0192 | 5.5353 | 5.4339 | 4.4187 | 0.00059442
3776 | 1.4612e-05 | 0.0001265 | 0.058621 | 3.546 | 3.4313 | 3.0192 | 5.7468 | 5.4339 | 4.4187 | 7.0964e-05
3777 | 1.4212e-05 | 0.00012411 | 0.075082 | 3.6218 | 3.4313 | 3.0192 | 5.9617 | 5.4339 | 4.4187 | 6.2442e-05
3778 | 1.1306e-05 | 0.00012248 | 0.071327 | 3.6609 | 3.4299 | 3.0192 | 6.0753 | 5.4302 | 4.4187 | 0.00010866
3779 | 1.6479e-05 | 0.0001242 | 0.087788 | 3.7368 | 3.4327 | 3.0192 | 6.3009 | 5.4376 | 4.4187 | 0.00010194
3780 | 2.2525e-05 | 0.0001181 | 0.078763 | 3.8039 | 3.4341 | 3.0192 | 6.5066 | 5.4413 | 4.4187 | 0.00021928
3781 | 2.192e-05 | 0.00011343 | 0.063531 | 3.8664 | 3.4341 | 3.0192 | 6.7036 | 5.4413 | 4.4187 | 8.5058e-05
3782 | 2.2219e-05 | 0.00011249 | 0.060859 | 3.8314 | 3.4341 | 3.0192 | 6.5927 | 5.4413 | 4.4187 | 7.4242e-05
3783 | 2.4042e-05 | 0.0001088 | 0.049814 | 3.7483 | 3.4341 | 3.0192 | 6.336 | 5.4413 | 4.4187 | 7.5717e-05
3784 | 1.1041e-05 | 0.00010988 | 0.039634 | 3.709 | 3.4341 | 3.0192 | 6.2174 | 5.4413 | 4.4187 | 8.8336e-05
3785 | 1.8219e-05 | 0.00011471 | 0.026279 | 3.6436 | 3.4355 | 3.0192 | 6.0248 | 5.445 | 4.4187 | 7.2439e-05
3786 | 1.1962e-05 | 0.00011626 | 0.0092408 | 3.588 | 3.4355 | 3.0192 | 5.8652 | 5.445 | 4.4187 | 0.00022879
3787 | 1.2881e-05 | 0.00011573 | 0.0022524 | 3.5356 | 3.4382 | 3.0192 | 5.718 | 5.4525 | 4.4187 | 0.00023059
3788 | 2.1459e-05 | 0.00011822 | 9.6258e-05 | 3.4479 | 3.4382 | 3.0192 | 5.4783 | 5.4525 | 4.4187 | 0.0002301
3789 | 1.9706e-05 | 0.00011127 | 0 | 3.3805 | 3.4369 | 3.0192 | 5.2998 | 5.4488 | 4.4187 | 0.00023043
3790 | 1.4436e-05 | 0.00011646 | 0 | 3.3287 | 3.4369 | 3.0192 | 5.1659 | 5.4488 | 4.4187 | 1.4094e-05
3791 | 1.6663e-05 | 0.00012107 | 0 | 3.3431 | 3.4369 | 3.0192 | 5.203 | 5.4488 | 4.4187 | 1.2292e-05
3792 | 2.8014e-05 | 0.00012359 | 0 | 3.3366 | 3.4382 | 3.0192 | 5.1861 | 5.4525 | 4.4187 | 3.0156e-05
3793 | 3.1112e-05 | 0.00012597 | 0 | 3.3339 | 3.4382 | 3.0192 | 5.1793 | 5.4525 | 4.4187 | 2.36e-05
3794 | 3.3981e-05 | 0.00012691 | 0 | 3.2861 | 3.4396 | 3.0192 | 5.0578 | 5.4562 | 4.4187 | 3.6219e-05
3795 | 3.5052e-05 | 0.00012707 | 0.00021658 | 3.2646 | 3.4396 | 3.0192 | 5.0038 | 5.4562 | 4.4187 | 2.4419e-05
3796 | 3.5564e-05 | 0.00012708 | 0.002599 | 3.2925 | 3.4396 | 3.0192 | 5.0738 | 5.4562 | 4.4187 | 1.9175e-05
3797 | 4.6366e-05 | 0.00012707 | 0.010252 | 3.3577 | 3.4382 | 3.0192 | 5.2406 | 5.4525 | 4.4187 | 1.2128e-05
3798 | 4.6046e-05 | 0.00012706 | 0.027 | 3.4008 | 3.4382 | 3.0192 | 5.3532 | 5.4525 | 4.4187 | 2.4256e-05
3799 | 5.2157e-05 | 0.00012691 | 0.037469 | 3.4634 | 3.4396 | 3.0192 | 5.52 | 5.4562 | 4.4187 | 0.00053297
3800 | 2.1378e-05 | 0.00012632 | 0.042161 | 3.5239 | 3.441 | 3.0192 | 5.6853 | 5.46 | 4.4187 | 0.00054919
3801 | 1.5336e-05 | 0.00012393 | 0.046998 | 3.6218 | 3.4424 | 3.0192 | 5.9617 | 5.4637 | 4.4187 | 8.7517e-05
3802 | 2.0783e-05 | 0.0001223 | 0.062375 | 3.7073 | 3.4424 | 3.0192 | 6.2126 | 5.4637 | 4.4187 | 7.1128e-05
3803 | 1.8732e-05 | 0.00012399 | 0.072194 | 3.7801 | 3.4424 | 3.0192 | 6.4331 | 5.4637 | 4.4187 | 7.7355e-05
3804 | 2.0407e-05 | 0.00011796 | 0.07075 | 3.8314 | 3.4424 | 3.0192 | 6.5927 | 5.4637 | 4.4187 | 9.5219e-05
3805 | 2.0905e-05 | 0.00011324 | 0.067862 | 3.8523 | 3.4424 | 3.0192 | 6.6588 | 5.4637 | 4.4187 | 0.00010292
3806 | 3.7447e-05 | 0.00011231 | 0.056167 | 3.8734 | 3.441 | 3.0192 | 6.7262 | 5.46 | 4.4187 | 8.4894e-05
3807 | 2.0703e-05 | 0.00010863 | 0.049958 | 3.8107 | 3.4424 | 3.0192 | 6.5279 | 5.4637 | 4.4187 | 0.00028074
3808 | 1.089e-05 | 0.0001097 | 0.042017 | 3.8056 | 3.4424 | 3.0192 | 6.5119 | 5.4637 | 4.4187 | 0.00026107
3809 | 1.3313e-05 | 0.00011452 | 0.027939 | 3.7717 | 3.4438 | 3.0192 | 6.4073 | 5.4675 | 4.4187 | 4.3758e-05
3810 | 2.6774e-05 | 0.00011607 | 0.009674 | 3.7057 | 3.4438 | 3.0192 | 6.2077 | 5.4675 | 4.4187 | 4.7036e-05
3811 | 2.7779e-05 | 0.00011555 | 0.0032728 | 3.6389 | 3.4438 | 3.0192 | 6.0111 | 5.4675 | 4.4187 | 5.2936e-05
3812 | 3.2484e-05 | 0.00011796 | 0.00017327 | 3.5093 | 3.4438 | 3.0192 | 5.6451 | 5.4675 | 4.4187 | 0.00016291
3813 | 2.8891e-05 | 0.00011109 | 0 | 3.4159 | 3.4424 | 3.0192 | 5.393 | 5.4637 | 4.4187 | 0.00013865
3814 | 2.1921e-05 | 0.00011627 | 0 | 3.3511 | 3.4424 | 3.0192 | 5.2234 | 5.4637 | 4.4187 | 0.00016241
3815 | 2.0807e-05 | 0.00012088 | 0 | 3.3027 | 3.4424 | 3.0192 | 5.0998 | 5.4637 | 4.4187 | 2.2289e-05
3816 | 2.3201e-05 | 0.0001234 | 0 | 3.2797 | 3.4424 | 3.0192 | 5.0418 | 5.4637 | 4.4187 | 1.4586e-05
3817 | 2.3479e-05 | 0.00012578 | 0 | 3.2273 | 3.4424 | 3.0192 | 4.9113 | 5.4637 | 4.4187 | 1.9011e-05
3818 | 2.4712e-05 | 0.00012672 | 0 | 3.2005 | 3.4424 | 3.0192 | 4.8456 | 5.4637 | 4.4187 | 3.245e-05
3819 | 2.5975e-05 | 0.00012688 | 0.00028878 | 3.18 | 3.4438 | 3.0192 | 4.7961 | 5.4675 | 4.4187 | 2.2781e-05
3820 | 3.0497e-05 | 0.00012689 | 0.0032728 | 3.1944 | 3.4452 | 3.0192 | 4.831 | 5.4712 | 4.4187 | 3.1631e-05
3821 | 3.1965e-05 | 0.00012686 | 0.012345 | 3.317 | 3.4452 | 3.0192 | 5.136 | 5.4712 | 4.4187 | 1.7536e-05
3822 | 3.7049e-05 | 0.0001268 | 0.031549 | 3.4479 | 3.4452 | 3.0192 | 5.4783 | 5.4712 | 4.4187 | 1.9994e-05
3823 | 3.9612e-05 | 0.00012667 | 0.044327 | 3.5445 | 3.4452 | 3.0192 | 5.7427 | 5.4712 | 4.4187 | 0.00052543
3824 | 3.7548e-05 | 0.00012608 | 0.057899 | 3.6499 | 3.4438 | 3.0192 | 6.043 | 5.4675 | 4.4187 | 0.0005464
3825 | 1.3229e-05 | 0.00012371 | 0.069523 | 3.7236 | 3.4438 | 3.0192 | 6.2613 | 5.4675 | 4.4187 | 8.3092e-05
3826 | 2.5707e-05 | 0.00012211 | 0.079269 | 3.7734 | 3.4438 | 3.0192 | 6.4124 | 5.4675 | 4.4187 | 7.9158e-05
3827 | 1.8934e-05 | 0.00012378 | 0.075876 | 3.893 | 3.4438 | 3.0192 | 6.7892 | 5.4675 | 4.4187 | 7.1128e-05
3828 | 2.2671e-05 | 0.00011778 | 0.061292 | 3.9677 | 3.4452 | 3.0192 | 7.0348 | 5.4712 | 4.4187 | 9.1942e-05
3829 | 2.9346e-05 | 0.00011305 | 0.061798 | 4.0262 | 3.4452 | 3.0192 | 7.2327 | 5.4712 | 4.4187 | 8.5222e-05
3830 | 2.3179e-05 | 0.00011213 | 0.052557 | 4.0531 | 3.4467 | 3.0192 | 7.3257 | 5.475 | 4.4187 | 8.2436e-05
3831 | 1.4087e-05 | 0.00010846 | 0.033642 | 4.1322 | 3.4481 | 3.0192 | 7.6053 | 5.4788 | 4.4187 | 0.0002773
3832 | 1.1537e-05 | 0.00010951 | 0.030682 | 3.9883 | 3.4481 | 3.0192 | 7.1038 | 5.4788 | 4.4187 | 0.00031221
3833 | 9.5918e-06 | 0.00011432 | 0.017976 | 3.9273 | 3.4467 | 3.0192 | 6.9009 | 5.475 | 4.4187 | 3.2778e-05
3834 | 8.5887e-06 | 0.00011589 | 0.0067862 | 3.8681 | 3.4467 | 3.0192 | 6.7092 | 5.475 | 4.4187 | 4.5397e-05
3835 | 1.5417e-05 | 0.00011537 | 0.0024546 | 3.7583 | 3.4467 | 3.0192 | 6.3663 | 5.475 | 4.4187 | 3.6547e-05
3836 | 2.0125e-05 | 0.00011777 | 0 | 3.5609 | 3.4467 | 3.0192 | 5.7885 | 5.475 | 4.4187 | 0.00018782
3837 | 1.8737e-05 | 0.00011091 | 0 | 3.4676 | 3.4467 | 3.0192 | 5.5315 | 5.475 | 4.4187 | 0.00018257
3838 | 1.0157e-05 | 0.00011608 | 0 | 3.4242 | 3.4481 | 3.0192 | 5.415 | 5.4788 | 4.4187 | 0.00016356
3839 | 1.118e-05 | 0.00012067 | 0 | 3.4173 | 3.4481 | 3.0192 | 5.3967 | 5.4788 | 4.4187 | 3.4581e-05
3840 | 2.4689e-05 | 0.0001232 | 0 | 3.3899 | 3.4481 | 3.0192 | 5.3246 | 5.4788 | 4.4187 | 1.9831e-05
3841 | 3.2602e-05 | 0.00012554 | 0 | 3.3684 | 3.4481 | 3.0192 | 5.2683 | 5.4788 | 4.4187 | 2.0322e-05
3842 | 3.8424e-05 | 0.00012643 | 0 | 3.3339 | 3.4495 | 3.0192 | 5.1793 | 5.4825 | 4.4187 | 1.4586e-05
3843 | 4.1598e-05 | 0.00012654 | 0.00014439 | 3.3092 | 3.4495 | 3.0192 | 5.1162 | 5.4825 | 4.4187 | 1.7044e-05
3844 | 4.3528e-05 | 0.00012646 | 0.0024257 | 3.3027 | 3.4495 | 3.0192 | 5.0998 | 5.4825 | 4.4187 | 2.36e-05
3845 | 6.3115e-05 | 0.00012631 | 0.0088798 | 3.3235 | 3.4495 | 3.0192 | 5.1525 | 5.4825 | 4.4187 | 2.9828e-05
3846 | 4.6949e-05 | 0.00012606 | 0.017615 | 3.4036 | 3.4509 | 3.0192 | 5.3604 | 5.4863 | 4.4187 | 2.4092e-05
3847 | 7.3028e-05 | 0.00012611 | 0.03126 | 3.4719 | 3.4523 | 3.0192 | 5.543 | 5.4901 | 4.4187 | 0.00054788
3848 | 2.1365e-05 | 0.00012556 | 0.043605 | 3.5371 | 3.4509 | 3.0192 | 5.7221 | 5.4863 | 4.4187 | 0.00058279
3849 | 1.4452e-05 | 0.00012338 | 0.056095 | 3.6546 | 3.4509 | 3.0192 | 6.0568 | 5.4863 | 4.4187 | 8.9647e-05
3850 | 2.2269e-05 | 0.00012192 | 0.060787 | 3.7567 | 3.4523 | 3.0192 | 6.3613 | 5.4901 | 4.4187 | 8.6042e-05
3851 | 2.3939e-05 | 0.00012358 | 0.067718 | 3.8948 | 3.4523 | 3.0192 | 6.795 | 5.4901 | 4.4187 | 6.6539e-05
3852 | 2.1188e-05 | 0.0001176 | 0.057177 | 3.9074 | 3.4537 | 3.0192 | 6.8358 | 5.4939 | 4.4187 | 7.1783e-05
3853 | 2.389e-05 | 0.00011287 | 0.062159 | 3.9456 | 3.4537 | 3.0192 | 6.9611 | 5.4939 | 4.4187 | 7.1455e-05
3854 | 2.0374e-05 | 0.00011191 | 0.055878 | 3.9715 | 3.4537 | 3.0192 | 7.0473 | 5.4939 | 4.4187 | 9.1286e-05
3855 | 1.445e-05 | 0.00010829 | 0.042306 | 3.9715 | 3.4537 | 3.0192 | 7.0473 | 5.4939 | 4.4187 | 0.00023829
3856 | 1.1043e-05 | 0.00010933 | 0.031332 | 4.0071 | 3.4537 | 3.0192 | 7.1677 | 5.4939 | 4.4187 | 0.00030451
3857 | 1.2065e-05 | 0.00011414 | 0.021514 | 3.9827 | 3.4551 | 3.0192 | 7.0849 | 5.4977 | 4.4187 | 4.9822e-05
3858 | 1.0371e-05 | 0.0001157 | 0.0076525 | 3.9364 | 3.4565 | 3.0192 | 6.9309 | 5.5015 | 4.4187 | 3.3269e-05
3859 | 1.1143e-05 | 0.00011518 | 0.0020214 | 3.8107 | 3.4565 | 3.0192 | 6.5279 | 5.5015 | 4.4187 | 4.9167e-05
3860 | 2.7434e-05 | 0.00011764 | 0.00014439 | 3.6156 | 3.4565 | 3.0192 | 5.9439 | 5.5015 | 4.4187 | 0.00017274
3861 | 2.1012e-05 | 0.00011071 | 0 | 3.5669 | 3.4565 | 3.0192 | 5.8054 | 5.5015 | 4.4187 | 0.00018274
3862 | 9.3528e-06 | 0.00011577 | 0 | 3.4733 | 3.4579 | 3.0192 | 5.5469 | 5.5053 | 4.4187 | 0.00015324
3863 | 6.9648e-06 | 0.00012022 | 0 | 3.4145 | 3.4579 | 3.0192 | 5.3894 | 5.5053 | 4.4187 | 1.9503e-05
3864 | 7.9009e-06 | 0.00012256 | 0 | 3.3564 | 3.4579 | 3.0192 | 5.2372 | 5.5053 | 4.4187 | 1.0325e-05
3865 | 7.4812e-06 | 0.00012458 | 0 | 3.3657 | 3.4579 | 3.0192 | 5.2614 | 5.5053 | 4.4187 | 1.0161e-05
3866 | 7.8775e-06 | 0.00012534 | 0 | 3.3235 | 3.4607 | 3.0192 | 5.1525 | 5.5129 | 4.4187 | 9.1778e-06
3867 | 9.9824e-06 | 0.00012181 | 0.00021658 | 3.2886 | 3.4607 | 3.0192 | 5.0642 | 5.5129 | 4.4187 | 1.2947e-05
3868 | 1.4799e-05 | 0.00012156 | 0.0026952 | 3.2797 | 3.4607 | 3.0192 | 5.0418 | 5.5129 | 4.4187 | 1.1636e-05
3869 | 1.9289e-05 | 0.00011396 | 0.0079124 | 3.3248 | 3.4622 | 3.0192 | 5.1559 | 5.5167 | 4.4187 | 8.5222e-06
3870 | 2.3048e-05 | 0.0001115 | 0.020286 | 3.4242 | 3.4622 | 3.0192 | 5.415 | 5.5167 | 4.4187 | 1.5242e-05
3871 | 4.6946e-05 | 0.00010428 | 0.02996 | 3.5356 | 3.4622 | 3.0192 | 5.718 | 5.5167 | 4.4187 | 0.00053641
3872 | 2.4342e-05 | 0.00011425 | 0.035866 | 3.6249 | 3.4622 | 3.0192 | 5.9706 | 5.5167 | 4.4187 | 7.293e-05
3873 | 1.8416e-05 | 0.00011814 | 0.049741 | 3.7187 | 3.4622 | 3.0192 | 6.2466 | 5.5167 | 4.4187 | 6.6539e-05
3874 | 9.5573e-06 | 0.0001181 | 0.060643 | 3.8488 | 3.4636 | 3.0192 | 6.6477 | 5.5205 | 4.4187 | 7.7028e-05
3875 | 1.7149e-05 | 0.00012233 | 0.070317 | 3.92 | 3.465 | 3.0192 | 6.8771 | 5.5244 | 4.4187 | 8.9647e-05
3876 | 2.0717e-05 | 0.00011699 | 0.084828 | 3.9603 | 3.465 | 3.0192 | 7.0101 | 5.5244 | 4.4187 | 0.00017274
3877 | 2.8612e-05 | 0.00011255 | 0.075154 | 4.0377 | 3.465 | 3.0192 | 7.2723 | 5.5244 | 4.4187 | 9.653e-05
3878 | 2.052e-05 | 0.00011167 | 0.07371 | 3.9566 | 3.465 | 3.0192 | 6.9978 | 5.5244 | 4.4187 | 9.7022e-05
3879 | 1.6018e-05 | 0.00010799 | 0.050969 | 3.9771 | 3.4664 | 3.0192 | 7.066 | 5.5282 | 4.4187 | 0.00010177
3880 | 1.1577e-05 | 0.00010881 | 0.030394 | 3.911 | 3.4664 | 3.0192 | 6.8475 | 5.5282 | 4.4187 | 6.49e-05
3881 | 2.3773e-05 | 0.00011361 | 0.024618 | 3.9182 | 3.4664 | 3.0192 | 6.8711 | 5.5282 | 4.4187 | 7.1292e-05
3882 | 9.1246e-06 | 0.0001152 | 0.010324 | 3.8331 | 3.4678 | 3.0192 | 6.5982 | 5.5321 | 4.4187 | 0.0002342
3883 | 1.1741e-05 | 0.00011429 | 0.0024835 | 3.7384 | 3.4693 | 3.0192 | 6.3059 | 5.5359 | 4.4187 | 0.00023633
3884 | 2.054e-05 | 0.00011708 | 0 | 3.5744 | 3.4707 | 3.0192 | 5.8266 | 5.5397 | 4.4187 | 0.00021535
3885 | 1.8273e-05 | 0.00010939 | 0 | 3.4662 | 3.4707 | 3.0192 | 5.5277 | 5.5397 | 4.4187 | 0.00021519
3886 | 7.1936e-06 | 0.00011437 | 0 | 3.3913 | 3.4707 | 3.0192 | 5.3282 | 5.5397 | 4.4187 | 1.2456e-05
3887 | 5.8787e-06 | 0.00011566 | 0 | 3.3644 | 3.4707 | 3.0192 | 5.2579 | 5.5397 | 4.4187 | 9.9972e-06
3888 | 8.5958e-06 | 0.00011622 | 0 | 3.317 | 3.4707 | 3.0192 | 5.136 | 5.5397 | 4.4187 | 9.5055e-06
3889 | 1.1573e-05 | 0.00011439 | 0 | 3.3131 | 3.4707 | 3.0192 | 5.126 | 5.5397 | 4.4187 | 2.1633e-05
3890 | 1.8527e-05 | 0.00011033 | 0 | 3.3157 | 3.4721 | 3.0192 | 5.1326 | 5.5436 | 4.4187 | 1.475e-05
3891 | 2.8611e-05 | 0.00010872 | 0.00021658 | 3.2899 | 3.4721 | 3.0192 | 5.0674 | 5.5436 | 4.4187 | 7.8667e-06
3892 | 3.6276e-05 | 0.00010881 | 0.0028878 | 3.3015 | 3.4735 | 3.0192 | 5.0966 | 5.5475 | 4.4187 | 1.2456e-05
3893 | 3.812e-05 | 0.00010974 | 0.009674 | 3.3577 | 3.4735 | 3.0192 | 5.2406 | 5.5475 | 4.4187 | 1.5897e-05
3894 | 4.1189e-05 | 0.0001098 | 0.021153 | 3.4437 | 3.475 | 3.0192 | 5.467 | 5.5513 | 4.4187 | 1.3931e-05
3895 | 4.916e-05 | 0.00010722 | 0.031404 | 3.5475 | 3.475 | 3.0192 | 5.751 | 5.5513 | 4.4187 | 0.00059606
3896 | 1.9348e-05 | 0.0001004 | 0.044616 | 3.6736 | 3.475 | 3.0192 | 6.1125 | 5.5513 | 4.4187 | 7.7847e-05
3897 | 8.9798e-06 | 0.00010919 | 0.048586 | 3.7567 | 3.475 | 3.0192 | 6.3613 | 5.5513 | 4.4187 | 5.6705e-05
3898 | 7.044e-06 | 0.00011455 | 0.058766 | 3.8279 | 3.4778 | 3.0192 | 6.5818 | 5.5591 | 4.4187 | 9.7678e-05
3899 | 1.8867e-05 | 0.00011806 | 0.054795 | 3.8418 | 3.4778 | 3.0192 | 6.6256 | 5.5591 | 4.4187 | 6.0967e-05
3900 | 2.67e-05 | 0.00011612 | 0.047937 | 3.9346 | 3.4792 | 3.0192 | 6.9249 | 5.563 | 4.4187 | 0.00018306
3901 | 2.5795e-05 | 0.00011227 | 0.057177 | 3.9622 | 3.4792 | 3.0192 | 7.0163 | 5.563 | 4.4187 | 9.1286e-05
3902 | 2.1118e-05 | 0.00011152 | 0.049814 | 3.9808 | 3.4792 | 3.0192 | 7.0786 | 5.563 | 4.4187 | 8.0305e-05
3903 | 1.5758e-05 | 0.00010776 | 0.033094 | 4.03 | 3.4792 | 3.0192 | 7.2458 | 5.563 | 4.4187 | 8.2436e-05
3904 | 1.3565e-05 | 0.00010808 | 0.022524 | 4.0262 | 3.4792 | 3.0192 | 7.2327 | 5.563 | 4.4187 | 7.4733e-05
3905 | 2.6561e-05 | 0.00011317 | 0.016677 | 4.0205 | 3.4807 | 3.0192 | 7.2131 | 5.5669 | 4.4187 | 7.1947e-05
3906 | 1.4145e-05 | 0.00011484 | 0.009674 | 3.9659 | 3.4821 | 3.0192 | 7.0286 | 5.5708 | 4.4187 | 0.00021174
3907 | 1.1483e-05 | 0.00011473 | 0.002984 | 3.8159 | 3.4835 | 3.0192 | 6.544 | 5.5747 | 4.4187 | 0.00021896
3908 | 2.1488e-05 | 0.00011639 | 7.2194e-05 | 3.5956 | 3.4835 | 3.0192 | 5.8868 | 5.5747 | 4.4187 | 0.00022076
3909 | 2.225e-05 | 0.00011113 | 0 | 3.4676 | 3.4835 | 3.0192 | 5.5315 | 5.5747 | 4.4187 | 0.00023223
3910 | 1.3514e-05 | 0.00011288 | 0 | 3.4077 | 3.4835 | 3.0192 | 5.3712 | 5.5747 | 4.4187 | 1.2292e-05
3911 | 1.3587e-05 | 0.00011172 | 0 | 3.3352 | 3.4835 | 3.0192 | 5.1827 | 5.5747 | 4.4187 | 1.0489e-05
3912 | 2.0288e-05 | 0.00010952 | 0 | 3.2989 | 3.485 | 3.0192 | 5.09 | 5.5786 | 4.4187 | 9.5055e-06
3913 | 3.2414e-05 | 0.00010965 | 0 | 3.2646 | 3.4879 | 3.0192 | 5.0038 | 5.5864 | 4.4187 | 5.9e-06
3914 | 4.2829e-05 | 0.00010901 | 0 | 3.3053 | 3.4879 | 3.0192 | 5.1063 | 5.5864 | 4.4187 | 1.5078e-05
3915 | 5.1572e-05 | 0.00010974 | 0.00014439 | 3.3144 | 3.4879 | 3.0192 | 5.1293 | 5.5864 | 4.4187 | 1.1144e-05
3916 | 5.4123e-05 | 0.00010979 | 0.0023824 | 3.3118 | 3.4893 | 3.0192 | 5.1227 | 5.5903 | 4.4187 | 1.9503e-05
3917 | 5.0554e-05 | 0.00010955 | 0.0071472 | 3.3832 | 3.4893 | 3.0192 | 5.3069 | 5.5903 | 4.4187 | 7.7028e-06
3918 | 6.1309e-05 | 0.0001096 | 0.015955 | 3.5049 | 3.4893 | 3.0192 | 5.6331 | 5.5903 | 4.4187 | 1.5078e-05
3919 | 3.2793e-05 | 0.00010664 | 0.028661 | 3.6156 | 3.4893 | 3.0192 | 5.9439 | 5.5903 | 4.4187 | 0.00058361
3920 | 1.3122e-05 | 0.00010672 | 0.041728 | 3.7025 | 3.4907 | 3.0192 | 6.1981 | 5.5942 | 4.4187 | 8.5222e-05
3921 | 1.1965e-05 | 0.00010774 | 0.052701 | 3.8107 | 3.4907 | 3.0192 | 6.5279 | 5.5942 | 4.4187 | 9.2433e-05
3922 | 1.0426e-05 | 0.00010672 | 0.071833 | 3.8984 | 3.4922 | 3.0192 | 6.8066 | 5.5982 | 4.4187 | 7.9486e-05
3923 | 1.5823e-05 | 0.0001115 | 0.082012 | 3.9328 | 3.4936 | 3.0192 | 6.9188 | 5.6021 | 4.4187 | 7.9814e-05
3924 | 2.7471e-05 | 0.00010747 | 0.075154 | 3.9789 | 3.4936 | 3.0192 | 7.0723 | 5.6021 | 4.4187 | 0.00017798
3925 | 2.5773e-05 | 0.00010979 | 0.064469 | 4.0551 | 3.4951 | 3.0192 | 7.3325 | 5.6061 | 4.4187 | 7.4078e-05
3926 | 2.2293e-05 | 0.00010911 | 0.055878 | 4.0982 | 3.4951 | 3.0192 | 7.4839 | 5.6061 | 4.4187 | 8.2928e-05
3927 | 1.6748e-05 | 0.00010689 | 0.040573 | 4.1122 | 3.4951 | 3.0192 | 7.5334 | 5.6061 | 4.4187 | 7.2603e-05
3928 | 3.0766e-05 | 0.00010752 | 0.025196 | 4.0864 | 3.4951 | 3.0192 | 7.442 | 5.6061 | 4.4187 | 7.8994e-05
3929 | 1.2051e-05 | 0.0001128 | 0.019348 | 4.0531 | 3.4951 | 3.0192 | 7.3257 | 5.6061 | 4.4187 | 7.2111e-05
3930 | 8.7243e-06 | 0.00011482 | 0.007436 | 3.9677 | 3.4965 | 3.0192 | 7.0348 | 5.61 | 4.4187 | 0.00023387
3931 | 1.4595e-05 | 0.00011392 | 0.0025268 | 3.8193 | 3.4979 | 3.0192 | 6.5548 | 5.614 | 4.4187 | 0.0002555
3932 | 2.4722e-05 | 0.00011677 | 0.00014439 | 3.6295 | 3.4994 | 3.0192 | 5.9841 | 5.6179 | 4.4187 | 0.00023518
3933 | 3.1395e-05 | 0.00011166 | 0 | 3.4905 | 3.4994 | 3.0192 | 5.5936 | 5.6179 | 4.4187 | 0.00024026
3934 | 2.6016e-05 | 0.00011039 | 0 | 3.4339 | 3.4994 | 3.0192 | 5.4409 | 5.6179 | 4.4187 | 1.0161e-05
3935 | 2.3383e-05 | 0.00011106 | 0 | 3.3818 | 3.4994 | 3.0192 | 5.3034 | 5.6179 | 4.4187 | 9.5055e-06
3936 | 3.5817e-05 | 0.00011069 | 0 | 3.2899 | 3.4994 | 3.0192 | 5.0674 | 5.6179 | 4.4187 | 1.1308e-05
3937 | 4.3816e-05 | 0.00010919 | 0 | 3.3105 | 3.5008 | 3.0192 | 5.1195 | 5.6219 | 4.4187 | 1.4914e-05
3938 | 4.612e-05 | 0.00010973 | 0 | 3.2709 | 3.5037 | 3.0192 | 5.0195 | 5.6299 | 4.4187 | 1.4258e-05
3939 | 5.172e-05 | 0.00010943 | 0.00021658 | 3.2175 | 3.5037 | 3.0192 | 4.8872 | 5.6299 | 4.4187 | 6.3917e-06
3940 | 5.5255e-05 | 0.00010935 | 0.0023102 | 3.2458 | 3.5052 | 3.0192 | 4.9571 | 5.6338 | 4.4187 | 1.2128e-05
3941 | 5.2218e-05 | 0.00010907 | 0.0062809 | 3.3235 | 3.5052 | 3.0192 | 5.1525 | 5.6338 | 4.4187 | 4.2611e-06
3942 | 6.3332e-05 | 0.00010971 | 0.014367 | 3.4409 | 3.5052 | 3.0192 | 5.4595 | 5.6338 | 4.4187 | 1.2128e-05
3943 | 4.179e-05 | 0.0001067 | 0.023607 | 3.5239 | 3.5052 | 3.0192 | 5.6853 | 5.6338 | 4.4187 | 0.00051838
3944 | 2.6819e-05 | 0.00010089 | 0.034003 | 3.5926 | 3.5052 | 3.0192 | 5.8782 | 5.6338 | 4.4187 | 5.6869e-05
3945 | 1.8441e-05 | 0.00010544 | 0.035952 | 3.6784 | 3.5081 | 3.0192 | 6.1266 | 5.6418 | 4.4187 | 8.7189e-05
3946 | 1.0479e-05 | 0.00011168 | 0.043966 | 3.7533 | 3.5081 | 3.0192 | 6.3511 | 5.6418 | 4.4187 | 7.4569e-05
3947 | 1.6496e-05 | 0.00011527 | 0.038912 | 3.7401 | 3.511 | 3.0192 | 6.3109 | 5.6498 | 4.4187 | 8.6205e-05
3948 | 2.3736e-05 | 0.000112 | 0.041078 | 3.7971 | 3.511 | 3.0192 | 6.4855 | 5.6498 | 4.4187 | 0.00023534
3949 | 2.7001e-05 | 0.00010945 | 0.033859 | 3.9182 | 3.511 | 3.0192 | 6.8711 | 5.6498 | 4.4187 | 7.4733e-05
3950 | 2.2396e-05 | 0.00010871 | 0.022236 | 3.8787 | 3.5125 | 3.0192 | 6.7433 | 5.6538 | 4.4187 | 7.4405e-05
3951 | 2.4097e-05 | 0.00010555 | 0.023968 | 3.9328 | 3.5139 | 3.0192 | 6.9188 | 5.6579 | 4.4187 | 7.9978e-05
3952 | 1.3493e-05 | 0.00010573 | 0.0099627 | 3.8859 | 3.5139 | 3.0192 | 6.7662 | 5.6579 | 4.4187 | 4.2775e-05
3953 | 1.148e-05 | 0.00011042 | 0.0061798 | 3.8193 | 3.5154 | 3.0192 | 6.5548 | 5.6619 | 4.4187 | 7.2439e-05
3954 | 9.336e-06 | 0.00011246 | 0.0054867 | 3.7351 | 3.5154 | 3.0192 | 6.296 | 5.6619 | 4.4187 | 0.00023354
3955 | 1.483e-05 | 0.00011516 | 0.0015883 | 3.6389 | 3.5168 | 3.0192 | 6.0111 | 5.6659 | 4.4187 | 0.00023452
3956 | 3.7666e-05 | 0.00011609 | 0.00021658 | 3.4862 | 3.5168 | 3.0192 | 5.5818 | 5.6659 | 4.4187 | 0.00022158
3957 | 2.0931e-05 | 0.00010927 | 0 | 3.3832 | 3.5168 | 3.0192 | 5.3069 | 5.6659 | 4.4187 | 0.00020617
3958 | 1.3992e-05 | 0.00010901 | 0 | 3.2989 | 3.5168 | 3.0192 | 5.09 | 5.6659 | 4.4187 | 7.8667e-06
3959 | 1.4161e-05 | 0.0001103 | 0 | 3.2621 | 3.5183 | 3.0192 | 4.9975 | 5.6699 | 4.4187 | 1.0161e-05
3960 | 2.0381e-05 | 0.00010846 | 0 | 3.2017 | 3.5183 | 3.0192 | 4.8486 | 5.6699 | 4.4187 | 1.9994e-05
3961 | 2.8782e-05 | 0.0001089 | 0 | 3.1872 | 3.5198 | 3.0192 | 4.8135 | 5.674 | 4.4187 | 2.8189e-05
3962 | 3.4455e-05 | 0.0001088 | 0 | 3.1599 | 3.5198 | 3.0192 | 4.7475 | 5.674 | 4.4187 | 2.1469e-05
3963 | 3.7855e-05 | 0.00010937 | 0.00028878 | 3.14 | 3.5212 | 3.0192 | 4.6999 | 5.678 | 4.4187 | 2.4419e-05
3964 | 4.3511e-05 | 0.00010889 | 0.002984 | 3.1575 | 3.5212 | 3.0192 | 4.7419 | 5.678 | 4.4187 | 2.1469e-05
3965 | 4.46e-05 | 0.00010923 | 0.011479 | 3.2658 | 3.5212 | 3.0192 | 5.0069 | 5.678 | 4.4187 | 2.36e-05
3966 | 5.9061e-05 | 0.00010908 | 0.027361 | 3.3684 | 3.5212 | 3.0192 | 5.2683 | 5.678 | 4.4187 | 1.3603e-05
3967 | 4.1048e-05 | 0.00010711 | 0.042955 | 3.4507 | 3.5242 | 3.0192 | 5.4858 | 5.6861 | 4.4187 | 0.00056738
3968 | 2.1672e-05 | 0.00010198 | 0.053784 | 3.5401 | 3.5227 | 3.0192 | 5.7303 | 5.6821 | 4.4187 | 0.00057771
3969 | 1.0465e-05 | 0.00010561 | 0.062303 | 3.642 | 3.5227 | 3.0192 | 6.0202 | 5.6821 | 4.4187 | 8.9975e-05
3970 | 1.2312e-05 | 0.00011236 | 0.078114 | 3.6609 | 3.5242 | 3.0192 | 6.0753 | 5.6861 | 4.4187 | 7.7355e-05
3971 | 1.9448e-05 | 0.00011555 | 0.077969 | 3.6816 | 3.5256 | 3.0192 | 6.136 | 5.6902 | 4.4187 | 8.6205e-05
3972 | 1.8996e-05 | 0.00011194 | 0.073132 | 3.7767 | 3.5256 | 3.0192 | 6.4228 | 5.6902 | 4.4187 | 6.5392e-05
3973 | 2.4263e-05 | 0.00010875 | 0.083673 | 3.7784 | 3.5271 | 3.0192 | 6.4279 | 5.6943 | 4.4187 | 9.2433e-05
3974 | 3.006e-05 | 0.00010829 | 0.078186 | 3.8436 | 3.5256 | 3.0192 | 6.6311 | 5.6902 | 4.4187 | 9.9644e-05
3975 | 1.5829e-05 | 0.00010518 | 0.051402 | 3.8699 | 3.5256 | 3.0192 | 6.7149 | 5.6902 | 4.4187 | 0.00022797
3976 | 1.3874e-05 | 0.00010532 | 0.036025 | 3.9002 | 3.5256 | 3.0192 | 6.8124 | 5.6902 | 4.4187 | 0.00028681
3977 | 8.6964e-06 | 0.00011039 | 0.027578 | 3.8841 | 3.5271 | 3.0192 | 6.7604 | 5.6943 | 4.4187 | 4.9003e-05
3978 | 1.6497e-05 | 0.00011252 | 0.011262 | 3.8366 | 3.5271 | 3.0192 | 6.6091 | 5.6943 | 4.4187 | 4.048e-05
3979 | 1.4995e-05 | 0.00011292 | 0.0031043 | 3.7253 | 3.5271 | 3.0192 | 6.2663 | 5.6943 | 4.4187 | 3.4581e-05
3980 | 1.7972e-05 | 0.0001162 | 7.2194e-05 | 3.5136 | 3.5271 | 3.0192 | 5.6571 | 5.6943 | 4.4187 | 0.00016258
3981 | 2.796e-05 | 0.00011088 | 0 | 3.355 | 3.5286 | 3.0192 | 5.2337 | 5.6984 | 4.4187 | 0.00019437
3982 | 1.1825e-05 | 0.00011062 | 0 | 3.3183 | 3.5286 | 3.0192 | 5.1393 | 5.6984 | 4.4187 | 0.0001575
3983 | 1.2391e-05 | 0.00011056 | 0 | 3.2886 | 3.5286 | 3.0192 | 5.0642 | 5.6984 | 4.4187 | 1.8192e-05
3984 | 1.7648e-05 | 0.00010724 | 0 | 3.2772 | 3.5286 | 3.0192 | 5.0354 | 5.6984 | 4.4187 | 1.8028e-05
3985 | 2.1388e-05 | 0.00010906 | 0 | 3.2533 | 3.5286 | 3.0192 | 4.9757 | 5.6984 | 4.4187 | 2.0814e-05
3986 | 2.4861e-05 | 0.00010831 | 0 | 3.2446 | 3.53 | 3.0192 | 4.954 | 5.7024 | 4.4187 | 2.065e-05
3987 | 2.9404e-05 | 0.00010902 | 0.00021658 | 3.2175 | 3.53 | 3.0192 | 4.8872 | 5.7024 | 4.4187 | 2.5567e-05
3988 | 3.5105e-05 | 0.00010862 | 0.0024257 | 3.2595 | 3.53 | 3.0192 | 4.9913 | 5.7024 | 4.4187 | 2.2944e-05
3989 | 5.1022e-05 | 0.00010903 | 0.0072194 | 3.3981 | 3.53 | 3.0192 | 5.346 | 5.7024 | 4.4187 | 1.9831e-05
3990 | 4.3666e-05 | 0.00010894 | 0.018121 | 3.4776 | 3.53 | 3.0192 | 5.5585 | 5.7024 | 4.4187 | 1.7044e-05
3991 | 4.8318e-05 | 0.00010671 | 0.025918 | 3.5835 | 3.53 | 3.0192 | 5.8523 | 5.7024 | 4.4187 | 0.00049986
3992 | 3.0465e-05 | 0.00010623 | 0.041728 | 3.7318 | 3.5315 | 3.0192 | 6.286 | 5.7065 | 4.4187 | 0.00054247
3993 | 1.8782e-05 | 0.00010732 | 0.042883 | 3.8418 | 3.5315 | 3.0192 | 6.6256 | 5.7065 | 4.4187 | 7.883e-05
3994 | 1.5688e-05 | 0.00010612 | 0.055012 | 3.9529 | 3.5315 | 3.0192 | 6.9855 | 5.7065 | 4.4187 | 9.1942e-05
3995 | 2.1143e-05 | 0.00011156 | 0.067934 | 3.9996 | 3.5315 | 3.0192 | 7.142 | 5.7065 | 4.4187 | 6.6047e-05
3996 | 2.1178e-05 | 0.00010966 | 0.063097 | 4.0493 | 3.5315 | 3.0192 | 7.3123 | 5.7065 | 4.4187 | 9.1778e-05
3997 | 2.2093e-05 | 0.00010836 | 0.050969 | 4.1161 | 3.5315 | 3.0192 | 7.5477 | 5.7065 | 4.4187 | 7.5717e-05
3998 | 2.1143e-05 | 0.00010869 | 0.040501 | 4.2123 | 3.5315 | 3.0192 | 7.8992 | 5.7065 | 4.4187 | 6.8833e-05
3999 | 3.2395e-05 | 0.00010685 | 0.03949 | 4.2123 | 3.5315 | 3.0192 | 7.8992 | 5.7065 | 4.4187 | 0.00026452
4000 | 1.168e-05 | 0.00010344 | 0.026351 | 4.2123 | 3.5315 | 3.0192 | 7.8992 | 5.7065 | 4.4187 | 0.0002673
4001 | 9.2361e-06 | 0.00010442 | 0.02007 | 4.1403 | 3.533 | 3.0192 | 7.6344 | 5.7106 | 4.4187 | 2.4419e-05
4002 | 1.1147e-05 | 0.00010848 | 0.010107 | 4.057 | 3.533 | 3.0192 | 7.3392 | 5.7106 | 4.4187 | 3.3761e-05
4003 | 1.2903e-05 | 0.00011701 | 0.0026712 | 3.9038 | 3.533 | 3.0192 | 6.8241 | 5.7106 | 4.4187 | 4.72e-05
4004 | 2.1889e-05 | 0.00010922 | 0.00017327 | 3.6832 | 3.5345 | 3.0192 | 6.1408 | 5.7147 | 4.4187 | 0.00018847
4005 | 2.5493e-05 | 0.00010882 | 0 | 3.5415 | 3.5345 | 3.0192 | 5.7344 | 5.7147 | 4.4187 | 0.00018175
4006 | 1.0712e-05 | 0.00010899 | 0 | 3.4862 | 3.5345 | 3.0192 | 5.5818 | 5.7147 | 4.4187 | 0.00016356
4007 | 1.2062e-05 | 0.00010878 | 0 | 3.4187 | 3.5345 | 3.0192 | 5.4004 | 5.7147 | 4.4187 | 2.1633e-05
4008 | 2.0988e-05 | 0.00010884 | 0 | 3.3845 | 3.5345 | 3.0192 | 5.3104 | 5.7147 | 4.4187 | 6.3917e-06
4009 | 3.1076e-05 | 0.0001089 | 0 | 3.3657 | 3.5345 | 3.0192 | 5.2614 | 5.7147 | 4.4187 | 8.85e-06
4010 | 3.7299e-05 | 0.00010742 | 0 | 3.3497 | 3.5345 | 3.0192 | 5.22 | 5.7147 | 4.4187 | 1.0161e-05
4011 | 4.3116e-05 | 0.00010796 | 0.00021658 | 3.3313 | 3.5345 | 3.0192 | 5.1726 | 5.7147 | 4.4187 | 1.77e-05
4012 | 4.6213e-05 | 0.00010719 | 0.0021658 | 3.3764 | 3.5359 | 3.0192 | 5.2893 | 5.7188 | 4.4187 | 1.5078e-05
4013 | 5.4815e-05 | 0.00010869 | 0.0099627 | 3.4145 | 3.5359 | 3.0192 | 5.3894 | 5.7188 | 4.4187 | 8.3583e-06
4014 | 3.7784e-05 | 0.00010866 | 0.023391 | 3.4776 | 3.5374 | 3.0192 | 5.5585 | 5.7229 | 4.4187 | 7.8667e-06
4015 | 2.2198e-05 | 0.00010715 | 0.040212 | 3.5624 | 3.5374 | 3.0192 | 5.7927 | 5.7229 | 4.4187 | 0.00050969
4016 | 9.9677e-06 | 0.0001066 | 0.050463 | 3.6609 | 3.5374 | 3.0192 | 6.0753 | 5.7229 | 4.4187 | 7.9158e-05
4017 | 4.2241e-06 | 0.00010658 | 0.050536 | 3.7567 | 3.5374 | 3.0192 | 6.3613 | 5.7229 | 4.4187 | 7.3586e-05
4018 | 3.7979e-06 | 0.00010538 | 0.043461 | 3.7533 | 3.5374 | 3.0192 | 6.3511 | 5.7229 | 4.4187 | 8.2436e-05
4019 | 8.0536e-06 | 0.00010831 | 0.046348 | 3.8558 | 3.5374 | 3.0192 | 6.6699 | 5.7229 | 4.4187 | 8.7189e-05
4020 | 9.4241e-06 | 0.00010839 | 0.060137 | 3.9346 | 3.5404 | 3.0192 | 6.9249 | 5.7312 | 4.4187 | 0.0001634
4021 | 1.5396e-05 | 0.00010793 | 0.047287 | 4.0358 | 3.5404 | 3.0192 | 7.2657 | 5.7312 | 4.4187 | 9.4072e-05
4022 | 7.5446e-06 | 0.00010764 | 0.041511 | 4.0687 | 3.5404 | 3.0192 | 7.38 | 5.7312 | 4.4187 | 7.3258e-05
4023 | 7.7355e-06 | 0.00010491 | 0.029238 | 4.0963 | 3.5419 | 3.0192 | 7.4769 | 5.7353 | 4.4187 | 8.4567e-05
4024 | 6.956e-06 | 0.00010435 | 0.019637 | 4.1002 | 3.5419 | 3.0192 | 7.4909 | 5.7353 | 4.4187 | 7.1619e-05
4025 | 2.0017e-05 | 0.00010804 | 0.01581 | 4.0903 | 3.5419 | 3.0192 | 7.4559 | 5.7353 | 4.4187 | 8.0142e-05
4026 | 1.614e-05 | 0.00011077 | 0.008721 | 3.9789 | 3.5419 | 3.0192 | 7.0723 | 5.7353 | 4.4187 | 0.00023698
4027 | 1.7465e-05 | 0.00011654 | 0.0028878 | 3.8505 | 3.5419 | 3.0192 | 6.6532 | 5.7353 | 4.4187 | 0.00020863
4028 | 9.1842e-06 | 0.00011099 | 0.00014439 | 3.7269 | 3.5419 | 3.0192 | 6.2712 | 5.7353 | 4.4187 | 0.00026026
4029 | 1.0323e-05 | 0.0001084 | 0 | 3.6768 | 3.5434 | 3.0192 | 6.1219 | 5.7394 | 4.4187 | 0.0001965
4030 | 4.2352e-06 | 0.00010853 | 0 | 3.6094 | 3.5463 | 3.0192 | 5.9262 | 5.7477 | 4.4187 | 1.4094e-05
4031 | 2.1783e-06 | 0.0001095 | 0 | 3.5594 | 3.5463 | 3.0192 | 5.7843 | 5.7477 | 4.4187 | 1.1144e-05
4032 | 3.441e-06 | 0.00010816 | 0 | 3.4648 | 3.5463 | 3.0192 | 5.5238 | 5.7477 | 4.4187 | 8.6861e-06
4033 | 3.1172e-06 | 0.00010941 | 0 | 3.3818 | 3.5463 | 3.0192 | 5.3034 | 5.7477 | 4.4187 | 1.2292e-05
4034 | 3.7855e-06 | 0.00010736 | 0 | 3.3222 | 3.5463 | 3.0192 | 5.1492 | 5.7477 | 4.4187 | 7.5389e-06
4035 | 5.378e-06 | 0.00010835 | 0.00021658 | 3.2989 | 3.5463 | 3.0192 | 5.09 | 5.7477 | 4.4187 | 1.6225e-05
4036 | 6.4141e-06 | 0.00010656 | 0.0024257 | 3.3222 | 3.5463 | 3.0192 | 5.1492 | 5.7477 | 4.4187 | 1.1636e-05
4037 | 1.4843e-05 | 0.00010856 | 0.0094574 | 3.4606 | 3.5478 | 3.0192 | 5.5124 | 5.7519 | 4.4187 | 8.6861e-06
4038 | 2.7723e-05 | 0.00010736 | 0.021008 | 3.6141 | 3.5493 | 3.0192 | 5.9395 | 5.756 | 4.4187 | 1.8356e-05
4039 | 1.8828e-05 | 0.00010733 | 0.029383 | 3.7122 | 3.5493 | 3.0192 | 6.2271 | 5.756 | 4.4187 | 0.00057492
4040 | 6.3259e-06 | 0.00010297 | 0.038768 | 3.8124 | 3.5493 | 3.0192 | 6.5333 | 5.756 | 4.4187 | 7.6864e-05
4041 | 7.1823e-06 | 0.00010257 | 0.04606 | 3.9038 | 3.5493 | 3.0192 | 6.8241 | 5.756 | 4.4187 | 6.1622e-05
4042 | 9.1735e-06 | 0.00010443 | 0.056239 | 3.9939 | 3.5508 | 3.0192 | 7.1228 | 5.7602 | 4.4187 | 9.2433e-05
4043 | 1.3278e-05 | 0.00011068 | 0.067429 | 4.1022 | 3.5523 | 3.0192 | 7.498 | 5.7644 | 4.4187 | 8.9155e-05
4044 | 2.0743e-05 | 0.00010927 | 0.068007 | 4.1811 | 3.5523 | 3.0192 | 7.7835 | 5.7644 | 4.4187 | 0.00020896
4045 | 2.6247e-05 | 0.00010859 | 0.074721 | 4.2934 | 3.5538 | 3.0192 | 8.2082 | 5.7685 | 4.4187 | 8.4894e-05
4046 | 2.2236e-05 | 0.00010815 | 0.061076 | 4.344 | 3.5538 | 3.0192 | 8.4073 | 5.7685 | 4.4187 | 7.6864e-05
4047 | 1.5025e-05 | 0.00010566 | 0.04245 | 4.38 | 3.5538 | 3.0192 | 8.5516 | 5.7685 | 4.4187 | 7.7519e-05
4048 | 1.2234e-05 | 0.00010601 | 0.027073 | 4.3732 | 3.5538 | 3.0192 | 8.5242 | 5.7685 | 4.4187 | 7.9486e-05
4049 | 1.7628e-05 | 0.00011097 | 0.018337 | 4.3087 | 3.5538 | 3.0192 | 8.2678 | 5.7685 | 4.4187 | 5.8508e-05
4050 | 2.3706e-05 | 0.00011269 | 0.0091686 | 4.2081 | 3.5553 | 3.0192 | 7.8835 | 5.7727 | 4.4187 | 0.0002242
4051 | 2.31e-05 | 0.00011396 | 0.0023824 | 4.0319 | 3.5538 | 3.0192 | 7.2524 | 5.7685 | 4.4187 | 0.00021568
4052 | 1.9621e-05 | 0.00011636 | 0.00014439 | 3.8488 | 3.5538 | 3.0192 | 6.6477 | 5.7685 | 4.4187 | 0.00021092
4053 | 1.5165e-05 | 0.00010922 | 0 | 3.709 | 3.5553 | 3.0192 | 6.2174 | 5.7727 | 4.4187 | 0.00024042
4054 | 5.6049e-06 | 0.00010832 | 0 | 3.6079 | 3.5553 | 3.0192 | 5.9218 | 5.7727 | 4.4187 | 2.7861e-06
4055 | 2.0134e-06 | 0.00010919 | 0 | 3.5356 | 3.5553 | 3.0192 | 5.718 | 5.7727 | 4.4187 | 1.0325e-05
4056 | 2.7791e-06 | 0.00010938 | 0 | 3.5107 | 3.5568 | 3.0192 | 5.6491 | 5.7769 | 4.4187 | 1.6553e-05
4057 | 7.8168e-07 | 0.00010866 | 0 | 3.4719 | 3.5583 | 3.0192 | 5.543 | 5.7811 | 4.4187 | 9.3417e-06
4058 | 8.9619e-07 | 0.00010841 | 0 | 3.4381 | 3.5583 | 3.0192 | 5.4521 | 5.7811 | 4.4187 | 1.0981e-05
4059 | 1.7692e-06 | 0.00010808 | 0.00023102 | 3.3967 | 3.5583 | 3.0192 | 5.3425 | 5.7811 | 4.4187 | 9.1778e-06
4060 | 3.3787e-06 | 0.00010847 | 0.0024257 | 3.4173 | 3.5583 | 3.0192 | 5.3967 | 5.7811 | 4.4187 | 1.2292e-05
4061 | 1.8224e-05 | 0.0001079 | 0.0084467 | 3.5669 | 3.5612 | 3.0192 | 5.8054 | 5.7895 | 4.4187 | 6.3917e-06
4062 | 1.4966e-05 | 0.00010842 | 0.022813 | 3.76 | 3.5612 | 3.0192 | 6.3714 | 5.7895 | 4.4187 | 6.2278e-06
4063 | 2.0375e-05 | 0.00010597 | 0.031765 | 3.8859 | 3.5612 | 3.0192 | 6.7662 | 5.7895 | 4.4187 | 0.00056492
4064 | 1.2266e-05 | 0.0001053 | 0.035086 | 4.0629 | 3.5612 | 3.0192 | 7.3596 | 5.7895 | 4.4187 | 6.5064e-05
4065 | 1.0846e-05 | 0.00010774 | 0.048803 | 4.1565 | 3.5627 | 3.0192 | 7.6933 | 5.7937 | 4.4187 | 8.9975e-05
4066 | 8.4223e-06 | 0.00010623 | 0.059776 | 4.2956 | 3.5657 | 3.0192 | 8.2167 | 5.8022 | 4.4187 | 9.7678e-05
4067 | 1.3407e-05 | 0.00011055 | 0.055806 | 4.3845 | 3.5657 | 3.0192 | 8.57 | 5.8022 | 4.4187 | 7.6864e-05
4068 | 1.9733e-05 | 0.00010811 | 0.068295 | 4.4772 | 3.5673 | 3.0192 | 8.955 | 5.8064 | 4.4187 | 0.00018274
4069 | 2.7657e-05 | 0.00010802 | 0.05725 | 4.4938 | 3.5673 | 3.0192 | 9.026 | 5.8064 | 4.4187 | 8.5878e-05
4070 | 1.9774e-05 | 0.00010556 | 0.051185 | 4.5371 | 3.5673 | 3.0192 | 9.2138 | 5.8064 | 4.4187 | 6.2278e-05
4071 | 1.5392e-05 | 0.00010329 | 0.051113 | 4.4701 | 3.5688 | 3.0192 | 8.9249 | 5.8107 | 4.4187 | 9.8497e-05
4072 | 1.8641e-05 | 0.00010427 | 0.034018 | 4.344 | 3.5688 | 3.0192 | 8.4073 | 5.8107 | 4.4187 | 6.5555e-05
4073 | 9.1768e-06 | 0.00010934 | 0.019925 | 4.2934 | 3.5688 | 3.0192 | 8.2082 | 5.8107 | 4.4187 | 7.3586e-05
4074 | 3.5836e-05 | 0.00011165 | 0.0087354 | 4.2912 | 3.5688 | 3.0192 | 8.1998 | 5.8107 | 4.4187 | 0.00020519
4075 | 2.0466e-05 | 0.00011247 | 0.00283 | 4.0629 | 3.5703 | 3.0192 | 7.3596 | 5.8149 | 4.4187 | 0.00023256
4076 | 1.8812e-05 | 0.00011644 | 0.00014439 | 3.8349 | 3.5733 | 3.0192 | 6.6036 | 5.8234 | 4.4187 | 0.00023502
4077 | 1.7578e-05 | 0.00011016 | 0 | 3.7318 | 3.5733 | 3.0192 | 6.286 | 5.8234 | 4.4187 | 0.00025501
4078 | 1.0348e-05 | 0.00010977 | 0 | 3.6514 | 3.5748 | 3.0192 | 6.0476 | 5.8277 | 4.4187 | 1.7208e-05
4079 | 8.248e-06 | 0.0001091 | 0 | 3.6033 | 3.5748 | 3.0192 | 5.9087 | 5.8277 | 4.4187 | 1.3603e-05
4080 | 1.0273e-05 | 0.00010866 | 0 | 3.5789 | 3.5748 | 3.0192 | 5.8394 | 5.8277 | 4.4187 | 1.2456e-05
4081 | 1.155e-05 | 0.000108 | 0 | 3.6264 | 3.5763 | 3.0192 | 5.9751 | 5.8319 | 4.4187 | 1.4094e-05
4082 | 1.5367e-05 | 0.00010846 | 0 | 3.6404 | 3.5763 | 3.0192 | 6.0157 | 5.8319 | 4.4187 | 7.5389e-06
4083 | 2.1341e-05 | 0.00010821 | 0.00028878 | 3.5911 | 3.5778 | 3.0192 | 5.8738 | 5.8362 | 4.4187 | 1.0489e-05
4084 | 2.6341e-05 | 0.0001079 | 0.0023102 | 3.611 | 3.5778 | 3.0192 | 5.9306 | 5.8362 | 4.4187 | 1.1144e-05
4085 | 4.3012e-05 | 0.00010766 | 0.0096018 | 3.6609 | 3.5778 | 3.0192 | 6.0753 | 5.8362 | 4.4187 | 9.8333e-06
4086 | 3.9271e-05 | 0.00010807 | 0.022669 | 3.745 | 3.5808 | 3.0192 | 6.3259 | 5.8448 | 4.4187 | 1.4586e-05
4087 | 2.776e-05 | 0.00010633 | 0.037902 | 3.8366 | 3.5824 | 3.0192 | 6.6091 | 5.8491 | 4.4187 | 0.00053362
4088 | 1.4608e-05 | 0.00010433 | 0.046637 | 3.9492 | 3.5854 | 3.0192 | 6.9733 | 5.8577 | 4.4187 | 7.1292e-05
4089 | 1.0801e-05 | 0.00010516 | 0.060137 | 4.1102 | 3.5854 | 3.0192 | 7.5263 | 5.8577 | 4.4187 | 5.4247e-05
4090 | 8.3627e-06 | 0.00010298 | 0.0714 | 4.204 | 3.5854 | 3.0192 | 7.868 | 5.8577 | 4.4187 | 8.0469e-05
4091 | 1.4891e-05 | 0.00010976 | 0.063891 | 4.3263 | 3.5869 | 3.0192 | 8.337 | 5.862 | 4.4187 | 9.6203e-05
4092 | 2.3509e-05 | 0.00010958 | 0.060932 | 4.4004 | 3.5869 | 3.0192 | 8.6349 | 5.862 | 4.4187 | 0.00016848
4093 | 2.4001e-05 | 0.0001087 | 0.053857 | 4.405 | 3.59 | 3.0192 | 8.6537 | 5.8706 | 4.4187 | 9.3417e-05
4094 | 2.3309e-05 | 0.00010805 | 0.041511 | 4.3463 | 3.59 | 3.0192 | 8.4162 | 5.8706 | 4.4187 | 6.9161e-05
4095 | 1.4392e-05 | 0.00010464 | 0.0431 | 4.3021 | 3.5915 | 3.0192 | 8.2422 | 5.875 | 4.4187 | 9.44e-05
4096 | 1.1715e-05 | 0.00010526 | 0.029455 | 4.2891 | 3.5915 | 3.0192 | 8.1913 | 5.875 | 4.4187 | 8.4403e-05
4097 | 3.803e-05 | 0.00011045 | 0.017471 | 4.177 | 3.593 | 3.0192 | 7.7683 | 5.8793 | 4.4187 | 6.3753e-05
4098 | 1.2663e-05 | 0.00011266 | 0.0069306 | 4.1002 | 3.593 | 3.0192 | 7.4909 | 5.8793 | 4.4187 | 0.00022518
4099 | 1.6021e-05 | 0.00011215 | 0.0027722 | 3.9996 | 3.5945 | 3.0192 | 7.142 | 5.8837 | 4.4187 | 0.00020289
4100 | 2.2116e-05 | 0.00011529 | 9.6258e-05 | 3.8262 | 3.5961 | 3.0192 | 6.5764 | 5.888 | 4.4187 | 0.00024157
4101 | 2.5415e-05 | 0.00010996 | 0 | 3.7335 | 3.5976 | 3.0192 | 6.291 | 5.8924 | 4.4187 | 0.00023993
4102 | 1.6459e-05 | 0.00010865 | 0 | 3.6848 | 3.5976 | 3.0192 | 6.1455 | 5.8924 | 4.4187 | 1.7044e-05
4103 | 1.7222e-05 | 0.0001095 | 0 | 3.6079 | 3.5976 | 3.0192 | 5.9218 | 5.8924 | 4.4187 | 1.8028e-05
4104 | 2.2686e-05 | 0.00010815 | 0 | 3.5654 | 3.5991 | 3.0192 | 5.8012 | 5.8967 | 4.4187 | 1.3931e-05
4105 | 2.6584e-05 | 0.0001081 | 0 | 3.5594 | 3.6006 | 3.0192 | 5.7843 | 5.9011 | 4.4187 | 1.1964e-05
4106 | 3.1076e-05 | 0.00010815 | 0 | 3.5415 | 3.6006 | 3.0192 | 5.7344 | 5.9011 | 4.4187 | 1.2292e-05
4107 | 4.0615e-05 | 0.00010772 | 0.00023102 | 3.5136 | 3.6006 | 3.0192 | 5.6571 | 5.9011 | 4.4187 | 9.6694e-06
4108 | 4.6143e-05 | 0.00010639 | 0.0022524 | 3.5415 | 3.6006 | 3.0192 | 5.7344 | 5.9011 | 4.4187 | 7.5389e-06
4109 | 3.7806e-05 | 0.00010762 | 0.0097462 | 3.5896 | 3.6037 | 3.0192 | 5.8695 | 5.9099 | 4.4187 | 9.1778e-06
4110 | 4.3542e-05 | 0.00010639 | 0.024113 | 3.6171 | 3.6052 | 3.0192 | 5.9483 | 5.9143 | 4.4187 | 1.4914e-05
4111 | 3.6887e-05 | 0.00010645 | 0.036313 | 3.6483 | 3.6052 | 3.0192 | 6.0384 | 5.9143 | 4.4187 | 0.00054132
4112 | 3.3689e-05 | 0.00010113 | 0.046637 | 3.6896 | 3.6052 | 3.0192 | 6.1598 | 5.9143 | 4.4187 | 7.8667e-05
4113 | 1.2417e-05 | 0.00010274 | 0.060932 | 3.7302 | 3.6068 | 3.0192 | 6.2811 | 5.9186 | 4.4187 | 6.9817e-05
4114 | 8.589e-06 | 0.00010185 | 0.076525 | 3.8176 | 3.6068 | 3.0192 | 6.5494 | 5.9186 | 4.4187 | 9.735e-05
4115 | 1.6613e-05 | 0.0001104 | 0.06483 | 3.8859 | 3.6083 | 3.0192 | 6.7662 | 5.9231 | 4.4187 | 8.2928e-05
4116 | 1.8381e-05 | 0.0001091 | 0.062592 | 3.9752 | 3.6083 | 3.0192 | 7.0598 | 5.9231 | 4.4187 | 0.00018585
4117 | 2.4118e-05 | 0.00010759 | 0.066779 | 3.9771 | 3.6083 | 3.0192 | 7.066 | 5.9231 | 4.4187 | 7.1455e-05
4118 | 2.2974e-05 | 0.00010734 | 0.063675 | 3.9808 | 3.6114 | 3.0192 | 7.0786 | 5.9319 | 4.4187 | 9.2433e-05
4119 | 2.0133e-05 | 0.00010394 | 0.054145 | 4.0319 | 3.6114 | 3.0192 | 7.2524 | 5.9319 | 4.4187 | 8.2436e-05
4120 | 1.098e-05 | 0.00010463 | 0.03487 | 4.0224 | 3.6114 | 3.0192 | 7.2196 | 5.9319 | 4.4187 | 6.7358e-05
4121 | 2.8573e-05 | 0.00010935 | 0.017182 | 4.0071 | 3.6114 | 3.0192 | 7.1677 | 5.9319 | 4.4187 | 7.293e-05
4122 | 2.085e-05 | 0.00011101 | 0.0088076 | 3.9696 | 3.6114 | 3.0192 | 7.0411 | 5.9319 | 4.4187 | 0.00023239
4123 | 1.378e-05 | 0.00011321 | 0.002599 | 3.8859 | 3.6099 | 3.0192 | 6.7662 | 5.9275 | 4.4187 | 0.00020634
4124 | 1.996e-05 | 0.00011411 | 0 | 3.75 | 3.6129 | 3.0192 | 6.341 | 5.9363 | 4.4187 | 0.00023436
4125 | 1.8312e-05 | 0.00010886 | 0 | 3.7025 | 3.6129 | 3.0192 | 6.1981 | 5.9363 | 4.4187 | 0.0002006
4126 | 8.8417e-06 | 0.00010699 | 0 | 3.6436 | 3.6129 | 3.0192 | 6.0248 | 5.9363 | 4.4187 | 1.7044e-05
4127 | 6.5981e-06 | 0.00010838 | 0 | 3.642 | 3.6145 | 3.0192 | 6.0202 | 5.9407 | 4.4187 | 7.0472e-06
4128 | 8.4763e-06 | 0.00010777 | 0 | 3.6018 | 3.6145 | 3.0192 | 5.9043 | 5.9407 | 4.4187 | 3.7694e-05
4129 | 9.5078e-06 | 0.0001053 | 0 | 3.5006 | 3.6145 | 3.0192 | 5.6212 | 5.9407 | 4.4187 | 1.9503e-05
4130 | 1.5444e-05 | 0.00010789 | 0 | 3.4962 | 3.616 | 3.0192 | 5.6093 | 5.9452 | 4.4187 | 2.5403e-05
4131 | 2.1779e-05 | 0.00010564 | 0.00017327 | 3.4691 | 3.616 | 3.0192 | 5.5353 | 5.9452 | 4.4187 | 2.4256e-05
4132 | 2.3969e-05 | 0.0001072 | 0.0023102 | 3.4705 | 3.616 | 3.0192 | 5.5392 | 5.9452 | 4.4187 | 2.3764e-05
4133 | 4.2338e-05 | 0.00010725 | 0.010324 | 3.5386 | 3.616 | 3.0192 | 5.7262 | 5.9452 | 4.4187 | 2.9008e-05
4134 | 3.065e-05 | 0.00010735 | 0.02599 | 3.6326 | 3.616 | 3.0192 | 5.9931 | 5.9452 | 4.4187 | 2.8189e-05
4135 | 2.0883e-05 | 0.00010643 | 0.037252 | 3.7171 | 3.6176 | 3.0192 | 6.2417 | 5.9496 | 4.4187 | 0.00054067
4136 | 3.1672e-05 | 0.00010279 | 0.051113 | 3.8593 | 3.6191 | 3.0192 | 6.6811 | 5.9541 | 4.4187 | 0.0005346
4137 | 1.4005e-05 | 0.00010096 | 0.06649 | 3.9752 | 3.6176 | 3.0192 | 7.0598 | 5.9496 | 4.4187 | 7.588e-05
4138 | 1.0986e-05 | 0.00010395 | 0.068223 | 4.0493 | 3.6176 | 3.0192 | 7.3123 | 5.9496 | 4.4187 | 7.8667e-05
4139 | 2.2202e-05 | 0.00011132 | 0.066346 | 4.1484 | 3.616 | 3.0192 | 7.6638 | 5.9452 | 4.4187 | 8.0305e-05
4140 | 1.8716e-05 | 0.00010926 | 0.050897 | 4.2019 | 3.616 | 3.0192 | 7.8602 | 5.9452 | 4.4187 | 7.9978e-05
4141 | 2.2965e-05 | 0.00010828 | 0.047359 | 4.2761 | 3.616 | 3.0192 | 8.1412 | 5.9452 | 4.4187 | 9.6694e-05
4142 | 3.7709e-05 | 0.00010844 | 0.044977 | 4.2397 | 3.6176 | 3.0192 | 8.0022 | 5.9496 | 4.4187 | 7.4405e-05
4143 | 1.7254e-05 | 0.00010592 | 0.041945 | 4.2482 | 3.6176 | 3.0192 | 8.0345 | 5.9496 | 4.4187 | 0.00027501
4144 | 1.3253e-05 | 0.00010714 | 0.038551 | 4.2461 | 3.6176 | 3.0192 | 8.0264 | 5.9496 | 4.4187 | 0.00024534
4145 | 1.2086e-05 | 0.00011198 | 0.027434 | 4.2291 | 3.616 | 3.0192 | 7.9623 | 5.9452 | 4.4187 | 4.6708e-05
4146 | 2.1087e-05 | 0.00011361 | 0.010107 | 4.1915 | 3.6176 | 3.0192 | 7.8217 | 5.9496 | 4.4187 | 4.3922e-05
4147 | 2.4413e-05 | 0.00011293 | 0.0026712 | 4.0551 | 3.6176 | 3.0192 | 7.3325 | 5.9496 | 4.4187 | 3.9497e-05
4148 | 1.9062e-05 | 0.0001147 | 0.00014439 | 3.8193 | 3.6176 | 3.0192 | 6.5548 | 5.9496 | 4.4187 | 0.00015225
4149 | 1.5962e-05 | 0.00010873 | 0 | 3.6672 | 3.6176 | 3.0192 | 6.0938 | 5.9496 | 4.4187 | 0.00015127
4150 | 6.2416e-06 | 0.00011047 | 0 | 3.585 | 3.616 | 3.0192 | 5.8566 | 5.9452 | 4.4187 | 0.00014307
4151 | 2.4314e-06 | 0.00011225 | 0 | 3.5136 | 3.616 | 3.0192 | 5.6571 | 5.9452 | 4.4187 | 1.8683e-05
4152 | 3.5955e-06 | 0.00011048 | 0 | 3.4876 | 3.6176 | 3.0192 | 5.5858 | 5.9496 | 4.4187 | 1.3439e-05
4153 | 4.2684e-06 | 0.00010865 | 0 | 3.4535 | 3.6176 | 3.0192 | 5.4934 | 5.9496 | 4.4187 | 1.1308e-05
4154 | 7.8812e-06 | 0.00010846 | 0 | 3.4256 | 3.6176 | 3.0192 | 5.4187 | 5.9496 | 4.4187 | 2.1633e-05
4155 | 1.198e-05 | 0.0001072 | 0.00028878 | 3.409 | 3.6176 | 3.0192 | 5.3749 | 5.9496 | 4.4187 | 2.7697e-05
4156 | 1.2547e-05 | 0.00010746 | 0.0027434 | 3.4173 | 3.6207 | 3.0192 | 5.3967 | 5.9585 | 4.4187 | 2.0978e-05
4157 | 1.4772e-05 | 0.00010705 | 0.010612 | 3.4833 | 3.6191 | 3.0192 | 5.574 | 5.9541 | 4.4187 | 2.4747e-05
4158 | 2.3396e-05 | 0.00010717 | 0.020286 | 3.549 | 3.6191 | 3.0192 | 5.7551 | 5.9541 | 4.4187 | 1.3439e-05
4159 | 4.3365e-05 | 9.8435e-05 | 0.028444 | 3.642 | 3.6191 | 3.0192 | 6.0202 | 5.9541 | 4.4187 | 0.00046544
4160 | 2.4054e-05 | 0.00010565 | 0.038118 | 3.7633 | 3.6191 | 3.0192 | 6.3816 | 5.9541 | 4.4187 | 0.00051559
4161 | 1.3945e-05 | 0.00011176 | 0.049597 | 3.8717 | 3.6191 | 3.0192 | 6.7205 | 5.9541 | 4.4187 | 8.8172e-05
4162 | 1.1513e-05 | 0.00011288 | 0.059127 | 3.9771 | 3.6207 | 3.0192 | 7.066 | 5.9585 | 4.4187 | 7.1619e-05
4163 | 1.7343e-05 | 0.00011683 | 0.046854 | 4.0473 | 3.6207 | 3.0192 | 7.3056 | 5.9585 | 4.4187 | 8.0633e-05
4164 | 2.0938e-05 | 0.00011408 | 0.054867 | 4.1141 | 3.6222 | 3.0192 | 7.5405 | 5.963 | 4.4187 | 7.1619e-05
4165 | 3.3212e-05 | 0.00011022 | 0.05364 | 4.1545 | 3.6222 | 3.0192 | 7.6859 | 5.963 | 4.4187 | 8.1944e-05
4166 | 1.8842e-05 | 0.00010965 | 0.04541 | 4.2081 | 3.6222 | 3.0192 | 7.8835 | 5.963 | 4.4187 | 6.6047e-05
4167 | 1.5695e-05 | 0.00010627 | 0.032863 | 4.204 | 3.6222 | 3.0192 | 7.868 | 5.963 | 4.4187 | 0.00027042
4168 | 1.3672e-05 | 0.00010704 | 0.02534 | 4.204 | 3.6222 | 3.0192 | 7.868 | 5.963 | 4.4187 | 0.00028041
4169 | 1.0955e-05 | 0.00011181 | 0.014367 | 4.1811 | 3.6238 | 3.0192 | 7.7835 | 5.9674 | 4.4187 | 3.0975e-05
4170 | 8.9626e-06 | 0.00011344 | 0.0063531 | 4.1202 | 3.6238 | 3.0192 | 7.562 | 5.9674 | 4.4187 | 2.8189e-05
4171 | 1.0908e-05 | 0.00011295 | 0.0024546 | 3.9958 | 3.6238 | 3.0192 | 7.1292 | 5.9674 | 4.4187 | 4.0644e-05
4172 | 2.5352e-05 | 0.00011499 | 0.00014439 | 3.8453 | 3.6222 | 3.0192 | 6.6366 | 5.963 | 4.4187 | 0.00017569
4173 | 1.4841e-05 | 0.00010789 | 0 | 3.6218 | 3.6222 | 3.0192 | 5.9617 | 5.963 | 4.4187 | 0.00014684
4174 | 1.1007e-05 | 0.00011243 | 0 | 3.5151 | 3.6238 | 3.0192 | 5.6611 | 5.9674 | 4.4187 | 0.00013488
4175 | 2.0041e-06 | 0.00011242 | 0 | 3.4705 | 3.6238 | 3.0192 | 5.5392 | 5.9674 | 4.4187 | 1.1964e-05
4176 | 1.9815e-06 | 0.00011242 | 0 | 3.4311 | 3.6238 | 3.0192 | 5.4335 | 5.9674 | 4.4187 | 1.2947e-05
4177 | 5.0444e-07 | 0.00010844 | 0 | 3.3886 | 3.6238 | 3.0192 | 5.3211 | 5.9674 | 4.4187 | 1.3931e-05
4178 | 9.7736e-08 | 0.00010736 | 0 | 3.3617 | 3.6253 | 3.0192 | 5.251 | 5.9719 | 4.4187 | 1.3931e-05
4179 | 3.7597e-07 | 0.00010687 | 0.00021658 | 3.3445 | 3.6253 | 3.0192 | 5.2064 | 5.9719 | 4.4187 | 1.1472e-05
4180 | 1.3165e-06 | 0.00010712 | 0.0020214 | 3.359 | 3.6238 | 3.0192 | 5.2441 | 5.9674 | 4.4187 | 9.3417e-06
4181 | 1.2439e-05 | 0.00010591 | 0.0088076 | 3.4776 | 3.6253 | 3.0192 | 5.5585 | 5.9719 | 4.4187 | 1.2947e-05
4182 | 1.8717e-05 | 0.00010689 | 0.020431 | 3.6233 | 3.6269 | 3.0192 | 5.9661 | 5.9764 | 4.4187 | 1.1472e-05
4183 | 1.2299e-05 | 0.00010304 | 0.020431 | 3.7073 | 3.6269 | 3.0192 | 6.2126 | 5.9764 | 4.4187 | 0.00054509
4184 | 1.0038e-05 | 0.00010057 | 0.02469 | 3.755 | 3.6284 | 3.0192 | 6.3562 | 5.9809 | 4.4187 | 7.2275e-05
4185 | 6.3744e-06 | 0.00010634 | 0.033137 | 3.8245 | 3.6284 | 3.0192 | 6.571 | 5.9809 | 4.4187 | 6.8505e-05
4186 | 3.7753e-06 | 0.00010979 | 0.041872 | 3.8699 | 3.6284 | 3.0192 | 6.7149 | 5.9809 | 4.4187 | 7.1128e-05
4187 | 8.1797e-06 | 0.00011399 | 0.055084 | 3.9492 | 3.63 | 3.0192 | 6.9733 | 5.9854 | 4.4187 | 7.9322e-05
4188 | 1.7247e-05 | 0.0001118 | 0.061076 | 3.9808 | 3.63 | 3.0192 | 7.0786 | 5.9854 | 4.4187 | 0.00020535
4189 | 1.0982e-05 | 0.00010902 | 0.04902 | 3.9827 | 3.6284 | 3.0192 | 7.0849 | 5.9809 | 4.4187 | 8.9647e-05
4190 | 9.1095e-06 | 0.00010858 | 0.045121 | 4.0052 | 3.6284 | 3.0192 | 7.1612 | 5.9809 | 4.4187 | 8.8336e-05
4191 | 5.696e-06 | 0.00010578 | 0.034436 | 3.9864 | 3.63 | 3.0192 | 7.0975 | 5.9854 | 4.4187 | 8.9811e-05
4192 | 2.7735e-05 | 0.00010683 | 0.031043 | 3.9789 | 3.6316 | 3.0192 | 7.0723 | 5.9899 | 4.4187 | 6.1622e-05
4193 | 9.1577e-06 | 0.00011144 | 0.017904 | 3.9696 | 3.6316 | 3.0192 | 7.0411 | 5.9899 | 4.4187 | 8.8828e-05
4194 | 4.5933e-06 | 0.0001129 | 0.0095296 | 3.9328 | 3.6316 | 3.0192 | 6.9188 | 5.9899 | 4.4187 | 0.0002342
4195 | 1.271e-05 | 0.00011168 | 0.0031188 | 3.8523 | 3.6316 | 3.0192 | 6.6588 | 5.9899 | 4.4187 | 0.00025059
4196 | 9.9171e-06 | 0.00011377 | 0.00014439 | 3.7368 | 3.6316 | 3.0192 | 6.3009 | 5.9899 | 4.4187 | 0.00020273
4197 | 1.6277e-05 | 0.0001064 | 0 | 3.5896 | 3.6316 | 3.0192 | 5.8695 | 5.9899 | 4.4187 | 0.0002165
4198 | 4.3223e-06 | 0.00011096 | 0 | 3.5093 | 3.6316 | 3.0192 | 5.6451 | 5.9899 | 4.4187 | 1.1472e-05
4199 | 1.9035e-06 | 0.00010998 | 0 | 3.4437 | 3.6316 | 3.0192 | 5.467 | 5.9899 | 4.4187 | 7.0472e-06
4200 | 1.9894e-06 | 0.00010983 | 0 | 3.367 | 3.6316 | 3.0192 | 5.2648 | 5.9899 | 4.4187 | 1.4094e-05
4201 | 5.0651e-07 | 0.0001074 | 0 | 3.3274 | 3.63 | 3.0192 | 5.1626 | 5.9854 | 4.4187 | 1.5078e-05
4202 | 1.0293e-07 | 0.00010736 | 0 | 3.3577 | 3.63 | 3.0192 | 5.2406 | 5.9854 | 4.4187 | 1.0325e-05
4203 | 1.4882e-07 | 0.00010737 | 0.00014439 | 3.3326 | 3.63 | 3.0192 | 5.176 | 5.9854 | 4.4187 | 5.2444e-06
4204 | 1.2811e-06 | 0.00010578 | 0.0020936 | 3.3235 | 3.6316 | 3.0192 | 5.1525 | 5.9899 | 4.4187 | 6.7194e-06
4205 | 1.1715e-05 | 0.00010549 | 0.0083167 | 3.4606 | 3.6316 | 3.0192 | 5.5124 | 5.9899 | 4.4187 | 7.5389e-06
4206 | 1.4017e-05 | 0.00010684 | 0.021081 | 3.5805 | 3.6331 | 3.0192 | 5.8437 | 5.9944 | 4.4187 | 7.2111e-06
4207 | 3.2712e-05 | 0.00010583 | 0.035231 | 3.7073 | 3.6347 | 3.0192 | 6.2126 | 5.9989 | 4.4187 | 0.00056443
4208 | 6.8879e-06 | 0.00010513 | 0.0431 | 3.7869 | 3.6331 | 3.0192 | 6.454 | 5.9944 | 4.4187 | 7.6208e-05
4209 | 1.0072e-05 | 0.00010539 | 0.050175 | 3.8841 | 3.6331 | 3.0192 | 6.7604 | 5.9944 | 4.4187 | 7.08e-05
4210 | 6.6669e-06 | 0.0001002 | 0.054001 | 3.9492 | 3.6331 | 3.0192 | 6.9733 | 5.9944 | 4.4187 | 8.8992e-05
4211 | 1.3191e-05 | 0.00010714 | 0.053351 | 3.9566 | 3.6331 | 3.0192 | 6.9978 | 5.9944 | 4.4187 | 8.0305e-05
4212 | 2.5795e-05 | 0.0001074 | 0.060643 | 3.9808 | 3.6347 | 3.0192 | 7.0786 | 5.9989 | 4.4187 | 0.00018634
4213 | 2.3127e-05 | 0.00010767 | 0.055661 | 3.9585 | 3.6347 | 3.0192 | 7.0039 | 5.9989 | 4.4187 | 7.7028e-05
4214 | 1.9695e-05 | 0.00010779 | 0.048731 | 3.9996 | 3.6331 | 3.0192 | 7.142 | 5.9944 | 4.4187 | 8.4239e-05
4215 | 1.556e-05 | 0.00010518 | 0.042306 | 4.0377 | 3.6331 | 3.0192 | 7.2723 | 5.9944 | 4.4187 | 8.8336e-05
4216 | 1.3014e-05 | 0.00010648 | 0.034364 | 4.03 | 3.6331 | 3.0192 | 7.2458 | 5.9944 | 4.4187 | 6.6211e-05
4217 | 2.3271e-05 | 0.00011149 | 0.025557 | 4.03 | 3.6331 | 3.0192 | 7.2458 | 5.9944 | 4.4187 | 7.7847e-05
4218 | 9.389e-06 | 0.00011312 | 0.010901 | 3.9511 | 3.6331 | 3.0192 | 6.9794 | 5.9944 | 4.4187 | 0.00024092
4219 | 2.3478e-05 | 0.00011263 | 0.003061 | 3.8859 | 3.6331 | 3.0192 | 6.7662 | 5.9944 | 4.4187 | 0.00022141
4220 | 1.7067e-05 | 0.00011468 | 0.00021658 | 3.672 | 3.6331 | 3.0192 | 6.1078 | 5.9944 | 4.4187 | 0.00022109
4221 | 1.7191e-05 | 0.00010784 | 0 | 3.5684 | 3.6347 | 3.0192 | 5.8096 | 5.9989 | 4.4187 | 0.0002319
4222 | 5.7492e-06 | 0.00011232 | 0 | 3.5401 | 3.6347 | 3.0192 | 5.7303 | 5.9989 | 4.4187 | 9.9972e-06
4223 | 2.0101e-06 | 0.00011691 | 0 | 3.5078 | 3.6347 | 3.0192 | 5.6411 | 5.9989 | 4.4187 | 1.8356e-05
4224 | 1.9957e-06 | 0.00011931 | 0 | 3.479 | 3.6347 | 3.0192 | 5.5624 | 5.9989 | 4.4187 | 1.0325e-05
4225 | 5.0602e-07 | 0.00012048 | 0 | 3.4591 | 3.6347 | 3.0192 | 5.5086 | 5.9989 | 4.4187 | 1.0489e-05
4226 | 9.9583e-08 | 0.00011811 | 0 | 3.479 | 3.6331 | 3.0192 | 5.5624 | 5.9944 | 4.4187 | 8.0305e-06
4227 | 1.371e-07 | 0.00011323 | 0.00021658 | 3.4159 | 3.6331 | 3.0192 | 5.393 | 5.9944 | 4.4187 | 1.0817e-05
4228 | 7.4748e-07 | 0.00011348 | 0.002599 | 3.4437 | 3.6316 | 3.0192 | 5.467 | 5.9899 | 4.4187 | 1.9667e-05
4229 | 1.5512e-05 | 0.00010829 | 0.010757 | 3.518 | 3.6331 | 3.0192 | 5.6692 | 5.9944 | 4.4187 | 1.4094e-05
4230 | 6.1387e-06 | 0.00010575 | 0.023824 | 3.6358 | 3.6331 | 3.0192 | 6.0021 | 5.9944 | 4.4187 | 1.475e-06
4231 | 2.6914e-05 | 0.0001018 | 0.042811 | 3.745 | 3.6347 | 3.0192 | 6.3259 | 5.9989 | 4.4187 | 0.00056558
4232 | 1.1014e-05 | 0.00010258 | 0.060787 | 3.8876 | 3.6362 | 3.0192 | 6.7719 | 6.0034 | 4.4187 | 6.2442e-05
4233 | 1.1918e-05 | 0.00010797 | 0.061365 | 4.0015 | 3.6362 | 3.0192 | 7.1484 | 6.0034 | 4.4187 | 7.4405e-05
4234 | 9.9854e-06 | 0.00011117 | 0.075659 | 4.0687 | 3.6347 | 3.0192 | 7.38 | 5.9989 | 4.4187 | 8.4075e-05
4235 | 1.36e-05 | 0.00011456 | 0.065047 | 4.1627 | 3.6347 | 3.0192 | 7.7157 | 5.9989 | 4.4187 | 7.7355e-05
4236 | 1.777e-05 | 0.00011309 | 0.056239 | 4.1729 | 3.6347 | 3.0192 | 7.7532 | 5.9989 | 4.4187 | 0.00019027
4237 | 2.243e-05 | 0.00010974 | 0.055661 | 4.244 | 3.6347 | 3.0192 | 8.0183 | 5.9989 | 4.4187 | 8.6205e-05
4238 | 2.6054e-05 | 0.00010917 | 0.04541 | 4.2653 | 3.6362 | 3.0192 | 8.0998 | 6.0034 | 4.4187 | 9.4892e-05
4239 | 1.7449e-05 | 0.00010582 | 0.034942 | 4.2761 | 3.6378 | 3.0192 | 8.1412 | 6.008 | 4.4187 | 8.5058e-05
4240 | 1.9452e-05 | 0.00010653 | 0.029816 | 4.2847 | 3.6362 | 3.0192 | 8.1745 | 6.0034 | 4.4187 | 7.8339e-05
4241 | 9.7743e-06 | 0.00011131 | 0.021875 | 4.1915 | 3.6362 | 3.0192 | 7.8217 | 6.0034 | 4.4187 | 6.6047e-05
4242 | 2.7647e-05 | 0.00011296 | 0.0098184 | 4.1122 | 3.6347 | 3.0192 | 7.5334 | 5.9989 | 4.4187 | 0.00025714
4243 | 1.605e-05 | 0.00011248 | 0.0025412 | 3.9996 | 3.6347 | 3.0192 | 7.142 | 5.9989 | 4.4187 | 0.00023846
4244 | 2.9471e-05 | 0.00011467 | 0.00017327 | 3.8349 | 3.6347 | 3.0192 | 6.6036 | 5.9989 | 4.4187 | 0.00024567
4245 | 1.6076e-05 | 0.00010807 | 0 | 3.696 | 3.6347 | 3.0192 | 6.1788 | 5.9989 | 4.4187 | 0.00020011
4246 | 5.7174e-06 | 0.00011302 | 0 | 3.6577 | 3.6362 | 3.0192 | 6.066 | 6.0034 | 4.4187 | 1.2619e-05
4247 | 2.0101e-06 | 0.00011756 | 0 | 3.5624 | 3.6362 | 3.0192 | 5.7927 | 6.0034 | 4.4187 | 1.5733e-05
4248 | 2.002e-06 | 0.00011952 | 0 | 3.5078 | 3.6362 | 3.0192 | 5.6411 | 6.0034 | 4.4187 | 8.85e-06
4249 | 5.0602e-07 | 0.00012116 | 0 | 3.4521 | 3.6347 | 3.0192 | 5.4896 | 5.9989 | 4.4187 | 1.3931e-05
4250 | 1.0168e-07 | 0.0001176 | 0 | 3.409 | 3.6362 | 3.0192 | 5.3749 | 6.0034 | 4.4187 | 1.2128e-05
4251 | 1.4267e-07 | 0.00011573 | 0.00014439 | 3.3927 | 3.6362 | 3.0192 | 5.3317 | 6.0034 | 4.4187 | 6.5555e-06
4252 | 2.4459e-06 | 0.0001086 | 0.0027145 | 3.4228 | 3.6362 | 3.0192 | 5.4114 | 6.0034 | 4.4187 | 1.1472e-05
4253 | 2.8341e-06 | 0.00010835 | 0.0099627 | 3.5835 | 3.6378 | 3.0192 | 5.8523 | 6.008 | 4.4187 | 1.8847e-05
4254 | 5.2208e-06 | 0.00010894 | 0.022091 | 3.7886 | 3.6378 | 3.0192 | 6.4592 | 6.008 | 4.4187 | 1.2456e-05
4255 | 4.7534e-05 | 9.9655e-05 | 0.029166 | 3.9603 | 3.6394 | 3.0192 | 7.0101 | 6.0125 | 4.4187 | 0.00055607
4256 | 1.165e-05 | 0.00010972 | 0.042667 | 4.1606 | 3.6394 | 3.0192 | 7.7082 | 6.0125 | 4.4187 | 5.4903e-05
4257 | 7.0357e-06 | 0.00011438 | 0.049453 | 4.2869 | 3.6394 | 3.0192 | 8.1829 | 6.0125 | 4.4187 | 6.8342e-05
4258 | 6.1636e-06 | 0.00011461 | 0.04902 | 4.4373 | 3.6409 | 3.0192 | 8.7872 | 6.0171 | 4.4187 | 9.5875e-05
4259 | 1.5847e-05 | 0.00011944 | 0.065047 | 4.5105 | 3.6409 | 3.0192 | 9.0981 | 6.0171 | 4.4187 | 8.5222e-05
4260 | 1.7986e-05 | 0.00011494 | 0.070317 | 4.6212 | 3.6425 | 3.0192 | 9.5906 | 6.0216 | 4.4187 | 0.00021781
4261 | 2.3521e-05 | 0.00010993 | 0.053857 | 4.6851 | 3.6409 | 3.0192 | 9.888 | 6.0171 | 4.4187 | 8.7844e-05
4262 | 2.1135e-05 | 0.00010905 | 0.034942 | 4.7007 | 3.6409 | 3.0192 | 9.9621 | 6.0171 | 4.4187 | 9.653e-05
4263 | 1.5129e-05 | 0.00010567 | 0.039346 | 4.5517 | 3.6409 | 3.0192 | 9.2781 | 6.0171 | 4.4187 | 9.4728e-05
4264 | 1.5569e-05 | 0.00010637 | 0.026856 | 4.5033 | 3.6441 | 3.0192 | 9.0671 | 6.0262 | 4.4187 | 7.6208e-05
4265 | 2.3767e-05 | 0.00011115 | 0.021442 | 4.4962 | 3.6441 | 3.0192 | 9.0362 | 6.0262 | 4.4187 | 6.113e-05
4266 | 7.3136e-06 | 0.00011281 | 0.0086055 | 4.435 | 3.6441 | 3.0192 | 8.7775 | 6.0262 | 4.4187 | 0.00022453
4267 | 1.6179e-05 | 0.00011233 | 0.002599 | 4.2249 | 3.6441 | 3.0192 | 7.9464 | 6.0262 | 4.4187 | 0.0001906
4268 | 2.2605e-05 | 0.0001145 | 7.2194e-05 | 3.9401 | 3.6441 | 3.0192 | 6.943 | 6.0262 | 4.4187 | 0.00022109
4269 | 1.4873e-05 | 0.00010774 | 0 | 3.8349 | 3.6441 | 3.0192 | 6.6036 | 6.0262 | 4.4187 | 0.0002537
4270 | 5.8627e-06 | 0.00011255 | 0 | 3.7368 | 3.6456 | 3.0192 | 6.3009 | 6.0307 | 4.4187 | 7.7028e-06
4271 | 2.2645e-06 | 0.0001144 | 0 | 3.6656 | 3.6472 | 3.0192 | 6.0892 | 6.0353 | 4.4187 | 1.2783e-05
4272 | 2.5019e-06 | 0.00011762 | 0 | 3.6562 | 3.6472 | 3.0192 | 6.0614 | 6.0353 | 4.4187 | 1.7536e-05
4273 | 1.5397e-06 | 0.00010894 | 0 | 3.5865 | 3.6472 | 3.0192 | 5.8609 | 6.0353 | 4.4187 | 7.8667e-06
4274 | 2.4614e-06 | 0.00010884 | 0 | 3.5195 | 3.6472 | 3.0192 | 5.6732 | 6.0353 | 4.4187 | 1.6389e-05
4275 | 4.394e-06 | 0.000107 | 0.00028878 | 3.4719 | 3.6488 | 3.0192 | 5.543 | 6.0399 | 4.4187 | 1.3767e-05
4276 | 6.2208e-06 | 0.00010568 | 0.002984 | 3.462 | 3.6504 | 3.0192 | 5.5162 | 6.0445 | 4.4187 | 1.3275e-05
4277 | 2.1754e-05 | 0.0001066 | 0.0088798 | 3.588 | 3.6504 | 3.0192 | 5.8652 | 6.0445 | 4.4187 | 6.8833e-06
4278 | 1.799e-05 | 0.00010664 | 0.02173 | 3.7717 | 3.6519 | 3.0192 | 6.4073 | 6.0491 | 4.4187 | 1.4094e-05
4279 | 3.7739e-05 | 0.00010115 | 0.03217 | 3.964 | 3.6519 | 3.0192 | 7.0225 | 6.0491 | 4.4187 | 0.0005528
4280 | 6.3914e-06 | 0.00010067 | 0.043316 | 4.1242 | 3.6519 | 3.0192 | 7.5764 | 6.0491 | 4.4187 | 7.2111e-05
4281 | 6.1465e-06 | 0.00010752 | 0.050536 | 4.2804 | 3.6551 | 3.0192 | 8.1578 | 6.0583 | 4.4187 | 6.8014e-05
4282 | 6.2427e-06 | 0.00011093 | 0.043172 | 4.3552 | 3.6551 | 3.0192 | 8.4519 | 6.0583 | 4.4187 | 7.2603e-05
4283 | 1.4182e-05 | 0.00011336 | 0.056383 | 4.435 | 3.6567 | 3.0192 | 8.7775 | 6.0629 | 4.4187 | 0.00010817
4284 | 2.3062e-05 | 0.00011153 | 0.053857 | 4.5105 | 3.6567 | 3.0192 | 9.0981 | 6.0629 | 4.4187 | 0.00021142
4285 | 2.4893e-05 | 0.0001084 | 0.042811 | 4.4867 | 3.6582 | 3.0192 | 8.9954 | 6.0675 | 4.4187 | 9.358e-05
4286 | 1.981e-05 | 0.00010828 | 0.039273 | 4.5738 | 3.6598 | 3.0192 | 9.3763 | 6.0721 | 4.4187 | 7.5553e-05
4287 | 2.1893e-05 | 0.00010544 | 0.045049 | 4.4938 | 3.6598 | 3.0192 | 9.026 | 6.0721 | 4.4187 | 0.00010489
4288 | 2.2806e-05 | 0.00010621 | 0.039057 | 4.3418 | 3.6598 | 3.0192 | 8.3984 | 6.0721 | 4.4187 | 6.5883e-05
4289 | 2.5921e-05 | 0.00011093 | 0.026639 | 4.1647 | 3.6614 | 3.0192 | 7.7232 | 6.0768 | 4.4187 | 7.8503e-05
4290 | 7.7599e-06 | 0.00011259 | 0.0093852 | 3.9511 | 3.6646 | 3.0192 | 6.9794 | 6.0861 | 4.4187 | 0.00018634
4291 | 1.1611e-05 | 0.00011179 | 0.0031765 | 3.8752 | 3.6646 | 3.0192 | 6.7319 | 6.0861 | 4.4187 | 0.00022797
4292 | 1.8506e-05 | 0.00011375 | 0.00028878 | 3.755 | 3.6646 | 3.0192 | 6.3562 | 6.0861 | 4.4187 | 0.00023076
4293 | 1.4831e-05 | 0.00010635 | 0 | 3.68 | 3.6646 | 3.0192 | 6.1313 | 6.0861 | 4.4187 | 0.00022781
4294 | 5.7478e-06 | 0.00011018 | 0 | 3.6249 | 3.6646 | 3.0192 | 5.9706 | 6.0861 | 4.4187 | 1.2947e-05
4295 | 2.1596e-06 | 0.00010848 | 0 | 3.5805 | 3.6662 | 3.0192 | 5.8437 | 6.0907 | 4.4187 | 1.5733e-05
4296 | 2.1838e-06 | 0.00010907 | 0 | 3.5505 | 3.6662 | 3.0192 | 5.7593 | 6.0907 | 4.4187 | 2.1961e-05
4297 | 7.886e-07 | 0.00010654 | 0 | 3.5609 | 3.6678 | 3.0192 | 5.7885 | 6.0954 | 4.4187 | 2.0158e-05
4298 | 2.5657e-06 | 0.00010685 | 0 | 3.546 | 3.6709 | 3.0192 | 5.7468 | 6.1047 | 4.4187 | 1.5078e-05
4299 | 4.4506e-06 | 0.000107 | 0.00028878 | 3.518 | 3.6709 | 3.0192 | 5.6692 | 6.1047 | 4.4187 | 1.6881e-05
4300 | 6.0566e-06 | 0.00010666 | 0.0027145 | 3.5253 | 3.6741 | 3.0192 | 5.6894 | 6.1141 | 4.4187 | 2.1469e-05
4301 | 7.4104e-06 | 0.0001066 | 0.012706 | 3.5835 | 3.6741 | 3.0192 | 5.8523 | 6.1141 | 4.4187 | 3.1958e-05
4302 | 4.0677e-05 | 0.00010608 | 0.02534 | 3.696 | 3.6741 | 3.0192 | 6.1788 | 6.1141 | 4.4187 | 2.5567e-05
4303 | 2.9925e-05 | 0.00010345 | 0.043749 | 3.7954 | 3.6741 | 3.0192 | 6.4802 | 6.1141 | 4.4187 | 0.00054329
4304 | 7.1898e-06 | 9.9799e-05 | 0.055878 | 3.9346 | 3.6741 | 3.0192 | 6.9249 | 6.1141 | 4.4187 | 0.00053657
4305 | 9.782e-06 | 0.00010193 | 0.066707 | 4.0243 | 3.6757 | 3.0192 | 7.2261 | 6.1188 | 4.4187 | 8.8172e-05
4306 | 1.4402e-05 | 0.00010597 | 0.066779 | 4.1141 | 3.6789 | 3.0192 | 7.5405 | 6.1282 | 4.4187 | 7.8011e-05
4307 | 1.564e-05 | 0.00011226 | 0.058116 | 4.1141 | 3.6789 | 3.0192 | 7.5405 | 6.1282 | 4.4187 | 7.1455e-05
4308 | 1.7885e-05 | 0.00010974 | 0.0553 | 4.1873 | 3.6789 | 3.0192 | 7.8063 | 6.1282 | 4.4187 | 7.5553e-05
4309 | 3.8056e-05 | 0.00010741 | 0.046204 | 4.3307 | 3.6789 | 3.0192 | 8.3544 | 6.1282 | 4.4187 | 6.7522e-05
4310 | 2.4586e-05 | 0.00010751 | 0.044471 | 4.3219 | 3.6805 | 3.0192 | 8.3196 | 6.1329 | 4.4187 | 5.9983e-05
4311 | 1.4166e-05 | 0.00010428 | 0.044471 | 4.2891 | 3.6805 | 3.0192 | 8.1913 | 6.1329 | 4.4187 | 0.00026976
4312 | 1.4251e-05 | 0.00010483 | 0.026928 | 4.3175 | 3.6821 | 3.0192 | 8.3022 | 6.1377 | 4.4187 | 0.00024796
4313 | 1.1822e-05 | 0.00010992 | 0.010035 | 4.2891 | 3.6837 | 3.0192 | 8.1913 | 6.1424 | 4.4187 | 2.9336e-05
4314 | 7.9685e-06 | 0.00011203 | 0.0070269 | 4.1606 | 3.6853 | 3.0192 | 7.7082 | 6.1472 | 4.4187 | 4.2283e-05
4315 | 1.2715e-05 | 0.00011182 | 0.0019637 | 3.9622 | 3.6853 | 3.0192 | 7.0163 | 6.1472 | 4.4187 | 4.048e-05
4316 | 1.8255e-05 | 0.00011356 | 0.00014439 | 3.7633 | 3.6853 | 3.0192 | 6.3816 | 6.1472 | 4.4187 | 0.00017897
4317 | 1.6968e-05 | 0.0001072 | 0 | 3.5956 | 3.6853 | 3.0192 | 5.8868 | 6.1472 | 4.4187 | 0.00018224
4318 | 5.7613e-06 | 0.00010848 | 0 | 3.4934 | 3.6869 | 3.0192 | 5.6015 | 6.1519 | 4.4187 | 0.00014078
4319 | 2.0152e-06 | 0.00011133 | 0 | 3.4409 | 3.6869 | 3.0192 | 5.4595 | 6.1519 | 4.4187 | 1.475e-05
4320 | 2.0225e-06 | 0.00010885 | 0 | 3.4479 | 3.6869 | 3.0192 | 5.4783 | 6.1519 | 4.4187 | 2.5075e-05
4321 | 5.115e-07 | 0.00010456 | 0 | 3.4159 | 3.6869 | 3.0192 | 5.393 | 6.1519 | 4.4187 | 2.6386e-05
4322 | 1.1676e-07 | 0.00010643 | 0 | 3.4187 | 3.6869 | 3.0192 | 5.4004 | 6.1519 | 4.4187 | 2.0322e-05
4323 | 1.6694e-07 | 0.00010542 | 7.2194e-05 | 3.4159 | 3.6869 | 3.0192 | 5.393 | 6.1519 | 4.4187 | 3.3597e-05
4324 | 3.367e-07 | 0.00010656 | 0.0026567 | 3.3981 | 3.6885 | 3.0192 | 5.346 | 6.1567 | 4.4187 | 2.655e-05
4325 | 1.57e-06 | 0.00010657 | 0.0083023 | 3.4862 | 3.6902 | 3.0192 | 5.5818 | 6.1614 | 4.4187 | 1.9994e-05
4326 | 2.1612e-05 | 0.0001064 | 0.019492 | 3.6202 | 3.6902 | 3.0192 | 5.9572 | 6.1614 | 4.4187 | 3.54e-05
4327 | 2.4324e-05 | 0.00010346 | 0.029238 | 3.7567 | 3.6902 | 3.0192 | 6.3613 | 6.1614 | 4.4187 | 0.00055444
4328 | 3.0368e-05 | 9.7032e-05 | 0.042667 | 3.8488 | 3.6918 | 3.0192 | 6.6477 | 6.1662 | 4.4187 | 0.00052182
4329 | 1.8656e-05 | 0.00010504 | 0.058549 | 3.9092 | 3.6918 | 3.0192 | 6.8417 | 6.1662 | 4.4187 | 8.2436e-05
4330 | 1.4377e-05 | 0.00011136 | 0.062881 | 3.9864 | 3.6918 | 3.0192 | 7.0975 | 6.1662 | 4.4187 | 7.0472e-05
4331 | 1.7624e-05 | 0.0001136 | 0.070389 | 4.0805 | 3.6934 | 3.0192 | 7.4212 | 6.171 | 4.4187 | 9.6039e-05
4332 | 1.776e-05 | 0.00011269 | 0.06252 | 4.1122 | 3.6934 | 3.0192 | 7.5334 | 6.171 | 4.4187 | 7.0308e-05
4333 | 3.736e-05 | 0.00010881 | 0.061004 | 4.1936 | 3.6934 | 3.0192 | 7.8293 | 6.171 | 4.4187 | 6.49e-05
4334 | 2.0088e-05 | 0.00010831 | 0.052124 | 4.1977 | 3.6934 | 3.0192 | 7.8447 | 6.171 | 4.4187 | 7.7683e-05
4335 | 1.4692e-05 | 0.000105 | 0.031765 | 4.2376 | 3.6918 | 3.0192 | 7.9942 | 6.1662 | 4.4187 | 0.00030762
4336 | 1.3303e-05 | 0.00010571 | 0.033642 | 4.2504 | 3.6918 | 3.0192 | 8.0426 | 6.1662 | 4.4187 | 0.00023076
4337 | 1.0261e-05 | 0.00011055 | 0.022452 | 4.2418 | 3.6934 | 3.0192 | 8.0103 | 6.171 | 4.4187 | 2.7533e-05
4338 | 1.118e-05 | 0.00011226 | 0.0096018 | 4.1791 | 3.695 | 3.0192 | 7.7759 | 6.1758 | 4.4187 | 3.4908e-05
4339 | 1.4034e-05 | 0.00011162 | 0.0025268 | 4.0205 | 3.695 | 3.0192 | 7.2131 | 6.1758 | 4.4187 | 4.2447e-05
4340 | 2.0854e-05 | 0.00011319 | 0.00017327 | 3.9038 | 3.695 | 3.0192 | 6.8241 | 6.1758 | 4.4187 | 0.000177
4341 | 2.725e-05 | 0.00010657 | 0 | 3.8022 | 3.695 | 3.0192 | 6.5013 | 6.1758 | 4.4187 | 0.00017225
4342 | 6.8214e-06 | 0.00010816 | 0 | 3.7667 | 3.695 | 3.0192 | 6.3919 | 6.1758 | 4.4187 | 0.00015504
4343 | 2.0196e-06 | 0.00010992 | 0 | 3.755 | 3.695 | 3.0192 | 6.3562 | 6.1758 | 4.4187 | 1.5406e-05
4344 | 2.0288e-06 | 0.00010788 | 0 | 3.722 | 3.695 | 3.0192 | 6.2564 | 6.1758 | 4.4187 | 2.8189e-05
4345 | 5.0917e-07 | 0.00010589 | 0 | 3.6752 | 3.6966 | 3.0192 | 6.1172 | 6.1806 | 4.4187 | 1.5406e-05
4346 | 1.1167e-07 | 0.00010484 | 0 | 3.6688 | 3.6966 | 3.0192 | 6.0985 | 6.1806 | 4.4187 | 1.2619e-05
4347 | 5.854e-07 | 0.00010457 | 0.00021658 | 3.6295 | 3.695 | 3.0192 | 5.9841 | 6.1758 | 4.4187 | 1.5733e-05
4348 | 3.5757e-07 | 0.00010577 | 0.003061 | 3.5911 | 3.695 | 3.0192 | 5.8738 | 6.1758 | 4.4187 | 1.2947e-05
4349 | 2.7291e-07 | 0.00010604 | 0.0094574 | 3.6187 | 3.695 | 3.0192 | 5.9528 | 6.1758 | 4.4187 | 1.0325e-05
4350 | 1.1434e-05 | 0.00010602 | 0.020864 | 3.6609 | 3.6966 | 3.0192 | 6.0753 | 6.1806 | 4.4187 | 8.1944e-06
4351 | 2.9908e-05 | 9.9649e-05 | 0.035952 | 3.7204 | 3.6966 | 3.0192 | 6.2515 | 6.1806 | 4.4187 | 0.00054952
4352 | 5.1384e-06 | 0.00010634 | 0.044688 | 3.7784 | 3.6966 | 3.0192 | 6.4279 | 6.1806 | 4.4187 | 6.0475e-05
4353 | 2.0865e-05 | 0.00011347 | 0.049958 | 3.8805 | 3.6966 | 3.0192 | 6.749 | 6.1806 | 4.4187 | 7.293e-05
4354 | 3.7464e-06 | 0.00011383 | 0.052052 | 3.9364 | 3.6966 | 3.0192 | 6.9309 | 6.1806 | 4.4187 | 8.7189e-05
4355 | 7.8628e-06 | 0.00011898 | 0.063314 | 3.9902 | 3.6982 | 3.0192 | 7.1101 | 6.1854 | 4.4187 | 9.2761e-05
4356 | 8.4078e-06 | 0.00011442 | 0.060571 | 4.0551 | 3.6966 | 3.0192 | 7.3325 | 6.1806 | 4.4187 | 0.00019306
4357 | 9.833e-06 | 0.00010933 | 0.073565 | 4.1202 | 3.6982 | 3.0192 | 7.562 | 6.1854 | 4.4187 | 8.8664e-05
4358 | 1.087e-05 | 0.00010841 | 0.055228 | 3.9529 | 3.6998 | 3.0192 | 6.9855 | 6.1902 | 4.4187 | 8.5386e-05
4359 | 6.5881e-06 | 0.00010511 | 0.051113 | 3.9622 | 3.6998 | 3.0192 | 7.0163 | 6.1902 | 4.4187 | 8.7189e-05
4360 | 1.8566e-05 | 0.00010576 | 0.042883 | 3.9603 | 3.6998 | 3.0192 | 7.0101 | 6.1902 | 4.4187 | 6.1458e-05
4361 | 2.0891e-05 | 0.00011052 | 0.025484 | 3.9437 | 3.6982 | 3.0192 | 6.9551 | 6.1854 | 4.4187 | 4.5725e-05
4362 | 7.5274e-06 | 0.0001122 | 0.01054 | 3.9002 | 3.6982 | 3.0192 | 6.8124 | 6.1854 | 4.4187 | 0.00022617
4363 | 4.8264e-06 | 0.00011173 | 0.0033931 | 3.8124 | 3.6982 | 3.0192 | 6.5333 | 6.1854 | 4.4187 | 0.00025468
4364 | 9.1058e-06 | 0.00011387 | 0.00021658 | 3.7106 | 3.6982 | 3.0192 | 6.2223 | 6.1854 | 4.4187 | 0.00019536
4365 | 1.0956e-05 | 0.00010749 | 0 | 3.6264 | 3.6998 | 3.0192 | 5.9751 | 6.1902 | 4.4187 | 0.00024895
4366 | 4.4027e-06 | 0.00011223 | 0 | 3.5956 | 3.6998 | 3.0192 | 5.8868 | 6.1902 | 4.4187 | 6.5555e-06
4367 | 2.3244e-06 | 0.00011692 | 0 | 3.5805 | 3.6998 | 3.0192 | 5.8437 | 6.1902 | 4.4187 | 9.3417e-06
4368 | 2.9986e-06 | 0.00011949 | 0 | 3.5594 | 3.7015 | 3.0192 | 5.7843 | 6.195 | 4.4187 | 9.1778e-06
4369 | 2.475e-06 | 0.00012189 | 0 | 3.5297 | 3.7015 | 3.0192 | 5.7016 | 6.195 | 4.4187 | 1.1636e-05
4370 | 3.3432e-06 | 0.00012289 | 0 | 3.5151 | 3.7031 | 3.0192 | 5.6611 | 6.1998 | 4.4187 | 1.3439e-05
4371 | 5.3132e-06 | 0.00012307 | 0.00028878 | 3.4805 | 3.7015 | 3.0192 | 5.5663 | 6.195 | 4.4187 | 4.7528e-06
4372 | 6.8996e-06 | 0.00012308 | 0.0023102 | 3.4891 | 3.7015 | 3.0192 | 5.5897 | 6.195 | 4.4187 | 1.2947e-05
4373 | 1.2219e-05 | 0.00012307 | 0.012201 | 3.5312 | 3.7015 | 3.0192 | 5.7057 | 6.195 | 4.4187 | 2.4419e-05
4374 | 2.1303e-05 | 0.00012307 | 0.030755 | 3.582 | 3.7031 | 3.0192 | 5.848 | 6.1998 | 4.4187 | 7.8667e-06
4375 | 3.1657e-05 | 0.00012301 | 0.044399 | 3.6358 | 3.7031 | 3.0192 | 6.0021 | 6.1998 | 4.4187 | 0.00058312
4376 | 1.078e-05 | 0.00012236 | 0.051546 | 3.6562 | 3.7047 | 3.0192 | 6.0614 | 6.2046 | 4.4187 | 7.8503e-05
4377 | 8.937e-06 | 0.00012003 | 0.065335 | 3.7269 | 3.7047 | 3.0192 | 6.2712 | 6.2046 | 4.4187 | 4.8839e-05
4378 | 6.4184e-06 | 0.00011835 | 0.070822 | 3.7717 | 3.7047 | 3.0192 | 6.4073 | 6.2046 | 4.4187 | 7.8175e-05
4379 | 1.3191e-05 | 0.00011954 | 0.076381 | 3.7886 | 3.7047 | 3.0192 | 6.4592 | 6.2046 | 4.4187 | 9.4728e-05
4380 | 2.069e-05 | 0.00011423 | 0.070028 | 3.7302 | 3.7079 | 3.0192 | 6.2811 | 6.2143 | 4.4187 | 0.00018667
4381 | 2.5082e-05 | 0.00010918 | 0.065769 | 3.7617 | 3.7047 | 3.0192 | 6.3765 | 6.2046 | 4.4187 | 9.0139e-05
4382 | 1.9371e-05 | 0.00010826 | 0.051185 | 3.8279 | 3.7047 | 3.0192 | 6.5818 | 6.2046 | 4.4187 | 9.1614e-05
4383 | 1.6999e-05 | 0.00010498 | 0.044038 | 3.7767 | 3.7063 | 3.0192 | 6.4228 | 6.2095 | 4.4187 | 6.8997e-05
4384 | 1.1049e-05 | 0.00010561 | 0.036169 | 3.7903 | 3.7063 | 3.0192 | 6.4644 | 6.2095 | 4.4187 | 7.375e-05
4385 | 1.5853e-05 | 0.00011038 | 0.025412 | 3.7667 | 3.7047 | 3.0192 | 6.3919 | 6.2046 | 4.4187 | 6.0147e-05
4386 | 1.3165e-05 | 0.00011206 | 0.0091686 | 3.7106 | 3.7047 | 3.0192 | 6.2223 | 6.2046 | 4.4187 | 0.00023403
4387 | 3.0712e-05 | 0.00011158 | 0.0024257 | 3.6451 | 3.7047 | 3.0192 | 6.0293 | 6.2046 | 4.4187 | 0.00022682
4388 | 2.5693e-05 | 0.00011371 | 9.6258e-05 | 3.4634 | 3.7047 | 3.0192 | 5.52 | 6.2046 | 4.4187 | 0.00022125
4389 | 2.1058e-05 | 0.00010735 | 0 | 3.4104 | 3.7031 | 3.0192 | 5.3785 | 6.1998 | 4.4187 | 0.00022764
4390 | 7.9662e-06 | 0.00011208 | 0 | 3.3954 | 3.7015 | 3.0192 | 5.3389 | 6.195 | 4.4187 | 9.1778e-06
4391 | 2.0313e-06 | 0.00011677 | 0 | 3.3954 | 3.7015 | 3.0192 | 5.3389 | 6.195 | 4.4187 | 1.1636e-05
4392 | 2.0692e-06 | 0.00011934 | 0 | 3.3738 | 3.7015 | 3.0192 | 5.2823 | 6.195 | 4.4187 | 9.3417e-06
4393 | 7.6323e-07 | 0.00012175 | 0 | 3.3832 | 3.7015 | 3.0192 | 5.3069 | 6.195 | 4.4187 | 8.3583e-06
4394 | 1.2768e-06 | 0.00012274 | 0 | 3.3778 | 3.6998 | 3.0192 | 5.2928 | 6.1902 | 4.4187 | 8.0305e-06
4395 | 2.2064e-06 | 0.00012292 | 0.00034653 | 3.3724 | 3.6998 | 3.0192 | 5.2788 | 6.1902 | 4.4187 | 9.8333e-06
4396 | 4.822e-06 | 0.00012294 | 0.0024546 | 3.3697 | 3.6982 | 3.0192 | 5.2718 | 6.1854 | 4.4187 | 1.2292e-05
4397 | 1.8924e-05 | 0.00012293 | 0.010829 | 3.4049 | 3.6982 | 3.0192 | 5.364 | 6.1854 | 4.4187 | 8.1944e-06
4398 | 1.6657e-05 | 0.00012293 | 0.028444 | 3.4606 | 3.6982 | 3.0192 | 5.5124 | 6.1854 | 4.4187 | 1.1636e-05
4399 | 1.6826e-05 | 0.00012275 | 0.040356 | 3.5654 | 3.6982 | 3.0192 | 5.8012 | 6.1854 | 4.4187 | 0.00052969
4400 | 7.6629e-06 | 0.00012222 | 0.05068 | 3.6389 | 3.6982 | 3.0192 | 6.0111 | 6.1854 | 4.4187 | 8.3911e-05
4401 | 1.3469e-05 | 0.00011989 | 0.057322 | 3.7368 | 3.6966 | 3.0192 | 6.3009 | 6.1806 | 4.4187 | 7.3586e-05
4402 | 6.1682e-06 | 0.00011821 | 0.064036 | 3.8427 | 3.695 | 3.0192 | 6.6284 | 6.1758 | 4.4187 | 6.7686e-05
4403 | 1.5397e-05 | 0.00011939 | 0.057611 | 3.8383 | 3.695 | 3.0192 | 6.6146 | 6.1758 | 4.4187 | 8.5058e-05
4404 | 1.9764e-05 | 0.00011413 | 0.064325 | 3.877 | 3.695 | 3.0192 | 6.7376 | 6.1758 | 4.4187 | 0.00020404
4405 | 2.3262e-05 | 0.00010903 | 0.056528 | 3.9752 | 3.695 | 3.0192 | 7.0598 | 6.1758 | 4.4187 | 5.2117e-05
4406 | 1.8802e-05 | 0.00010812 | 0.052846 | 3.9585 | 3.695 | 3.0192 | 7.0039 | 6.1758 | 4.4187 | 8.9811e-05
4407 | 1.5499e-05 | 0.00010485 | 0.035981 | 3.9511 | 3.695 | 3.0192 | 6.9794 | 6.1758 | 4.4187 | 8.7025e-05
4408 | 1.5196e-05 | 0.00010546 | 0.028517 | 3.9273 | 3.6918 | 3.0192 | 6.9009 | 6.1662 | 4.4187 | 7.3586e-05
4409 | 9.5772e-06 | 0.00011023 | 0.022524 | 3.9236 | 3.6918 | 3.0192 | 6.889 | 6.1662 | 4.4187 | 6.4244e-05
4410 | 2.9404e-05 | 0.00011192 | 0.0098905 | 3.8488 | 3.6918 | 3.0192 | 6.6477 | 6.1662 | 4.4187 | 0.00021387
4411 | 2.0602e-05 | 0.00011144 | 0.003061 | 3.6641 | 3.6885 | 3.0192 | 6.0845 | 6.1567 | 4.4187 | 0.00020929
4412 | 2.6449e-05 | 0.00011356 | 0.00014439 | 3.5926 | 3.6885 | 3.0192 | 5.8782 | 6.1567 | 4.4187 | 0.00025681
4413 | 1.6234e-05 | 0.0001072 | 0 | 3.5136 | 3.6885 | 3.0192 | 5.6571 | 6.1567 | 4.4187 | 0.00022961
4414 | 5.8263e-06 | 0.00011193 | 0 | 3.4214 | 3.6853 | 3.0192 | 5.4077 | 6.1472 | 4.4187 | 1.3275e-05
4415 | 2.2445e-06 | 0.00011662 | 0 | 3.3899 | 3.6853 | 3.0192 | 5.3246 | 6.1472 | 4.4187 | 9.8333e-06
4416 | 2.6884e-06 | 0.00011919 | 0 | 3.3751 | 3.6853 | 3.0192 | 5.2858 | 6.1472 | 4.4187 | 7.375e-06
4417 | 1.9159e-06 | 0.0001216 | 0 | 3.3471 | 3.6837 | 3.0192 | 5.2132 | 6.1424 | 4.4187 | 1.1964e-05
4418 | 2.3837e-06 | 0.0001226 | 0 | 3.3274 | 3.6837 | 3.0192 | 5.1626 | 6.1424 | 4.4187 | 8.5222e-06
4419 | 5.0363e-06 | 0.00012278 | 0.00028878 | 3.2759 | 3.6837 | 3.0192 | 5.0322 | 6.1424 | 4.4187 | 9.0139e-06
4420 | 3.2308e-06 | 0.00012279 | 0.002599 | 3.2759 | 3.6821 | 3.0192 | 5.0322 | 6.1377 | 4.4187 | 6.2278e-06
4421 | 5.7945e-06 | 0.00012279 | 0.012273 | 3.3471 | 3.6821 | 3.0192 | 5.2132 | 6.1377 | 4.4187 | 1.18e-05
4422 | 2.8072e-05 | 0.00012278 | 0.033714 | 3.462 | 3.6821 | 3.0192 | 5.5162 | 6.1377 | 4.4187 | 9.5055e-06
4423 | 2.4265e-05 | 0.00012275 | 0.050897 | 3.5654 | 3.6805 | 3.0192 | 5.8012 | 6.1329 | 4.4187 | 0.00054264
4424 | 9.7907e-06 | 0.00012208 | 0.060354 | 3.6688 | 3.6805 | 3.0192 | 6.0985 | 6.1329 | 4.4187 | 4.5561e-05
4425 | 8.901e-06 | 0.00011975 | 0.070894 | 3.7784 | 3.6821 | 3.0192 | 6.4279 | 6.1377 | 4.4187 | 4.8839e-05
4426 | 6.2126e-06 | 0.00011807 | 0.078908 | 3.8124 | 3.6821 | 3.0192 | 6.5333 | 6.1377 | 4.4187 | 6.6211e-05
4427 | 1.3078e-05 | 0.00011923 | 0.07768 | 3.9038 | 3.6805 | 3.0192 | 6.8241 | 6.1329 | 4.4187 | 9.3089e-05
4428 | 1.7662e-05 | 0.00011397 | 0.0836 | 3.9419 | 3.6805 | 3.0192 | 6.949 | 6.1329 | 4.4187 | 0.00020879
4429 | 2.6161e-05 | 0.00010889 | 0.078619 | 4.0281 | 3.6789 | 3.0192 | 7.2393 | 6.1282 | 4.4187 | 8.4567e-05
4430 | 2.2088e-05 | 0.00010798 | 0.064541 | 3.9977 | 3.6789 | 3.0192 | 7.1356 | 6.1282 | 4.4187 | 9.8497e-05
4431 | 1.4687e-05 | 0.00010472 | 0.048803 | 4.0473 | 3.6789 | 3.0192 | 7.3056 | 6.1282 | 4.4187 | 8.9155e-05
4432 | 1.0725e-05 | 0.00010532 | 0.04014 | 4.0435 | 3.6789 | 3.0192 | 7.2922 | 6.1282 | 4.4187 | 6.8833e-05
4433 | 1.1349e-05 | 0.00011008 | 0.025484 | 4.0493 | 3.6789 | 3.0192 | 7.3123 | 6.1282 | 4.4187 | 7.9322e-05
4434 | 3.6542e-05 | 0.00011177 | 0.009674 | 3.9958 | 3.6757 | 3.0192 | 7.1292 | 6.1188 | 4.4187 | 0.00018061
4435 | 1.3453e-05 | 0.0001113 | 0.0021658 | 3.8141 | 3.6757 | 3.0192 | 6.5387 | 6.1188 | 4.4187 | 0.00022715
4436 | 1.9548e-05 | 0.0001134 | 7.2194e-05 | 3.6389 | 3.6757 | 3.0192 | 6.0111 | 6.1188 | 4.4187 | 0.00020748
4437 | 1.9526e-05 | 0.00010706 | 0 | 3.5239 | 3.6757 | 3.0192 | 5.6853 | 6.1188 | 4.4187 | 0.00024469
4438 | 5.9051e-06 | 0.00011178 | 0 | 3.5195 | 3.6757 | 3.0192 | 5.6732 | 6.1188 | 4.4187 | 7.5389e-06
4439 | 2.415e-06 | 0.00011648 | 0 | 3.4934 | 3.6741 | 3.0192 | 5.6015 | 6.1141 | 4.4187 | 1.8192e-05
4440 | 3.8758e-06 | 0.00011905 | 0 | 3.4367 | 3.6741 | 3.0192 | 5.4483 | 6.1141 | 4.4187 | 3.6056e-06
4441 | 4.6523e-06 | 0.00012146 | 0 | 3.4077 | 3.6741 | 3.0192 | 5.3712 | 6.1141 | 4.4187 | 1.1144e-05
4442 | 5.1122e-06 | 0.00012246 | 0 | 3.3604 | 3.6741 | 3.0192 | 5.2475 | 6.1141 | 4.4187 | 1.0817e-05
4443 | 6.9411e-06 | 0.00012265 | 0.00028878 | 3.33 | 3.6741 | 3.0192 | 5.1693 | 6.1141 | 4.4187 | 1.4586e-05
4444 | 1.1286e-05 | 0.00012266 | 0.0025268 | 3.3392 | 3.6741 | 3.0192 | 5.1928 | 6.1141 | 4.4187 | 8.3583e-06
4445 | 1.1249e-05 | 0.00012265 | 0.010757 | 3.4409 | 3.6725 | 3.0192 | 5.4595 | 6.1094 | 4.4187 | 8.6861e-06
4446 | 1.6175e-05 | 0.00012265 | 0.028372 | 3.5669 | 3.6725 | 3.0192 | 5.8054 | 6.1094 | 4.4187 | 1.3767e-05
4447 | 2.5735e-05 | 0.0001226 | 0.043822 | 3.6704 | 3.6709 | 3.0192 | 6.1032 | 6.1047 | 4.4187 | 0.00053657
4448 | 2.2983e-05 | 0.00012194 | 0.057899 | 3.765 | 3.6725 | 3.0192 | 6.3867 | 6.1094 | 4.4187 | 5.7689e-05
4449 | 1.0394e-05 | 0.00011962 | 0.059993 | 3.8245 | 3.6725 | 3.0192 | 6.571 | 6.1094 | 4.4187 | 7.2603e-05
4450 | 8.7567e-06 | 0.00011794 | 0.070461 | 3.902 | 3.6725 | 3.0192 | 6.8183 | 6.1094 | 4.4187 | 8.4894e-05
4451 | 1.3212e-05 | 0.00011908 | 0.082806 | 3.9622 | 3.6709 | 3.0192 | 7.0163 | 6.1047 | 4.4187 | 8.0305e-05
4452 | 1.867e-05 | 0.00011388 | 0.085838 | 4.0687 | 3.6709 | 3.0192 | 7.38 | 6.1047 | 4.4187 | 0.00020961
4453 | 2.4927e-05 | 0.00010875 | 0.074793 | 4.1202 | 3.6709 | 3.0192 | 7.562 | 6.1047 | 4.4187 | 7.9978e-05
4454 | 2.4131e-05 | 0.00010784 | 0.059632 | 4.1484 | 3.6709 | 3.0192 | 7.6638 | 6.1047 | 4.4187 | 7.5717e-05
4455 | 1.56e-05 | 0.00010459 | 0.048731 | 4.0531 | 3.6725 | 3.0192 | 7.3257 | 6.1094 | 4.4187 | 7.9322e-05
4456 | 1.0825e-05 | 0.00010518 | 0.031823 | 4.0726 | 3.6725 | 3.0192 | 7.3937 | 6.1094 | 4.4187 | 7.0964e-05
4457 | 1.2945e-05 | 0.00010994 | 0.022741 | 4.0454 | 3.6725 | 3.0192 | 7.2989 | 6.1094 | 4.4187 | 7.3258e-05
4458 | 2.3049e-05 | 0.00011163 | 0.009674 | 3.9958 | 3.6709 | 3.0192 | 7.1292 | 6.1047 | 4.4187 | 0.00020076
4459 | 1.5976e-05 | 0.00011117 | 0.0023102 | 3.8894 | 3.6725 | 3.0192 | 6.7777 | 6.1094 | 4.4187 | 0.00021994
4460 | 1.9945e-05 | 0.00011326 | 0 | 3.7767 | 3.6725 | 3.0192 | 6.4228 | 6.1094 | 4.4187 | 0.00024042
4461 | 1.8594e-05 | 0.00010678 | 0 | 3.6264 | 3.6725 | 3.0192 | 5.9751 | 6.1094 | 4.4187 | 0.00019355
4462 | 7.6832e-06 | 0.00011162 | 0 | 3.546 | 3.6725 | 3.0192 | 5.7468 | 6.1094 | 4.4187 | 1.0653e-05
4463 | 5.6112e-06 | 0.00011633 | 0 | 3.4862 | 3.6741 | 3.0192 | 5.5818 | 6.1141 | 4.4187 | 7.7028e-06
4464 | 6.8694e-06 | 0.00011891 | 0 | 3.4535 | 3.6725 | 3.0192 | 5.4934 | 6.1094 | 4.4187 | 2.6714e-05
4465 | 6.5919e-06 | 0.00012132 | 0 | 3.4297 | 3.6725 | 3.0192 | 5.4298 | 6.1094 | 4.4187 | 2.6878e-05
4466 | 8.4688e-06 | 0.00012232 | 0 | 3.4173 | 3.6725 | 3.0192 | 5.3967 | 6.1094 | 4.4187 | 2.3108e-05
4467 | 1.1066e-05 | 0.00012251 | 7.2194e-05 | 3.4256 | 3.6725 | 3.0192 | 5.4187 | 6.1094 | 4.4187 | 2.2125e-05
4468 | 1.4492e-05 | 0.00012252 | 0.0018482 | 3.427 | 3.6725 | 3.0192 | 5.4224 | 6.1094 | 4.4187 | 2.7042e-05
4469 | 2.4605e-05 | 0.00012252 | 0.0083023 | 3.518 | 3.6725 | 3.0192 | 5.6692 | 6.1094 | 4.4187 | 2.2944e-05
4470 | 2.5376e-05 | 0.00012251 | 0.016677 | 3.5774 | 3.6709 | 3.0192 | 5.8351 | 6.1047 | 4.4187 | 1.8192e-05
4471 | 3.0363e-05 | 0.00012241 | 0.028878 | 3.6514 | 3.6725 | 3.0192 | 6.0476 | 6.1094 | 4.4187 | 0.00055149
4472 | 2.1986e-05 | 0.00012181 | 0.040429 | 3.7767 | 3.6725 | 3.0192 | 6.4228 | 6.1094 | 4.4187 | 0.00052002
4473 | 2.043e-05 | 0.00011949 | 0.062592 | 3.8948 | 3.6725 | 3.0192 | 6.795 | 6.1094 | 4.4187 | 7.9486e-05
4474 | 1.5291e-05 | 0.0001178 | 0.072049 | 3.9346 | 3.6741 | 3.0192 | 6.9249 | 6.1141 | 4.4187 | 8.1125e-05
4475 | 1.9873e-05 | 0.00011892 | 0.066057 | 4.0034 | 3.6741 | 3.0192 | 7.1548 | 6.1141 | 4.4187 | 8.7189e-05
4476 | 2.2036e-05 | 0.00011372 | 0.068656 | 4.0166 | 3.6741 | 3.0192 | 7.2 | 6.1141 | 4.4187 | 6.8505e-05
4477 | 2.3111e-05 | 0.00010861 | 0.07075 | 4.0903 | 3.6725 | 3.0192 | 7.4559 | 6.1094 | 4.4187 | 7.6372e-05
4478 | 3.4853e-05 | 0.00010771 | 0.059199 | 4.0805 | 3.6725 | 3.0192 | 7.4212 | 6.1094 | 4.4187 | 6.998e-05
4479 | 2.4806e-05 | 0.00010446 | 0.038407 | 4.1002 | 3.6725 | 3.0192 | 7.4909 | 6.1094 | 4.4187 | 0.00025812
4480 | 1.5706e-05 | 0.00010503 | 0.03653 | 4.1122 | 3.6741 | 3.0192 | 7.5334 | 6.1141 | 4.4187 | 0.00024747
4481 | 1.2573e-05 | 0.0001098 | 0.021875 | 4.059 | 3.6757 | 3.0192 | 7.346 | 6.1188 | 4.4187 | 4.5725e-05
4482 | 3.2134e-05 | 0.0001115 | 0.0075082 | 3.9996 | 3.6757 | 3.0192 | 7.142 | 6.1188 | 4.4187 | 3.9333e-05
4483 | 1.4501e-05 | 0.00011103 | 0.0018482 | 3.9092 | 3.6757 | 3.0192 | 6.8417 | 6.1188 | 4.4187 | 4.5889e-05
4484 | 2.2781e-05 | 0.00011312 | 7.2194e-05 | 3.7886 | 3.6741 | 3.0192 | 6.4592 | 6.1141 | 4.4187 | 0.00016192
4485 | 3.2671e-05 | 0.00010664 | 0 | 3.6625 | 3.6741 | 3.0192 | 6.0799 | 6.1141 | 4.4187 | 0.00014635
4486 | 1.6947e-05 | 0.00011148 | 0 | 3.6326 | 3.6741 | 3.0192 | 5.9931 | 6.1141 | 4.4187 | 0.00015619
4487 | 1.6023e-05 | 0.00011619 | 0 | 3.5926 | 3.6741 | 3.0192 | 5.8782 | 6.1141 | 4.4187 | 2.0978e-05
4488 | 1.7769e-05 | 0.00011858 | 0 | 3.5564 | 3.6741 | 3.0192 | 5.776 | 6.1141 | 4.4187 | 1.9011e-05
4489 | 1.7251e-05 | 0.00012079 | 0 | 3.5224 | 3.6741 | 3.0192 | 5.6813 | 6.1141 | 4.4187 | 2.4583e-05
4490 | 1.6939e-05 | 0.00012145 | 0 | 3.5064 | 3.6757 | 3.0192 | 5.6371 | 6.1188 | 4.4187 | 2.1961e-05
4491 | 1.8047e-05 | 0.00012156 | 0.00034653 | 3.4591 | 3.6757 | 3.0192 | 5.5086 | 6.1188 | 4.4187 | 2.5239e-05
4492 | 1.8275e-05 | 0.00012048 | 0.002238 | 3.4367 | 3.6757 | 3.0192 | 5.4483 | 6.1188 | 4.4187 | 3.1794e-05
4493 | 1.8295e-05 | 0.00011478 | 0.0078691 | 3.5064 | 3.6757 | 3.0192 | 5.6371 | 6.1188 | 4.4187 | 1.8847e-05
4494 | 4.5095e-05 | 0.0001073 | 0.016244 | 3.5774 | 3.6757 | 3.0192 | 5.8351 | 6.1188 | 4.4187 | 3.4908e-05
4495 | 4.5803e-05 | 9.6892e-05 | 0.022236 | 3.7122 | 3.6773 | 3.0192 | 6.2271 | 6.1235 | 4.4187 | 0.00054296
4496 | 2.4794e-05 | 0.00010926 | 0.026567 | 3.8576 | 3.6773 | 3.0192 | 6.6755 | 6.1235 | 4.4187 | 0.00048314
4497 | 1.7385e-05 | 0.00011448 | 0.048225 | 3.9566 | 3.6773 | 3.0192 | 6.9978 | 6.1235 | 4.4187 | 7.8503e-05
4498 | 1.1057e-05 | 0.0001144 | 0.050969 | 4.0707 | 3.6773 | 3.0192 | 7.3868 | 6.1235 | 4.4187 | 7.7192e-05
4499 | 1.9557e-05 | 0.0001182 | 0.054001 | 4.0765 | 3.6773 | 3.0192 | 7.4074 | 6.1235 | 4.4187 | 6.9653e-05
4500 | 2.5448e-05 | 0.00011361 | 0.065408 | 4.204 | 3.6773 | 3.0192 | 7.868 | 6.1235 | 4.4187 | 6.9817e-05
4501 | 2.7588e-05 | 0.00010847 | 0.069523 | 4.1956 | 3.6773 | 3.0192 | 7.837 | 6.1235 | 4.4187 | 7.6536e-05
4502 | 3.5411e-05 | 0.00010756 | 0.06317 | 4.0531 | 3.6773 | 3.0192 | 7.3257 | 6.1235 | 4.4187 | 8.0961e-05
4503 | 2.5388e-05 | 0.00010414 | 0.052413 | 3.8314 | 3.6773 | 3.0192 | 6.5927 | 6.1235 | 4.4187 | 0.000305
4504 | 1.4182e-05 | 0.00010482 | 0.039057 | 3.7903 | 3.6789 | 3.0192 | 6.4644 | 6.1282 | 4.4187 | 0.00023993
4505 | 1.0721e-05 | 0.00010958 | 0.027434 | 3.8314 | 3.6773 | 3.0192 | 6.5927 | 6.1235 | 4.4187 | 4.6544e-05
4506 | 1.2751e-05 | 0.00011131 | 0.010107 | 3.7886 | 3.6773 | 3.0192 | 6.4592 | 6.1235 | 4.4187 | 4.8183e-05
4507 | 1.7953e-05 | 0.00011076 | 0.0025027 | 3.7171 | 3.6773 | 3.0192 | 6.2417 | 6.1235 | 4.4187 | 3.5728e-05
4508 | 2.8134e-05 | 0.00011253 | 7.2194e-05 | 3.5987 | 3.6773 | 3.0192 | 5.8956 | 6.1235 | 4.4187 | 0.0001634
4509 | 2.9263e-05 | 0.00010576 | 0 | 3.4662 | 3.6773 | 3.0192 | 5.5277 | 6.1235 | 4.4187 | 0.00017831
4510 | 2.4673e-05 | 0.00011086 | 0 | 3.4423 | 3.6773 | 3.0192 | 5.4633 | 6.1235 | 4.4187 | 0.00015094
4511 | 2.0936e-05 | 0.00011434 | 0 | 3.367 | 3.6773 | 3.0192 | 5.2648 | 6.1235 | 4.4187 | 2.1306e-05
4512 | 2.4114e-05 | 0.00011245 | 0 | 3.3222 | 3.6773 | 3.0192 | 5.1492 | 6.1235 | 4.4187 | 1.4422e-05
4513 | 2.4444e-05 | 0.00010715 | 0 | 3.2963 | 3.6773 | 3.0192 | 5.0836 | 6.1235 | 4.4187 | 4.7528e-06
4514 | 2.6182e-05 | 0.00010648 | 0 | 3.2747 | 3.6773 | 3.0192 | 5.029 | 6.1235 | 4.4187 | 1.2128e-05
4515 | 2.7646e-05 | 0.00010556 | 0.00021658 | 3.2371 | 3.6773 | 3.0192 | 4.9356 | 6.1235 | 4.4187 | 6.5555e-06
4516 | 3.163e-05 | 0.0001052 | 0.0021369 | 3.2433 | 3.6773 | 3.0192 | 4.951 | 6.1235 | 4.4187 | 6.0639e-06
4517 | 4.7784e-05 | 0.00010551 | 0.0092408 | 3.3053 | 3.6773 | 3.0192 | 5.1063 | 6.1235 | 4.4187 | 6.8833e-06
4518 | 4.0236e-05 | 0.00010551 | 0.027867 | 3.3805 | 3.6789 | 3.0192 | 5.2998 | 6.1282 | 4.4187 | 9.0139e-06
4519 | 3.5965e-05 | 0.00010197 | 0.047648 | 3.4577 | 3.6789 | 3.0192 | 5.5048 | 6.1282 | 4.4187 | 0.00056689
4520 | 2.1177e-05 | 9.7882e-05 | 0.057466 | 3.5386 | 3.6789 | 3.0192 | 5.7262 | 6.1282 | 4.4187 | 7.7355e-05
4521 | 1.4487e-05 | 0.00010465 | 0.068223 | 3.6033 | 3.6805 | 3.0192 | 5.9087 | 6.1329 | 4.4187 | 6.0967e-05
4522 | 1.1594e-05 | 0.00010855 | 0.080135 | 3.6832 | 3.6821 | 3.0192 | 6.1408 | 6.1377 | 4.4187 | 0.00010063
4523 | 1.5226e-05 | 0.0001117 | 0.084467 | 3.76 | 3.6821 | 3.0192 | 6.3714 | 6.1377 | 4.4187 | 7.3258e-05
4524 | 1.5898e-05 | 0.00011054 | 0.082878 | 3.8576 | 3.6837 | 3.0192 | 6.6755 | 6.1424 | 4.4187 | 0.00019831
4525 | 1.398e-05 | 0.00010682 | 0.08129 | 3.9056 | 3.6821 | 3.0192 | 6.8299 | 6.1377 | 4.4187 | 9.8169e-05
4526 | 1.6242e-05 | 0.00010612 | 0.06945 | 3.9585 | 3.6805 | 3.0192 | 7.0039 | 6.1329 | 4.4187 | 9.358e-05
4527 | 6.9634e-06 | 0.00010352 | 0.054939 | 3.9548 | 3.6805 | 3.0192 | 6.9917 | 6.1329 | 4.4187 | 7.6372e-05
4528 | 4.9164e-06 | 0.00010447 | 0.040862 | 3.9771 | 3.6805 | 3.0192 | 7.066 | 6.1329 | 4.4187 | 7.4078e-05
4529 | 2.246e-05 | 0.0001094 | 0.024835 | 3.9789 | 3.6821 | 3.0192 | 7.0723 | 6.1377 | 4.4187 | 7.4078e-05
4530 | 9.3171e-06 | 0.0001112 | 0.0072194 | 3.9236 | 3.6821 | 3.0192 | 6.889 | 6.1377 | 4.4187 | 0.00023715
4531 | 2.1371e-05 | 0.00011073 | 0.0021177 | 3.7971 | 3.6821 | 3.0192 | 6.4855 | 6.1377 | 4.4187 | 0.0002165
4532 | 1.7057e-05 | 0.0001129 | 0 | 3.6171 | 3.6821 | 3.0192 | 5.9483 | 6.1377 | 4.4187 | 0.00024354
4533 | 1.9502e-05 | 0.00010563 | 0 | 3.4934 | 3.6821 | 3.0192 | 5.6015 | 6.1377 | 4.4187 | 0.00023403
4534 | 1.7613e-05 | 0.00010769 | 0 | 3.3927 | 3.6821 | 3.0192 | 5.3317 | 6.1377 | 4.4187 | 1.9994e-05
4535 | 2.1073e-05 | 0.00010869 | 0 | 3.3872 | 3.6821 | 3.0192 | 5.3175 | 6.1377 | 4.4187 | 5.5722e-06
4536 | 2.4844e-05 | 0.00010928 | 0 | 3.3724 | 3.6821 | 3.0192 | 5.2788 | 6.1377 | 4.4187 | 1.6061e-05
4537 | 2.5844e-05 | 0.00010624 | 0 | 3.3471 | 3.6821 | 3.0192 | 5.2132 | 6.1377 | 4.4187 | 1.1636e-05
4538 | 2.7239e-05 | 0.00010529 | 0 | 3.33 | 3.6805 | 3.0192 | 5.1693 | 6.1329 | 4.4187 | 1.0489e-05
4539 | 2.9028e-05 | 0.00010516 | 0.00014439 | 3.2785 | 3.6805 | 3.0192 | 5.0386 | 6.1329 | 4.4187 | 9.5055e-06
4540 | 2.9812e-05 | 0.0001052 | 0.002238 | 3.2734 | 3.6805 | 3.0192 | 5.0259 | 6.1329 | 4.4187 | 1.4586e-05
4541 | 3.2313e-05 | 0.00010521 | 0.0083745 | 3.3564 | 3.6805 | 3.0192 | 5.2372 | 6.1329 | 4.4187 | 1.3111e-05
4542 | 3.4611e-05 | 0.00010388 | 0.021875 | 3.4591 | 3.6805 | 3.0192 | 5.5086 | 6.1329 | 4.4187 | 1.6389e-05
4543 | 3.5269e-05 | 0.00010108 | 0.027795 | 3.5669 | 3.6805 | 3.0192 | 5.8054 | 6.1329 | 4.4187 | 0.00053346
4544 | 3.4379e-05 | 0.00010098 | 0.041945 | 3.6752 | 3.6821 | 3.0192 | 6.1172 | 6.1377 | 4.4187 | 7.1947e-05
4545 | 1.481e-05 | 0.00010934 | 0.051691 | 3.7253 | 3.6805 | 3.0192 | 6.2663 | 6.1329 | 4.4187 | 6.9161e-05
4546 | 1.1498e-05 | 0.0001106 | 0.062809 | 3.7734 | 3.6805 | 3.0192 | 6.4124 | 6.1329 | 4.4187 | 8.555e-05
4547 | 1.8654e-05 | 0.00011426 | 0.049958 | 3.8646 | 3.6805 | 3.0192 | 6.698 | 6.1329 | 4.4187 | 6.8833e-05
4548 | 1.9772e-05 | 0.00011139 | 0.066996 | 3.9146 | 3.6805 | 3.0192 | 6.8593 | 6.1329 | 4.4187 | 0.00019241
4549 | 2.4359e-05 | 0.000107 | 0.066563 | 3.9566 | 3.6805 | 3.0192 | 6.9978 | 6.1329 | 4.4187 | 7.4733e-05
4550 | 2.5412e-05 | 0.00010664 | 0.048586 | 3.992 | 3.6789 | 3.0192 | 7.1165 | 6.1282 | 4.4187 | 7.883e-05
4551 | 1.9102e-05 | 0.00010378 | 0.043244 | 4.0166 | 3.6789 | 3.0192 | 7.2 | 6.1282 | 4.4187 | 7.0144e-05
4552 | 2.6082e-05 | 0.00010454 | 0.023968 | 4.0281 | 3.6805 | 3.0192 | 7.2393 | 6.1329 | 4.4187 | 7.08e-05
4553 | 1.1697e-05 | 0.00010932 | 0.019131 | 4.0034 | 3.6805 | 3.0192 | 7.1548 | 6.1329 | 4.4187 | 7.67e-05
4554 | 2.5658e-05 | 0.00011108 | 0.0077969 | 3.9883 | 3.6789 | 3.0192 | 7.1038 | 6.1282 | 4.4187 | 0.00019749
4555 | 2.2936e-05 | 0.00011026 | 0.0023102 | 3.8401 | 3.6789 | 3.0192 | 6.6201 | 6.1282 | 4.4187 | 0.0002342
4556 | 3.2702e-05 | 0.00011182 | 9.6258e-05 | 3.6928 | 3.6773 | 3.0192 | 6.1693 | 6.1235 | 4.4187 | 0.00022502
4557 | 3.9453e-05 | 0.00010525 | 0 | 3.6233 | 3.6773 | 3.0192 | 5.9661 | 6.1235 | 4.4187 | 0.00021781
4558 | 3.6086e-05 | 0.00010656 | 0 | 3.5549 | 3.6773 | 3.0192 | 5.7718 | 6.1235 | 4.4187 | 1.1964e-05
4559 | 3.4948e-05 | 0.00010968 | 0 | 3.4905 | 3.6741 | 3.0192 | 5.5936 | 6.1141 | 4.4187 | 1.3767e-05
4560 | 4.2443e-05 | 0.00010678 | 0 | 3.4948 | 3.6741 | 3.0192 | 5.6054 | 6.1141 | 4.4187 | 9.9972e-06
4561 | 4.3114e-05 | 0.00010697 | 0 | 3.4876 | 3.6757 | 3.0192 | 5.5858 | 6.1188 | 4.4187 | 2.5075e-05
4562 | 4.3925e-05 | 0.00010537 | 0 | 3.4187 | 3.6757 | 3.0192 | 5.4004 | 6.1188 | 4.4187 | 2.065e-05
4563 | 4.7398e-05 | 0.00010526 | 0 | 3.3818 | 3.6741 | 3.0192 | 5.3034 | 6.1141 | 4.4187 | 1.0653e-05
4564 | 4.9487e-05 | 0.00010521 | 0.0021369 | 3.3697 | 3.6741 | 3.0192 | 5.2718 | 6.1141 | 4.4187 | 7.2111e-06
4565 | 6.3361e-05 | 0.00010373 | 0.0053712 | 3.4776 | 3.6757 | 3.0192 | 5.5585 | 6.1188 | 4.4187 | 9.5055e-06
4566 | 5.1878e-05 | 0.00010535 | 0.016027 | 3.5926 | 3.6757 | 3.0192 | 5.8782 | 6.1188 | 4.4187 | 6.0639e-06
4567 | 6.6718e-05 | 0.00010221 | 0.031188 | 3.6976 | 3.6725 | 3.0192 | 6.1836 | 6.1094 | 4.4187 | 0.00058803
4568 | 3.3379e-05 | 0.0001006 | 0.052918 | 3.7937 | 3.6741 | 3.0192 | 6.4749 | 6.1141 | 4.4187 | 6.2605e-05
4569 | 1.8893e-05 | 0.00010138 | 0.049597 | 3.8912 | 3.6741 | 3.0192 | 6.7834 | 6.1141 | 4.4187 | 7.7519e-05
4570 | 1.9867e-05 | 0.00010678 | 0.071616 | 3.9677 | 3.6741 | 3.0192 | 7.0348 | 6.1141 | 4.4187 | 7.2767e-05
4571 | 2.1742e-05 | 0.00011114 | 0.066707 | 4.0415 | 3.6741 | 3.0192 | 7.2856 | 6.1141 | 4.4187 | 6.8342e-05
4572 | 2.4489e-05 | 0.00010941 | 0.07602 | 4.0824 | 3.6725 | 3.0192 | 7.4281 | 6.1094 | 4.4187 | 0.00019749
4573 | 2.9393e-05 | 0.00010611 | 0.073277 | 4.1161 | 3.6725 | 3.0192 | 7.5477 | 6.1094 | 4.4187 | 9.5219e-05
4574 | 2.4412e-05 | 0.00010589 | 0.059054 | 4.1122 | 3.6725 | 3.0192 | 7.5334 | 6.1094 | 4.4187 | 7.7683e-05
4575 | 1.9783e-05 | 0.00010259 | 0.048803 | 4.177 | 3.6725 | 3.0192 | 7.7683 | 6.1094 | 4.4187 | 8.0961e-05
4576 | 1.774e-05 | 0.00010273 | 0.037685 | 4.261 | 3.6709 | 3.0192 | 8.0834 | 6.1047 | 4.4187 | 6.7686e-05
4577 | 2.2393e-05 | 0.0001072 | 0.019492 | 4.1709 | 3.6725 | 3.0192 | 7.7457 | 6.1094 | 4.4187 | 7.2767e-05
4578 | 1.2051e-05 | 0.00010929 | 0.009674 | 4.1002 | 3.6725 | 3.0192 | 7.4909 | 6.1094 | 4.4187 | 0.00020863
4579 | 3.3751e-05 | 0.00010894 | 0.002599 | 3.9456 | 3.6709 | 3.0192 | 6.9611 | 6.1047 | 4.4187 | 0.00024239
4580 | 4.1927e-05 | 0.00011104 | 7.2194e-05 | 3.847 | 3.6709 | 3.0192 | 6.6422 | 6.1047 | 4.4187 | 0.00021666
4581 | 5.1682e-05 | 0.00010479 | 0 | 3.7734 | 3.6693 | 3.0192 | 6.4124 | 6.1 | 4.4187 | 0.0002183
4582 | 3.4235e-05 | 0.00010989 | 0 | 3.6896 | 3.6693 | 3.0192 | 6.1598 | 6.1 | 4.4187 | 9.3417e-06
4583 | 3.3172e-05 | 0.00010725 | 0 | 3.6342 | 3.6693 | 3.0192 | 5.9976 | 6.1 | 4.4187 | 1.7372e-05
4584 | 3.6056e-05 | 0.00010666 | 0 | 3.6125 | 3.6693 | 3.0192 | 5.9351 | 6.1 | 4.4187 | 7.8667e-06
4585 | 3.6369e-05 | 0.00010572 | 0 | 3.6125 | 3.6709 | 3.0192 | 5.9351 | 6.1047 | 4.4187 | 1.2292e-05
4586 | 3.7295e-05 | 0.00010536 | 0 | 3.5639 | 3.6693 | 3.0192 | 5.797 | 6.1 | 4.4187 | 1.6389e-05
4587 | 3.8866e-05 | 0.00010498 | 9.6258e-05 | 3.5564 | 3.6693 | 3.0192 | 5.776 | 6.1 | 4.4187 | 5.9e-06
4588 | 4.0709e-05 | 0.00010509 | 0.0015161 | 3.5107 | 3.6709 | 3.0192 | 5.6491 | 6.1047 | 4.4187 | 1.5733e-05
4589 | 4.0625e-05 | 0.00010482 | 0.0061605 | 3.5415 | 3.6693 | 3.0192 | 5.7344 | 6.1 | 4.4187 | 1.5078e-05
4590 | 4.4817e-05 | 0.00010486 | 0.01776 | 3.628 | 3.6693 | 3.0192 | 5.9796 | 6.1 | 4.4187 | 8.0305e-06
4591 | 4.8329e-05 | 0.00010276 | 0.027506 | 3.755 | 3.6693 | 3.0192 | 6.3562 | 6.1 | 4.4187 | 0.00058475
4592 | 4.2452e-05 | 9.5849e-05 | 0.032516 | 3.9328 | 3.6678 | 3.0192 | 6.9188 | 6.0954 | 4.4187 | 5.5722e-05
4593 | 2.0664e-05 | 0.00010338 | 0.033931 | 4.0243 | 3.6693 | 3.0192 | 7.2261 | 6.1 | 4.4187 | 6.2605e-05
4594 | 1.8062e-05 | 0.00010961 | 0.05133 | 4.0281 | 3.6693 | 3.0192 | 7.2393 | 6.1 | 4.4187 | 7.1619e-05
4595 | 2.4566e-05 | 0.00011169 | 0.059343 | 4.1342 | 3.6709 | 3.0192 | 7.6125 | 6.1047 | 4.4187 | 8.178e-05
4596 | 2.7411e-05 | 0.0001103 | 0.06252 | 4.1832 | 3.6709 | 3.0192 | 7.7911 | 6.1047 | 4.4187 | 0.00021256
4597 | 3.3665e-05 | 0.00010636 | 0.043316 | 4.1443 | 3.6693 | 3.0192 | 7.6491 | 6.1 | 4.4187 | 8.9155e-05
4598 | 2.4387e-05 | 0.00010632 | 0.05234 | 4.1242 | 3.6678 | 3.0192 | 7.5764 | 6.0954 | 4.4187 | 9.2105e-05
4599 | 1.9039e-05 | 0.00010333 | 0.053784 | 4.1342 | 3.6693 | 3.0192 | 7.6125 | 6.1 | 4.4187 | 8.2764e-05
4600 | 2.1308e-05 | 0.00010392 | 0.035447 | 4.1302 | 3.6693 | 3.0192 | 7.598 | 6.1 | 4.4187 | 5.4247e-05
4601 | 1.513e-05 | 0.00010887 | 0.016027 | 3.8984 | 3.6693 | 3.0192 | 6.8066 | 6.1 | 4.4187 | 6.6539e-05
4602 | 1.2519e-05 | 0.00011072 | 0.0073349 | 3.8576 | 3.6693 | 3.0192 | 6.6755 | 6.1 | 4.4187 | 0.00019503
4603 | 1.8101e-05 | 0.00010999 | 0.0020936 | 3.7617 | 3.6678 | 3.0192 | 6.3765 | 6.0954 | 4.4187 | 0.00022158
4604 | 2.7242e-05 | 0.00011151 | 0 | 3.6311 | 3.6709 | 3.0192 | 5.9886 | 6.1047 | 4.4187 | 0.00019634
4605 | 3.1157e-05 | 0.00010504 | 0 | 3.5356 | 3.6693 | 3.0192 | 5.718 | 6.1 | 4.4187 | 0.00021928
4606 | 2.524e-05 | 0.0001067 | 0 | 3.4705 | 3.6693 | 3.0192 | 5.5392 | 6.1 | 4.4187 | 1.5897e-05
4607 | 2.9498e-05 | 0.0001087 | 0 | 3.4297 | 3.6693 | 3.0192 | 5.4298 | 6.1 | 4.4187 | 1.1636e-05
4608 | 3.7381e-05 | 0.00010795 | 0 | 3.3886 | 3.6678 | 3.0192 | 5.3211 | 6.0954 | 4.4187 | 9.3417e-06
4609 | 4.4973e-05 | 0.00010662 | 0 | 3.3564 | 3.6693 | 3.0192 | 5.2372 | 6.1 | 4.4187 | 1.2456e-05
4610 | 4.8022e-05 | 0.00010475 | 0 | 3.3431 | 3.6693 | 3.0192 | 5.203 | 6.1 | 4.4187 | 8.0305e-06
4611 | 4.9011e-05 | 0.00010489 | 0.00014439 | 3.3248 | 3.6709 | 3.0192 | 5.1559 | 6.1047 | 4.4187 | 1.18e-05
4612 | 5.1023e-05 | 0.00010531 | 0.0028878 | 3.3053 | 3.6709 | 3.0192 | 5.1063 | 6.1047 | 4.4187 | 1.475e-05
4613 | 6.1975e-05 | 0.00010487 | 0.0093852 | 3.4008 | 3.6709 | 3.0192 | 5.3532 | 6.1047 | 4.4187 | 1.7372e-05
4614 | 5.1612e-05 | 0.00010447 | 0.022669 | 3.5371 | 3.6709 | 3.0192 | 5.7221 | 6.1047 | 4.4187 | 1.4586e-05
4615 | 3.9491e-05 | 0.0001015 | 0.034422 | 3.6373 | 3.6709 | 3.0192 | 6.0066 | 6.1047 | 4.4187 | 0.00053395
4616 | 1.981e-05 | 9.9438e-05 | 0.042017 | 3.7204 | 3.6709 | 3.0192 | 6.2515 | 6.1047 | 4.4187 | 7.4078e-05
4617 | 1.6361e-05 | 0.00010239 | 0.047864 | 3.8576 | 3.6709 | 3.0192 | 6.6755 | 6.1047 | 4.4187 | 5.9983e-05
4618 | 1.101e-05 | 0.0001077 | 0.048803 | 3.9548 | 3.6709 | 3.0192 | 6.9917 | 6.1047 | 4.4187 | 8.0633e-05
4619 | 1.7808e-05 | 0.0001105 | 0.072266 | 3.9492 | 3.6725 | 3.0192 | 6.9733 | 6.1094 | 4.4187 | 6.3589e-05
4620 | 2.0982e-05 | 0.00010792 | 0.058982 | 4.0903 | 3.6709 | 3.0192 | 7.4559 | 6.1047 | 4.4187 | 0.00017815
4621 | 2.1973e-05 | 0.00010485 | 0.051763 | 4.1282 | 3.6709 | 3.0192 | 7.5908 | 6.1047 | 4.4187 | 0.00011751
4622 | 2.0239e-05 | 0.00010455 | 0.039707 | 4.2019 | 3.6709 | 3.0192 | 7.8602 | 6.1047 | 4.4187 | 9.3744e-05
4623 | 1.7392e-05 | 0.00010172 | 0.039057 | 4.2081 | 3.6709 | 3.0192 | 7.8835 | 6.1047 | 4.4187 | 9.8169e-05
4624 | 1.5908e-05 | 0.00010208 | 0.0283 | 4.2081 | 3.6709 | 3.0192 | 7.8835 | 6.1047 | 4.4187 | 5.2936e-05
4625 | 1.1778e-05 | 0.00010695 | 0.017904 | 4.1002 | 3.6693 | 3.0192 | 7.4909 | 6.1 | 4.4187 | 6.9325e-05
4626 | 9.4264e-06 | 0.00010899 | 0.0065841 | 4.0396 | 3.6709 | 3.0192 | 7.2789 | 6.1047 | 4.4187 | 0.00020584
4627 | 1.4115e-05 | 0.00010922 | 0.0020214 | 3.9218 | 3.6709 | 3.0192 | 6.883 | 6.1047 | 4.4187 | 0.0002283
4628 | 1.6886e-05 | 0.00011186 | 0 | 3.7106 | 3.6709 | 3.0192 | 6.2223 | 6.1047 | 4.4187 | 0.00023256
4629 | 1.9148e-05 | 0.00010663 | 0 | 3.6672 | 3.6709 | 3.0192 | 6.0938 | 6.1047 | 4.4187 | 0.00020093
4630 | 7.9559e-06 | 0.00010662 | 0 | 3.6064 | 3.6709 | 3.0192 | 5.9174 | 6.1047 | 4.4187 | 1.1636e-05
4631 | 5.2532e-06 | 0.00010444 | 0 | 3.5166 | 3.6709 | 3.0192 | 5.6651 | 6.1047 | 4.4187 | 1.3931e-05
4632 | 6.716e-06 | 0.0001059 | 0 | 3.5006 | 3.6709 | 3.0192 | 5.6212 | 6.1047 | 4.4187 | 2.2125e-05
4633 | 6.0969e-06 | 0.00010537 | 0 | 3.4833 | 3.6709 | 3.0192 | 5.574 | 6.1047 | 4.4187 | 2.5403e-05
4634 | 6.8654e-06 | 0.00010504 | 0 | 3.4905 | 3.6709 | 3.0192 | 5.5936 | 6.1047 | 4.4187 | 2.2453e-05
4635 | 8.2612e-06 | 0.00010427 | 0 | 3.4762 | 3.6709 | 3.0192 | 5.5546 | 6.1047 | 4.4187 | 2.0158e-05
4636 | 9.5923e-06 | 0.00010412 | 0.0015016 | 3.4648 | 3.6725 | 3.0192 | 5.5238 | 6.1094 | 4.4187 | 1.8356e-05
4637 | 2.8031e-05 | 0.00010481 | 0.007075 | 3.5195 | 3.6725 | 3.0192 | 5.6732 | 6.1094 | 4.4187 | 9.5055e-06
4638 | 2.4675e-05 | 0.000104 | 0.012562 | 3.6171 | 3.6725 | 3.0192 | 5.9483 | 6.1094 | 4.4187 | 2.1633e-05
4639 | 3.4687e-05 | 0.00010225 | 0.024185 | 3.709 | 3.6725 | 3.0192 | 6.2174 | 6.1094 | 4.4187 | 0.00050101
4640 | 6.5285e-06 | 0.00010151 | 0.037252 | 3.8176 | 3.6725 | 3.0192 | 6.5494 | 6.1094 | 4.4187 | 0.00054526
4641 | 6.0842e-06 | 0.00010056 | 0.041511 | 3.8505 | 3.6741 | 3.0192 | 6.6532 | 6.1141 | 4.4187 | 6.8669e-05
4642 | 1.4986e-05 | 0.00010154 | 0.039057 | 3.9733 | 3.6741 | 3.0192 | 7.0535 | 6.1141 | 4.4187 | 8.178e-05
4643 | 1.6216e-05 | 0.00010643 | 0.050247 | 3.9808 | 3.6741 | 3.0192 | 7.0786 | 6.1141 | 4.4187 | 8.0142e-05
4644 | 1.8599e-05 | 0.00010652 | 0.039418 | 4.0205 | 3.6741 | 3.0192 | 7.2131 | 6.1141 | 4.4187 | 7.7028e-05
4645 | 2.5887e-05 | 0.00010504 | 0.02368 | 4.0982 | 3.6757 | 3.0192 | 7.4839 | 6.1188 | 4.4187 | 8.2108e-05
4646 | 2.1213e-05 | 0.00010523 | 0.027145 | 4.1936 | 3.6757 | 3.0192 | 7.8293 | 6.1188 | 4.4187 | 7.7028e-05
4647 | 1.8907e-05 | 0.00010229 | 0.023246 | 4.2355 | 3.6757 | 3.0192 | 7.9862 | 6.1188 | 4.4187 | 0.00026075
4648 | 1.0703e-05 | 0.00010322 | 0.017182 | 4.2376 | 3.6773 | 3.0192 | 7.9942 | 6.1235 | 4.4187 | 0.00028172
4649 | 1.1726e-05 | 0.0001084 | 0.0084467 | 4.1688 | 3.6773 | 3.0192 | 7.7382 | 6.1235 | 4.4187 | 4.6872e-05
4650 | 7.455e-06 | 0.00011044 | 0.0038696 | 4.1102 | 3.6773 | 3.0192 | 7.5263 | 6.1235 | 4.4187 | 5.6214e-05
4651 | 1.137e-05 | 0.00010942 | 0.0016171 | 3.9659 | 3.6773 | 3.0192 | 7.0286 | 6.1235 | 4.4187 | 3.5728e-05
4652 | 2.21e-05 | 0.00011195 | 7.2194e-05 | 3.7269 | 3.6773 | 3.0192 | 6.2712 | 6.1235 | 4.4187 | 0.00016536
4653 | 2.0468e-05 | 0.00010525 | 0 | 3.6156 | 3.6773 | 3.0192 | 5.9439 | 6.1235 | 4.4187 | 0.00016995
4654 | 6.5544e-06 | 0.00010542 | 0 | 3.6202 | 3.6773 | 3.0192 | 5.9572 | 6.1235 | 4.4187 | 0.00014471
4655 | 3.99e-06 | 0.00010537 | 0 | 3.4876 | 3.6773 | 3.0192 | 5.5858 | 6.1235 | 4.4187 | 2.1306e-05
4656 | 6.4778e-06 | 0.0001064 | 0 | 3.4145 | 3.6789 | 3.0192 | 5.3894 | 6.1282 | 4.4187 | 2.2944e-05
4657 | 8.6809e-06 | 0.00010566 | 0 | 3.3859 | 3.6789 | 3.0192 | 5.314 | 6.1282 | 4.4187 | 2.5239e-05
4658 | 1.3357e-05 | 0.00010586 | 0 | 3.3981 | 3.6805 | 3.0192 | 5.346 | 6.1329 | 4.4187 | 1.4914e-05
4659 | 2.3338e-05 | 0.00010481 | 7.2194e-05 | 3.3577 | 3.6805 | 3.0192 | 5.2406 | 6.1329 | 4.4187 | 1.9667e-05
4660 | 2.9673e-05 | 0.00010417 | 0.0018482 | 3.3339 | 3.6805 | 3.0192 | 5.1793 | 6.1329 | 4.4187 | 3.3761e-05
4661 | 3.4374e-05 | 0.00010491 | 0.0068728 | 3.4256 | 3.6805 | 3.0192 | 5.4187 | 6.1329 | 4.4187 | 1.9667e-05
4662 | 5.3854e-05 | 0.00010463 | 0.017543 | 3.585 | 3.6805 | 3.0192 | 5.8566 | 6.1329 | 4.4187 | 2.2453e-05
4663 | 3.6074e-05 | 0.00010336 | 0.029383 | 3.7483 | 3.6805 | 3.0192 | 6.336 | 6.1329 | 4.4187 | 0.00054509
4664 | 3.5528e-05 | 9.6798e-05 | 0.040212 | 3.8787 | 3.6821 | 3.0192 | 6.7433 | 6.1377 | 4.4187 | 0.00047118
4665 | 1.244e-05 | 9.9436e-05 | 0.046998 | 3.964 | 3.6837 | 3.0192 | 7.0225 | 6.1424 | 4.4187 | 8.1453e-05
4666 | 1.9468e-05 | 0.00010765 | 0.042233 | 4.0473 | 3.6853 | 3.0192 | 7.3056 | 6.1472 | 4.4187 | 7.8667e-05
4667 | 1.6624e-05 | 0.0001108 | 0.048586 | 4.1464 | 3.6853 | 3.0192 | 7.6564 | 6.1472 | 4.4187 | 8.4075e-05
4668 | 1.8882e-05 | 0.00010962 | 0.058116 | 4.2144 | 3.6853 | 3.0192 | 7.907 | 6.1472 | 4.4187 | 8.3911e-05
4669 | 2.2242e-05 | 0.0001061 | 0.054073 | 4.2934 | 3.6853 | 3.0192 | 8.2082 | 6.1472 | 4.4187 | 7.4897e-05
4670 | 2.0961e-05 | 0.00010637 | 0.047576 | 4.344 | 3.6853 | 3.0192 | 8.4073 | 6.1472 | 4.4187 | 7.9486e-05
4671 | 1.8398e-05 | 0.00010352 | 0.037469 | 4.3709 | 3.6853 | 3.0192 | 8.515 | 6.1472 | 4.4187 | 0.00023764
4672 | 1.1382e-05 | 0.00010401 | 0.028444 | 4.3642 | 3.6853 | 3.0192 | 8.4879 | 6.1472 | 4.4187 | 0.00027107
4673 | 9.3361e-06 | 0.00010875 | 0.016388 | 4.3043 | 3.6853 | 3.0192 | 8.2507 | 6.1472 | 4.4187 | 4.425e-05
4674 | 9.9794e-06 | 0.00011049 | 0.0064108 | 4.2102 | 3.6853 | 3.0192 | 7.8913 | 6.1472 | 4.4187 | 3.5728e-05
4675 | 1.755e-05 | 0.00011004 | 0.0015594 | 4.057 | 3.6885 | 3.0192 | 7.3392 | 6.1567 | 4.4187 | 3.2942e-05
4676 | 2.0909e-05 | 0.00011205 | 0 | 3.7988 | 3.6885 | 3.0192 | 6.4907 | 6.1567 | 4.4187 | 0.00015733
4677 | 2.9352e-05 | 0.00010574 | 0 | 3.6499 | 3.6902 | 3.0192 | 6.043 | 6.1614 | 4.4187 | 0.00014127
4678 | 1.8538e-05 | 0.00011028 | 0 | 3.5714 | 3.6902 | 3.0192 | 5.8181 | 6.1614 | 4.4187 | 0.00016012
4679 | 2.2519e-05 | 0.00011477 | 0 | 3.5209 | 3.6902 | 3.0192 | 5.6772 | 6.1614 | 4.4187 | 3.0483e-05
4680 | 2.8996e-05 | 0.00011687 | 0 | 3.4905 | 3.6902 | 3.0192 | 5.5936 | 6.1614 | 4.4187 | 7.5389e-06
4681 | 3.0977e-05 | 0.00011938 | 0 | 3.427 | 3.6902 | 3.0192 | 5.4224 | 6.1614 | 4.4187 | 1.3111e-05
4682 | 3.6461e-05 | 0.00011862 | 0 | 3.4325 | 3.6918 | 3.0192 | 5.4372 | 6.1662 | 4.4187 | 8.85e-06
4683 | 4.3404e-05 | 0.00011727 | 0 | 3.3764 | 3.6918 | 3.0192 | 5.2893 | 6.1662 | 4.4187 | 1.8519e-05
4684 | 4.5094e-05 | 0.00010628 | 0.0012995 | 3.3511 | 3.6918 | 3.0192 | 5.2234 | 6.1662 | 4.4187 | 8.1944e-06
4685 | 5.2621e-05 | 0.00010207 | 0.006122 | 3.462 | 3.6918 | 3.0192 | 5.5162 | 6.1662 | 4.4187 | 6.5555e-06
4686 | 4.4718e-05 | 0.00010349 | 0.018121 | 3.5972 | 3.6918 | 3.0192 | 5.8912 | 6.1662 | 4.4187 | 1.1144e-05
4687 | 4.3152e-05 | 0.00010173 | 0.029383 | 3.68 | 3.6918 | 3.0192 | 6.1313 | 6.1662 | 4.4187 | 0.00056034
4688 | 2.7745e-05 | 0.00011159 | 0.038335 | 3.765 | 3.6934 | 3.0192 | 6.3867 | 6.171 | 4.4187 | 5.0478e-05
4689 | 2.0306e-05 | 0.00011229 | 0.046493 | 3.8859 | 3.6934 | 3.0192 | 6.7662 | 6.171 | 4.4187 | 6.408e-05
4690 | 1.5835e-05 | 0.0001144 | 0.054218 | 3.9492 | 3.6934 | 3.0192 | 6.9733 | 6.171 | 4.4187 | 7.6208e-05
4691 | 1.4885e-05 | 0.00011737 | 0.057755 | 4.0262 | 3.695 | 3.0192 | 7.2327 | 6.1758 | 4.4187 | 7.1292e-05
4692 | 1.528e-05 | 0.00011276 | 0.059632 | 4.0609 | 3.6966 | 3.0192 | 7.3528 | 6.1806 | 4.4187 | 0.00021715
4693 | 2.051e-05 | 0.00010748 | 0.053857 | 4.1222 | 3.6966 | 3.0192 | 7.5692 | 6.1806 | 4.4187 | 8.8336e-05
4694 | 1.0393e-05 | 0.00010659 | 0.047359 | 4.2568 | 3.6982 | 3.0192 | 8.067 | 6.1854 | 4.4187 | 8.2436e-05
4695 | 7.9393e-06 | 0.00010344 | 0.038046 | 4.1998 | 3.6966 | 3.0192 | 7.8525 | 6.1806 | 4.4187 | 7.1292e-05
4696 | 6.2533e-06 | 0.0001039 | 0.025557 | 4.2144 | 3.6966 | 3.0192 | 7.907 | 6.1806 | 4.4187 | 6.6375e-05
4697 | 1.0319e-05 | 0.00010863 | 0.024762 | 4.1832 | 3.6966 | 3.0192 | 7.7911 | 6.1806 | 4.4187 | 7.0472e-05
4698 | 6.1992e-06 | 0.00011038 | 0.0062953 | 4.1102 | 3.6966 | 3.0192 | 7.5263 | 6.1806 | 4.4187 | 0.00022944
4699 | 8.5845e-06 | 0.00010993 | 0.0017327 | 3.9255 | 3.6966 | 3.0192 | 6.8949 | 6.1806 | 4.4187 | 0.0002106
4700 | 1.734e-05 | 0.00011194 | 0 | 3.696 | 3.6998 | 3.0192 | 6.1788 | 6.1902 | 4.4187 | 0.00025468
4701 | 2.5511e-05 | 0.00010563 | 0 | 3.5972 | 3.6998 | 3.0192 | 5.8912 | 6.1902 | 4.4187 | 0.00017421
4702 | 2.1e-05 | 0.0001103 | 0 | 3.5699 | 3.6998 | 3.0192 | 5.8139 | 6.1902 | 4.4187 | 1.77e-05
4703 | 2.0618e-05 | 0.00011504 | 0 | 3.5401 | 3.6998 | 3.0192 | 5.7303 | 6.1902 | 4.4187 | 1.8192e-05
4704 | 1.8945e-05 | 0.00011763 | 0 | 3.4891 | 3.6998 | 3.0192 | 5.5897 | 6.1902 | 4.4187 | 1.3111e-05
4705 | 1.771e-05 | 0.00012006 | 0 | 3.4214 | 3.6998 | 3.0192 | 5.4077 | 6.1902 | 4.4187 | 1.2947e-05
4706 | 1.9572e-05 | 0.00012064 | 0 | 3.3845 | 3.6998 | 3.0192 | 5.3104 | 6.1902 | 4.4187 | 8.6861e-06
4707 | 2.2644e-05 | 0.00012013 | 0 | 3.3995 | 3.6998 | 3.0192 | 5.3496 | 6.1902 | 4.4187 | 1.8356e-05
4708 | 2.1274e-05 | 0.00011525 | 0.0017327 | 3.3604 | 3.7015 | 3.0192 | 5.2475 | 6.195 | 4.4187 | 1.1144e-05
4709 | 2.5541e-05 | 0.00011198 | 0.0066418 | 3.4507 | 3.7031 | 3.0192 | 5.4858 | 6.1998 | 4.4187 | 6.8833e-06
4710 | 6.111e-05 | 0.00010912 | 0.020286 | 3.5519 | 3.7031 | 3.0192 | 5.7634 | 6.1998 | 4.4187 | 9.1778e-06
4711 | 4.06e-05 | 0.0001018 | 0.029527 | 3.6928 | 3.7031 | 3.0192 | 6.1693 | 6.1998 | 4.4187 | 0.00055247
4712 | 2.2517e-05 | 0.00011137 | 0.03627 | 3.8262 | 3.7031 | 3.0192 | 6.5764 | 6.1998 | 4.4187 | 5.4411e-05
4713 | 1.5954e-05 | 0.00011265 | 0.042811 | 3.9511 | 3.7031 | 3.0192 | 6.9794 | 6.1998 | 4.4187 | 6.408e-05
4714 | 1.2284e-05 | 0.00011456 | 0.056383 | 4.0512 | 3.7047 | 3.0192 | 7.319 | 6.2046 | 4.4187 | 7.8994e-05
4715 | 1.7701e-05 | 0.0001174 | 0.056456 | 4.057 | 3.7047 | 3.0192 | 7.3392 | 6.2046 | 4.4187 | 8.3583e-05
4716 | 2.4962e-05 | 0.00011265 | 0.061581 | 4.1525 | 3.7047 | 3.0192 | 7.6785 | 6.2046 | 4.4187 | 0.00019093
4717 | 2.5795e-05 | 0.00010737 | 0.053423 | 4.1791 | 3.7047 | 3.0192 | 7.7759 | 6.2046 | 4.4187 | 7.965e-05
4718 | 2.0985e-05 | 0.00010648 | 0.060498 | 4.227 | 3.7063 | 3.0192 | 7.9543 | 6.2095 | 4.4187 | 7.7519e-05
4719 | 1.7522e-05 | 0.00010334 | 0.047143 | 4.227 | 3.7063 | 3.0192 | 7.9543 | 6.2095 | 4.4187 | 9.44e-05
4720 | 1.5203e-05 | 0.00010378 | 0.035346 | 4.1222 | 3.7063 | 3.0192 | 7.5692 | 6.2095 | 4.4187 | 5.6869e-05
4721 | 1.1815e-05 | 0.00010852 | 0.022452 | 4.1342 | 3.7063 | 3.0192 | 7.6125 | 6.2095 | 4.4187 | 4.6708e-05
4722 | 1.5796e-05 | 0.00011027 | 0.0080857 | 4.059 | 3.7063 | 3.0192 | 7.346 | 6.2095 | 4.4187 | 0.00019945
4723 | 1.8962e-05 | 0.00010983 | 0.0017327 | 3.9474 | 3.7063 | 3.0192 | 6.9672 | 6.2095 | 4.4187 | 0.00021568
4724 | 3.2338e-05 | 0.00011183 | 0 | 3.7368 | 3.7063 | 3.0192 | 6.3009 | 6.2095 | 4.4187 | 0.00020748
4725 | 3.5226e-05 | 0.00010554 | 0 | 3.6311 | 3.7063 | 3.0192 | 5.9886 | 6.2095 | 4.4187 | 0.00022846
4726 | 3.3797e-05 | 0.00011019 | 0 | 3.6002 | 3.7063 | 3.0192 | 5.8999 | 6.2095 | 4.4187 | 6.7194e-06
4727 | 3.887e-05 | 0.00011493 | 0 | 3.5195 | 3.7063 | 3.0192 | 5.6732 | 6.2095 | 4.4187 | 1.3603e-05
4728 | 4.6768e-05 | 0.00011752 | 0 | 3.4819 | 3.7063 | 3.0192 | 5.5701 | 6.2095 | 4.4187 | 8.0305e-06
4729 | 6.2652e-05 | 0.00011995 | 0 | 3.4591 | 3.7063 | 3.0192 | 5.5086 | 6.2095 | 4.4187 | 6.2278e-06
4730 | 7.5327e-05 | 0.00012098 | 0 | 3.4991 | 3.7063 | 3.0192 | 5.6172 | 6.2095 | 4.4187 | 4.7528e-06
4731 | 8.2081e-05 | 0.00012117 | 0 | 3.4934 | 3.7063 | 3.0192 | 5.6015 | 6.2095 | 4.4187 | 1.3767e-05
4732 | 8.6321e-05 | 0.00012119 | 0.0021658 | 3.4776 | 3.7063 | 3.0192 | 5.5585 | 6.2095 | 4.4187 | 9.8333e-06
4733 | 8.6585e-05 | 0.00012118 | 0.010107 | 3.5239 | 3.7063 | 3.0192 | 5.6853 | 6.2095 | 4.4187 | 1.1472e-05
4734 | 9.2781e-05 | 0.00012118 | 0.028156 | 3.5594 | 3.7079 | 3.0192 | 5.7843 | 6.2143 | 4.4187 | 1.1144e-05
4735 | 6.6705e-05 | 0.00012111 | 0.046204 | 3.6577 | 3.7079 | 3.0192 | 6.066 | 6.2143 | 4.4187 | 0.0005705
4736 | 3.9128e-05 | 0.00012049 | 0.056311 | 3.7784 | 3.7079 | 3.0192 | 6.4279 | 6.2143 | 4.4187 | 7.0308e-05
4737 | 3.1492e-05 | 0.0001182 | 0.064541 | 3.8193 | 3.7079 | 3.0192 | 6.5548 | 6.2143 | 4.4187 | 5.5558e-05
4738 | 1.8622e-05 | 0.00011649 | 0.057322 | 3.8628 | 3.7079 | 3.0192 | 6.6923 | 6.2143 | 4.4187 | 7.588e-05
4739 | 1.7733e-05 | 0.00011749 | 0.075154 | 3.9474 | 3.7112 | 3.0192 | 6.9672 | 6.224 | 4.4187 | 8.7025e-05
4740 | 2.5794e-05 | 0.00011275 | 0.076092 | 4.0415 | 3.7112 | 3.0192 | 7.2856 | 6.224 | 4.4187 | 0.00017831
4741 | 2.4503e-05 | 0.00010726 | 0.064397 | 4.0726 | 3.7112 | 3.0192 | 7.3937 | 6.224 | 4.4187 | 6.0311e-05
4742 | 1.9498e-05 | 0.00010637 | 0.053784 | 4.1302 | 3.7112 | 3.0192 | 7.598 | 6.224 | 4.4187 | 6.9161e-05
4743 | 2.1544e-05 | 0.00010324 | 0.049669 | 4.1709 | 3.7112 | 3.0192 | 7.7457 | 6.224 | 4.4187 | 9.5055e-05
4744 | 1.3205e-05 | 0.00010367 | 0.028372 | 4.1423 | 3.7112 | 3.0192 | 7.6417 | 6.224 | 4.4187 | 7.3094e-05
4745 | 8.2173e-06 | 0.0001084 | 0.018698 | 4.0609 | 3.7128 | 3.0192 | 7.3528 | 6.2289 | 4.4187 | 6.8014e-05
4746 | 1.2872e-05 | 0.00011016 | 0.0066418 | 3.964 | 3.7128 | 3.0192 | 7.0225 | 6.2289 | 4.4187 | 0.00023747
4747 | 2.0804e-05 | 0.00010972 | 0.0012995 | 3.8505 | 3.7128 | 3.0192 | 6.6532 | 6.2289 | 4.4187 | 0.00022895
4748 | 2.1422e-05 | 0.00011171 | 0 | 3.709 | 3.7144 | 3.0192 | 6.2174 | 6.2338 | 4.4187 | 0.00023059
4749 | 2.3456e-05 | 0.00010541 | 0 | 3.6094 | 3.7144 | 3.0192 | 5.9262 | 6.2338 | 4.4187 | 0.00022764
4750 | 8.7345e-06 | 0.00011007 | 0 | 3.5283 | 3.7128 | 3.0192 | 5.6975 | 6.2289 | 4.4187 | 1.4422e-05
4751 | 9.1229e-06 | 0.00011481 | 0 | 3.4934 | 3.7128 | 3.0192 | 5.6015 | 6.2289 | 4.4187 | 1.2947e-05
4752 | 1.5192e-05 | 0.00011741 | 0 | 3.394 | 3.7128 | 3.0192 | 5.3353 | 6.2289 | 4.4187 | 7.375e-06
4753 | 2.2064e-05 | 0.00011984 | 0 | 3.3899 | 3.7128 | 3.0192 | 5.3246 | 6.2289 | 4.4187 | 7.7028e-06
4754 | 2.9409e-05 | 0.0001208 | 0 | 3.3927 | 3.7128 | 3.0192 | 5.3317 | 6.2289 | 4.4187 | 9.9972e-06
4755 | 3.5486e-05 | 0.0001206 | 0 | 3.3418 | 3.7128 | 3.0192 | 5.1996 | 6.2289 | 4.4187 | 7.8667e-06
4756 | 4.1621e-05 | 0.00011697 | 0.0012706 | 3.3392 | 3.7144 | 3.0192 | 5.1928 | 6.2338 | 4.4187 | 8.1944e-06
4757 | 4.9893e-05 | 0.00011842 | 0.0053135 | 3.4423 | 3.7144 | 3.0192 | 5.4633 | 6.2338 | 4.4187 | 9.8333e-06
4758 | 5.1598e-05 | 0.00010627 | 0.015883 | 3.5805 | 3.7144 | 3.0192 | 5.8437 | 6.2338 | 4.4187 | 1.2128e-05
4759 | 4.8418e-05 | 9.667e-05 | 0.025484 | 3.6593 | 3.7128 | 3.0192 | 6.0706 | 6.2289 | 4.4187 | 0.0004997
4760 | 1.2216e-05 | 0.00010575 | 0.037252 | 3.755 | 3.7128 | 3.0192 | 6.3562 | 6.2289 | 4.4187 | 9.2269e-05
4761 | 7.9476e-06 | 0.00011254 | 0.04014 | 3.8022 | 3.7144 | 3.0192 | 6.5013 | 6.2338 | 4.4187 | 5.2936e-05
4762 | 7.362e-06 | 0.00011252 | 0.041078 | 3.8611 | 3.7144 | 3.0192 | 6.6867 | 6.2338 | 4.4187 | 8.26e-05
4763 | 1.303e-05 | 0.00011676 | 0.04837 | 3.9529 | 3.7144 | 3.0192 | 6.9855 | 6.2338 | 4.4187 | 8.8664e-05
4764 | 1.8448e-05 | 0.00011247 | 0.049669 | 4.0205 | 3.7161 | 3.0192 | 7.2131 | 6.2387 | 4.4187 | 0.00020011
4765 | 3.2127e-05 | 0.00010715 | 0.050102 | 4.0128 | 3.7161 | 3.0192 | 7.1871 | 6.2387 | 4.4187 | 6.1622e-05
4766 | 2.2221e-05 | 0.00010627 | 0.058116 | 4.1362 | 3.7161 | 3.0192 | 7.6198 | 6.2387 | 4.4187 | 8.3747e-05
4767 | 1.4821e-05 | 0.00010314 | 0.038046 | 4.1586 | 3.7161 | 3.0192 | 7.7008 | 6.2387 | 4.4187 | 8.2764e-05
4768 | 1.4581e-05 | 0.00010356 | 0.033267 | 4.1709 | 3.7161 | 3.0192 | 7.7457 | 6.2387 | 4.4187 | 6.7194e-05
4769 | 1.156e-05 | 0.00010829 | 0.022091 | 4.1262 | 3.7161 | 3.0192 | 7.5836 | 6.2387 | 4.4187 | 6.49e-05
4770 | 1.1997e-05 | 0.00011006 | 0.008952 | 4.0824 | 3.7161 | 3.0192 | 7.4281 | 6.2387 | 4.4187 | 0.00020421
4771 | 1.0708e-05 | 0.00010962 | 0.0021658 | 3.9456 | 3.7161 | 3.0192 | 6.9611 | 6.2387 | 4.4187 | 0.00020011
4772 | 2.1486e-05 | 0.0001116 | 0 | 3.7633 | 3.7161 | 3.0192 | 6.3816 | 6.2387 | 4.4187 | 0.00020142
4773 | 1.6685e-05 | 0.00010531 | 0 | 3.5865 | 3.7161 | 3.0192 | 5.8609 | 6.2387 | 4.4187 | 0.00020191
4774 | 7.6814e-06 | 0.00010976 | 0 | 3.5166 | 3.7177 | 3.0192 | 5.6651 | 6.2436 | 4.4187 | 1.1964e-05
4775 | 2.0581e-06 | 0.00011435 | 0 | 3.4297 | 3.7177 | 3.0192 | 5.4298 | 6.2436 | 4.4187 | 1.2292e-05
4776 | 2.2211e-06 | 0.00011655 | 0 | 3.3764 | 3.7177 | 3.0192 | 5.2893 | 6.2436 | 4.4187 | 1.6717e-05
4777 | 7.3998e-07 | 0.00011802 | 0 | 3.33 | 3.7161 | 3.0192 | 5.1693 | 6.2387 | 4.4187 | 6.7194e-06
4778 | 1.8626e-06 | 0.00011884 | 0 | 3.2899 | 3.7161 | 3.0192 | 5.0674 | 6.2387 | 4.4187 | 8.6861e-06
4779 | 3.3428e-06 | 0.00010985 | 0 | 3.2558 | 3.7161 | 3.0192 | 4.9819 | 6.2387 | 4.4187 | 1.2619e-05
4780 | 7.5798e-06 | 0.00010588 | 0.0019492 | 3.2446 | 3.7161 | 3.0192 | 4.954 | 6.2387 | 4.4187 | 1.2292e-05
4781 | 1.1881e-05 | 0.00010416 | 0.0095296 | 3.3617 | 3.7161 | 3.0192 | 5.251 | 6.2387 | 4.4187 | 1.1964e-05
4782 | 2.0709e-05 | 0.00010379 | 0.024546 | 3.5297 | 3.7161 | 3.0192 | 5.7016 | 6.2387 | 4.4187 | 1.6389e-05
4783 | 2.1547e-05 | 0.00010127 | 0.036313 | 3.6688 | 3.7161 | 3.0192 | 6.0985 | 6.2387 | 4.4187 | 0.00057885
4784 | 1.2912e-05 | 9.6352e-05 | 0.055084 | 3.8073 | 3.7161 | 3.0192 | 6.5173 | 6.2387 | 4.4187 | 6.408e-05
4785 | 1.1071e-05 | 0.00010194 | 0.066129 | 3.9346 | 3.7161 | 3.0192 | 6.9249 | 6.2387 | 4.4187 | 7.4733e-05
4786 | 6.2284e-06 | 0.00010891 | 0.074504 | 4.0473 | 3.7177 | 3.0192 | 7.3056 | 6.2436 | 4.4187 | 8.4567e-05
4787 | 1.3312e-05 | 0.00011095 | 0.073493 | 4.1545 | 3.7193 | 3.0192 | 7.6859 | 6.2485 | 4.4187 | 9.8169e-05
4788 | 1.8794e-05 | 0.00011029 | 0.080568 | 4.244 | 3.7193 | 3.0192 | 8.0183 | 6.2485 | 4.4187 | 0.00020519
4789 | 2.2978e-05 | 0.00010615 | 0.071255 | 4.3065 | 3.7193 | 3.0192 | 8.2592 | 6.2485 | 4.4187 | 7.3422e-05
4790 | 2.3629e-05 | 0.00010587 | 0.055445 | 4.3463 | 3.7193 | 3.0192 | 8.4162 | 6.2485 | 4.4187 | 8.5878e-05
4791 | 1.6552e-05 | 0.00010303 | 0.050752 | 4.3936 | 3.7193 | 3.0192 | 8.607 | 6.2485 | 4.4187 | 7.5389e-05
4792 | 1.2427e-05 | 0.00010344 | 0.037613 | 4.4304 | 3.7193 | 3.0192 | 8.7583 | 6.2485 | 4.4187 | 6.4244e-05
4793 | 1.471e-05 | 0.00010818 | 0.022452 | 4.3709 | 3.7193 | 3.0192 | 8.515 | 6.2485 | 4.4187 | 8.7844e-05
4794 | 1.6885e-05 | 0.00010995 | 0.0064493 | 4.2912 | 3.7193 | 3.0192 | 8.1998 | 6.2485 | 4.4187 | 0.00019863
4795 | 2.3083e-05 | 0.00010951 | 0.0017327 | 4.0687 | 3.7193 | 3.0192 | 7.38 | 6.2485 | 4.4187 | 0.00020584
4796 | 1.7626e-05 | 0.0001114 | 0 | 3.7734 | 3.7193 | 3.0192 | 6.4124 | 6.2485 | 4.4187 | 0.00023092
4797 | 1.4985e-05 | 0.0001049 | 0 | 3.6141 | 3.7193 | 3.0192 | 5.9395 | 6.2485 | 4.4187 | 0.0002224
4798 | 6.0451e-06 | 0.00010945 | 0 | 3.5445 | 3.721 | 3.0192 | 5.7427 | 6.2534 | 4.4187 | 9.3417e-06
4799 | 2.0626e-06 | 0.00011143 | 0 | 3.5035 | 3.721 | 3.0192 | 5.6291 | 6.2534 | 4.4187 | 9.0139e-06
4800 | 2.1565e-06 | 0.00011686 | 0 | 3.4242 | 3.7193 | 3.0192 | 5.415 | 6.2485 | 4.4187 | 1.8192e-05
4801 | 5.2021e-07 | 0.00010646 | 0 | 3.4284 | 3.7193 | 3.0192 | 5.4261 | 6.2485 | 4.4187 | 2.0486e-05
4802 | 1.1192e-07 | 0.00010431 | 0 | 3.3954 | 3.721 | 3.0192 | 5.3389 | 6.2534 | 4.4187 | 1.2947e-05
4803 | 1.6507e-06 | 0.00010429 | 0 | 3.3445 | 3.7226 | 3.0192 | 5.2064 | 6.2583 | 4.4187 | 2.5731e-05
4804 | 2.8217e-07 | 0.0001029 | 0.0020214 | 3.3791 | 3.7226 | 3.0192 | 5.2963 | 6.2583 | 4.4187 | 2.0158e-05
4805 | 1.5128e-06 | 0.00010419 | 0.0090242 | 3.4805 | 3.7226 | 3.0192 | 5.5663 | 6.2583 | 4.4187 | 3.3269e-05
4806 | 8.7335e-06 | 0.00010302 | 0.026134 | 3.6672 | 3.7226 | 3.0192 | 6.0938 | 6.2583 | 4.4187 | 2.0978e-05
4807 | 3.3468e-05 | 0.0001019 | 0.03575 | 3.8912 | 3.7226 | 3.0192 | 6.7834 | 6.2583 | 4.4187 | 0.00050658
4808 | 1.2762e-05 | 9.7445e-05 | 0.052557 | 4.0765 | 3.7226 | 3.0192 | 7.4074 | 6.2583 | 4.4187 | 0.00048003
4809 | 2.1566e-05 | 9.9456e-05 | 0.05826 | 4.2291 | 3.7243 | 3.0192 | 7.9623 | 6.2632 | 4.4187 | 8.7517e-05
4810 | 6.2792e-06 | 0.00010837 | 0.060859 | 4.3664 | 3.7243 | 3.0192 | 8.4969 | 6.2632 | 4.4187 | 8.1289e-05
4811 | 1.6507e-05 | 0.00011054 | 0.069667 | 4.4165 | 3.7243 | 3.0192 | 8.7009 | 6.2632 | 4.4187 | 7.08e-05
4812 | 2.8521e-05 | 0.00011071 | 0.071544 | 4.4724 | 3.7259 | 3.0192 | 8.9349 | 6.2681 | 4.4187 | 7.3422e-05
4813 | 2.2879e-05 | 0.00010637 | 0.070389 | 4.525 | 3.7259 | 3.0192 | 9.1608 | 6.2681 | 4.4187 | 7.2111e-05
4814 | 1.9206e-05 | 0.00010599 | 0.070678 | 4.5105 | 3.7259 | 3.0192 | 9.0981 | 6.2681 | 4.4187 | 9.7186e-05
4815 | 1.4711e-05 | 0.00010289 | 0.052485 | 4.4677 | 3.7259 | 3.0192 | 8.915 | 6.2681 | 4.4187 | 0.00025731
4816 | 1.2077e-05 | 0.00010335 | 0.032747 | 4.4257 | 3.7275 | 3.0192 | 8.7391 | 6.2731 | 4.4187 | 0.00027107
4817 | 9.5371e-06 | 0.00010808 | 0.021442 | 4.353 | 3.7275 | 3.0192 | 8.4429 | 6.2731 | 4.4187 | 4.343e-05
4818 | 3.4289e-05 | 0.00010986 | 0.0085189 | 4.2847 | 3.7292 | 3.0192 | 8.1745 | 6.278 | 4.4187 | 4.048e-05
4819 | 1.1753e-05 | 0.00010933 | 0.0015594 | 4.0963 | 3.7292 | 3.0192 | 7.4769 | 6.278 | 4.4187 | 4.933e-05
4820 | 1.9602e-05 | 0.00011109 | 0 | 3.8593 | 3.7308 | 3.0192 | 6.6811 | 6.283 | 4.4187 | 0.00014504
4821 | 2.3026e-05 | 0.0001043 | 0 | 3.7734 | 3.7308 | 3.0192 | 6.4124 | 6.283 | 4.4187 | 0.00012816
4822 | 6.0594e-06 | 0.00010869 | 0 | 3.7057 | 3.7308 | 3.0192 | 6.2077 | 6.283 | 4.4187 | 0.00015799
4823 | 2.0626e-06 | 0.00011268 | 0 | 3.6373 | 3.7308 | 3.0192 | 6.0066 | 6.283 | 4.4187 | 2.8025e-05
4824 | 2.1628e-06 | 0.00011452 | 0 | 3.6467 | 3.7308 | 3.0192 | 6.0339 | 6.283 | 4.4187 | 2.2125e-05
4825 | 5.2021e-07 | 0.00011181 | 0 | 3.6018 | 3.7308 | 3.0192 | 5.9043 | 6.283 | 4.4187 | 2.5075e-05
4826 | 1.1192e-07 | 0.00011237 | 0 | 3.5594 | 3.7308 | 3.0192 | 5.7843 | 6.283 | 4.4187 | 2.1961e-05
4827 | 1.1823e-07 | 0.00010453 | 0 | 3.4977 | 3.7325 | 3.0192 | 5.6133 | 6.288 | 4.4187 | 2.8517e-05
4828 | 2.8426e-06 | 0.00010353 | 0.0017327 | 3.4876 | 3.7358 | 3.0192 | 5.5858 | 6.2979 | 4.4187 | 1.9667e-05
4829 | 1.7942e-05 | 0.00010368 | 0.0093852 | 3.5327 | 3.7358 | 3.0192 | 5.7098 | 6.2979 | 4.4187 | 2.2617e-05
4830 | 1.5507e-05 | 0.00010361 | 0.026856 | 3.6976 | 3.7358 | 3.0192 | 6.1836 | 6.2979 | 4.4187 | 1.8519e-05
4831 | 1.8079e-05 | 9.6483e-05 | 0.045554 | 3.8628 | 3.7341 | 3.0192 | 6.6923 | 6.2929 | 4.4187 | 0.00053329
4832 | 1.9753e-05 | 0.00010383 | 0.05956 | 4.03 | 3.7341 | 3.0192 | 7.2458 | 6.2929 | 4.4187 | 0.00052002
4833 | 6.8297e-06 | 0.00010974 | 0.059271 | 4.0668 | 3.7358 | 3.0192 | 7.3732 | 6.2979 | 4.4187 | 5.6869e-05
4834 | 8.4444e-06 | 0.00010948 | 0.063891 | 4.1791 | 3.7358 | 3.0192 | 7.7759 | 6.2979 | 4.4187 | 7.9158e-05
4835 | 1.8494e-05 | 0.00011332 | 0.078908 | 4.2291 | 3.7358 | 3.0192 | 7.9623 | 6.2979 | 4.4187 | 0.00010505
4836 | 2.7793e-05 | 0.0001102 | 0.061076 | 4.2761 | 3.7391 | 3.0192 | 8.1412 | 6.3079 | 4.4187 | 8.0961e-05
4837 | 2.4022e-05 | 0.00010586 | 0.056311 | 4.3755 | 3.7407 | 3.0192 | 8.5333 | 6.3129 | 4.4187 | 7.5717e-05
4838 | 2.0529e-05 | 0.00010571 | 0.062664 | 4.3043 | 3.7407 | 3.0192 | 8.2507 | 6.3129 | 4.4187 | 8.768e-05
4839 | 1.5138e-05 | 0.00010288 | 0.051763 | 4.344 | 3.7407 | 3.0192 | 8.4073 | 6.3129 | 4.4187 | 0.00023584
4840 | 1.0729e-05 | 0.00010325 | 0.029166 | 4.3709 | 3.7407 | 3.0192 | 8.515 | 6.3129 | 4.4187 | 0.00025616
4841 | 9.6406e-06 | 0.00010798 | 0.019637 | 4.3021 | 3.7407 | 3.0192 | 8.2422 | 6.3129 | 4.4187 | 4.3594e-05
4842 | 9.435e-06 | 0.00010976 | 0.0076525 | 4.1832 | 3.7407 | 3.0192 | 7.7911 | 6.3129 | 4.4187 | 5.523e-05
4843 | 1.6147e-05 | 0.00010932 | 0.0014439 | 4.0281 | 3.744 | 3.0192 | 7.2393 | 6.3229 | 4.4187 | 3.753e-05
4844 | 2.3616e-05 | 0.00011127 | 0 | 3.8894 | 3.7457 | 3.0192 | 6.7777 | 6.3279 | 4.4187 | 0.00015471
4845 | 1.5367e-05 | 0.00010483 | 0 | 3.7401 | 3.7457 | 3.0192 | 6.3109 | 6.3279 | 4.4187 | 0.00012947
4846 | 6.0752e-06 | 0.00010913 | 0 | 3.6079 | 3.7457 | 3.0192 | 5.9218 | 6.3279 | 4.4187 | 0.00012685
4847 | 2.0641e-06 | 0.00011333 | 0 | 3.5371 | 3.7457 | 3.0192 | 5.7221 | 6.3279 | 4.4187 | 1.77e-05
4848 | 2.1719e-06 | 0.00011598 | 0 | 3.4934 | 3.7473 | 3.0192 | 5.6015 | 6.333 | 4.4187 | 1.4586e-05
4849 | 5.239e-07 | 0.0001172 | 0 | 3.4876 | 3.7457 | 3.0192 | 5.5858 | 6.3279 | 4.4187 | 1.18e-05
4850 | 1.4437e-07 | 0.00011375 | 0 | 3.4606 | 3.7473 | 3.0192 | 5.5124 | 6.333 | 4.4187 | 8.6861e-06
4851 | 1.8558e-07 | 0.00011134 | 0 | 3.4423 | 3.7473 | 3.0192 | 5.4633 | 6.333 | 4.4187 | 1.0489e-05
4852 | 1.7469e-06 | 0.00010329 | 0.0015883 | 3.3981 | 3.749 | 3.0192 | 5.346 | 6.338 | 4.4187 | 1.18e-05
4853 | 9.9755e-06 | 0.00010519 | 0.0090242 | 3.5224 | 3.7507 | 3.0192 | 5.6813 | 6.3431 | 4.4187 | 1.5242e-05
4854 | 1.8085e-05 | 0.00010339 | 0.018482 | 3.6079 | 3.7507 | 3.0192 | 5.9218 | 6.3431 | 4.4187 | 1.8028e-05
4855 | 2.4312e-05 | 9.9453e-05 | 0.032401 | 3.7351 | 3.7507 | 3.0192 | 6.296 | 6.3431 | 4.4187 | 0.00055296
4856 | 7.1493e-06 | 0.0001019 | 0.044327 | 3.854 | 3.7507 | 3.0192 | 6.6644 | 6.3431 | 4.4187 | 7.2603e-05
4857 | 6.0714e-06 | 0.00010845 | 0.050463 | 3.9291 | 3.7523 | 3.0192 | 6.9069 | 6.3481 | 4.4187 | 6.2114e-05
4858 | 3.7511e-06 | 0.00010908 | 0.056167 | 3.9092 | 3.7507 | 3.0192 | 6.8417 | 6.3431 | 4.4187 | 7.6044e-05
4859 | 1.0476e-05 | 0.00011302 | 0.049092 | 3.9548 | 3.7523 | 3.0192 | 6.9917 | 6.3481 | 4.4187 | 7.5061e-05
4860 | 1.3215e-05 | 0.00011077 | 0.054939 | 3.9939 | 3.754 | 3.0192 | 7.1228 | 6.3532 | 4.4187 | 0.00018962
4861 | 8.3001e-06 | 0.0001065 | 0.054506 | 4.0883 | 3.7557 | 3.0192 | 7.4489 | 6.3583 | 4.4187 | 8.6042e-05
4862 | 9.8341e-06 | 0.00010586 | 0.043822 | 4.1873 | 3.7557 | 3.0192 | 7.8063 | 6.3583 | 4.4187 | 9.1778e-05
4863 | 7.723e-06 | 0.00010273 | 0.039851 | 4.1998 | 3.7557 | 3.0192 | 7.8525 | 6.3583 | 4.4187 | 7.5717e-05
4864 | 5.568e-06 | 0.00010278 | 0.029888 | 4.1811 | 3.754 | 3.0192 | 7.7835 | 6.3532 | 4.4187 | 5.2117e-05
4865 | 3.2124e-06 | 0.00010736 | 0.019637 | 4.1082 | 3.754 | 3.0192 | 7.5192 | 6.3532 | 4.4187 | 6.6047e-05
4866 | 6.7131e-06 | 0.00010926 | 0.0083023 | 3.9419 | 3.7557 | 3.0192 | 6.949 | 6.3583 | 4.4187 | 0.00019568
4867 | 8.0486e-06 | 0.00010855 | 0.0012514 | 3.8436 | 3.7573 | 3.0192 | 6.6311 | 6.3633 | 4.4187 | 0.00022879
4868 | 1.4977e-05 | 0.00011047 | 0 | 3.722 | 3.7573 | 3.0192 | 6.2564 | 6.3633 | 4.4187 | 0.00021273
4869 | 1.321e-05 | 0.00010362 | 0 | 3.5956 | 3.7557 | 3.0192 | 5.8868 | 6.3583 | 4.4187 | 0.00021879
4870 | 4.8872e-06 | 0.00010583 | 0 | 3.6233 | 3.7557 | 3.0192 | 5.9661 | 6.3583 | 4.4187 | 6.3917e-06
4871 | 2.6272e-06 | 0.00010609 | 0 | 3.5624 | 3.7557 | 3.0192 | 5.7927 | 6.3583 | 4.4187 | 9.6694e-06
4872 | 3.9564e-06 | 0.00010809 | 0 | 3.5224 | 3.7573 | 3.0192 | 5.6813 | 6.3633 | 4.4187 | 1.1472e-05
4873 | 3.1472e-06 | 0.00010491 | 0 | 3.4862 | 3.7573 | 3.0192 | 5.5818 | 6.3633 | 4.4187 | 1.0489e-05
4874 | 3.3018e-06 | 0.00010452 | 0 | 3.4521 | 3.7557 | 3.0192 | 5.4896 | 6.3583 | 4.4187 | 9.5055e-06
4875 | 3.7573e-06 | 0.00010342 | 0 | 3.4228 | 3.7573 | 3.0192 | 5.4114 | 6.3633 | 4.4187 | 1.2128e-05
4876 | 6.8057e-06 | 0.00010342 | 0.0015883 | 3.409 | 3.7573 | 3.0192 | 5.3749 | 6.3633 | 4.4187 | 1.6553e-05
4877 | 1.7599e-05 | 0.00010332 | 0.005429 | 3.4776 | 3.7573 | 3.0192 | 5.5585 | 6.3633 | 4.4187 | 1.7536e-05
4878 | 1.2434e-05 | 0.00010396 | 0.016821 | 3.5896 | 3.7573 | 3.0192 | 5.8695 | 6.3633 | 4.4187 | 1.3275e-05
4879 | 1.1834e-05 | 0.00010255 | 0.029599 | 3.6864 | 3.7557 | 3.0192 | 6.1502 | 6.3583 | 4.4187 | 0.0005269
4880 | 1.1386e-05 | 0.00010114 | 0.044832 | 3.7567 | 3.7573 | 3.0192 | 6.3613 | 6.3633 | 4.4187 | 7.1128e-05
4881 | 1.5045e-05 | 0.00010081 | 0.044616 | 3.8628 | 3.7573 | 3.0192 | 6.6923 | 6.3633 | 4.4187 | 6.3589e-05
4882 | 8.3101e-06 | 9.9116e-05 | 0.046854 | 3.9364 | 3.759 | 3.0192 | 6.9309 | 6.3684 | 4.4187 | 7.375e-05
4883 | 1.4906e-05 | 0.0001073 | 0.044832 | 3.964 | 3.759 | 3.0192 | 7.0225 | 6.3684 | 4.4187 | 7.1947e-05
4884 | 1.7678e-05 | 0.00010454 | 0.054795 | 4.03 | 3.7573 | 3.0192 | 7.2458 | 6.3633 | 4.4187 | 0.00023747
4885 | 2.5033e-05 | 0.00010262 | 0.053929 | 4.0668 | 3.7573 | 3.0192 | 7.3732 | 6.3633 | 4.4187 | 8.5878e-05
4886 | 2.1704e-05 | 0.00010359 | 0.058116 | 4.1423 | 3.7573 | 3.0192 | 7.6417 | 6.3633 | 4.4187 | 5.5886e-05
4887 | 1.8128e-05 | 9.7268e-05 | 0.046709 | 4.1853 | 3.759 | 3.0192 | 7.7987 | 6.3684 | 4.4187 | 7.3422e-05
4888 | 1.3816e-05 | 9.9499e-05 | 0.033642 | 4.1443 | 3.7573 | 3.0192 | 7.6491 | 6.3633 | 4.4187 | 7.9978e-05
4889 | 1.2135e-05 | 0.00010491 | 0.023391 | 4.1022 | 3.7573 | 3.0192 | 7.498 | 6.3633 | 4.4187 | 5.1297e-05
4890 | 1.0895e-05 | 0.00010689 | 0.0063531 | 4.0319 | 3.759 | 3.0192 | 7.2524 | 6.3684 | 4.4187 | 0.00021371
4891 | 1.0632e-05 | 0.00010734 | 0.0012706 | 3.8418 | 3.759 | 3.0192 | 6.6256 | 6.3684 | 4.4187 | 0.00020027
4892 | 2.2083e-05 | 0.00010882 | 0 | 3.6656 | 3.759 | 3.0192 | 6.0892 | 6.3684 | 4.4187 | 0.00024862
4893 | 1.5014e-05 | 0.00010591 | 0 | 3.5609 | 3.7573 | 3.0192 | 5.7885 | 6.3633 | 4.4187 | 0.00021715
4894 | 6.2297e-06 | 0.00010701 | 0 | 3.4847 | 3.759 | 3.0192 | 5.5779 | 6.3684 | 4.4187 | 1.2456e-05
4895 | 3.1389e-06 | 0.0001045 | 0 | 3.4367 | 3.759 | 3.0192 | 5.4483 | 6.3684 | 4.4187 | 1.1308e-05
4896 | 4.2185e-06 | 0.00010346 | 0 | 3.4451 | 3.759 | 3.0192 | 5.4708 | 6.3684 | 4.4187 | 1.3603e-05
4897 | 3.7532e-06 | 0.00010495 | 0 | 3.4132 | 3.759 | 3.0192 | 5.3858 | 6.3684 | 4.4187 | 1.4586e-05
4898 | 4.5367e-06 | 0.00010266 | 0 | 3.4507 | 3.7573 | 3.0192 | 5.4858 | 6.3633 | 4.4187 | 9.8333e-06
4899 | 5.8303e-06 | 0.00010349 | 0 | 3.4719 | 3.7573 | 3.0192 | 5.543 | 6.3633 | 4.4187 | 1.1308e-05
4900 | 9.209e-06 | 0.00010358 | 0.0016171 | 3.4606 | 3.759 | 3.0192 | 5.5124 | 6.3684 | 4.4187 | 7.7028e-06
4901 | 2.1947e-05 | 0.00010352 | 0.0059488 | 3.4876 | 3.759 | 3.0192 | 5.5858 | 6.3684 | 4.4187 | 1.8683e-05
4902 | 1.7228e-05 | 0.00010165 | 0.019998 | 3.5268 | 3.759 | 3.0192 | 5.6935 | 6.3684 | 4.4187 | 9.0139e-06
4903 | 1.4977e-05 | 0.00010247 | 0.029455 | 3.6187 | 3.759 | 3.0192 | 5.9528 | 6.3684 | 4.4187 | 0.00052805
4904 | 1.2774e-05 | 0.00010264 | 0.035303 | 3.765 | 3.759 | 3.0192 | 6.3867 | 6.3684 | 4.4187 | 7.7192e-05
4905 | 1.299e-05 | 0.00010337 | 0.04772 | 3.92 | 3.7573 | 3.0192 | 6.8771 | 6.3633 | 4.4187 | 5.1297e-05
4906 | 6.6569e-06 | 0.00010165 | 0.06187 | 3.9864 | 3.7573 | 3.0192 | 7.0975 | 6.3633 | 4.4187 | 7.7028e-05
4907 | 1.6662e-05 | 0.00010237 | 0.061798 | 4.0668 | 3.7573 | 3.0192 | 7.3732 | 6.3633 | 4.4187 | 6.8833e-05
4908 | 2.3878e-05 | 0.000103 | 0.067212 | 4.0707 | 3.759 | 3.0192 | 7.3868 | 6.3684 | 4.4187 | 0.00017798
4909 | 2.0934e-05 | 0.00010339 | 0.06021 | 4.1709 | 3.759 | 3.0192 | 7.7457 | 6.3684 | 4.4187 | 7.4569e-05
4910 | 1.9047e-05 | 0.00010188 | 0.04606 | 4.2313 | 3.759 | 3.0192 | 7.9702 | 6.3684 | 4.4187 | 6.1458e-05
4911 | 1.5498e-05 | 9.9756e-05 | 0.035447 | 4.1504 | 3.759 | 3.0192 | 7.6711 | 6.3684 | 4.4187 | 6.8669e-05
4912 | 1.184e-05 | 9.9083e-05 | 0.023607 | 4.175 | 3.759 | 3.0192 | 7.7607 | 6.3684 | 4.4187 | 6.2114e-05
4913 | 1.0789e-05 | 0.00010434 | 0.015449 | 4.0531 | 3.759 | 3.0192 | 7.3257 | 6.3684 | 4.4187 | 7.0308e-05
4914 | 1.5202e-05 | 0.00010659 | 0.006714 | 3.9548 | 3.759 | 3.0192 | 6.9917 | 6.3684 | 4.4187 | 0.00019994
4915 | 1.2845e-05 | 0.00010685 | 0.0017327 | 3.7954 | 3.759 | 3.0192 | 6.4802 | 6.3684 | 4.4187 | 0.00023469
4916 | 1.7176e-05 | 0.00011037 | 0 | 3.6562 | 3.759 | 3.0192 | 6.0614 | 6.3684 | 4.4187 | 0.00018732
4917 | 1.6177e-05 | 0.00010674 | 0 | 3.6094 | 3.759 | 3.0192 | 5.9262 | 6.3684 | 4.4187 | 0.00024174
4918 | 6.1319e-06 | 0.00010509 | 0 | 3.5342 | 3.759 | 3.0192 | 5.7139 | 6.3684 | 4.4187 | 1.3603e-05
4919 | 2.072e-06 | 0.00010458 | 0 | 3.4847 | 3.7607 | 3.0192 | 5.5779 | 6.3735 | 4.4187 | 1.9503e-05
4920 | 2.1896e-06 | 0.00010372 | 0 | 3.4256 | 3.7623 | 3.0192 | 5.4187 | 6.3786 | 4.4187 | 1.2456e-05
4921 | 5.2178e-07 | 0.00010468 | 0 | 3.42 | 3.7623 | 3.0192 | 5.404 | 6.3786 | 4.4187 | 1.0981e-05
4922 | 1.1648e-07 | 0.00010363 | 0 | 3.3724 | 3.7623 | 3.0192 | 5.2788 | 6.3786 | 4.4187 | 1.5078e-05
4923 | 5.6561e-07 | 0.00010358 | 0 | 3.3418 | 3.7623 | 3.0192 | 5.1996 | 6.3786 | 4.4187 | 8.85e-06
4924 | 6.6434e-07 | 0.00010349 | 0.0013284 | 3.3418 | 3.7623 | 3.0192 | 5.1996 | 6.3786 | 4.4187 | 9.3417e-06
4925 | 7.2017e-06 | 0.00010315 | 0.0077969 | 3.4549 | 3.7623 | 3.0192 | 5.4972 | 6.3786 | 4.4187 | 9.5055e-06
4926 | 1.0317e-05 | 0.00010334 | 0.023102 | 3.6311 | 3.7607 | 3.0192 | 5.9886 | 6.3735 | 4.4187 | 1.18e-05
4927 | 2.2259e-05 | 0.00010201 | 0.037021 | 3.7384 | 3.759 | 3.0192 | 6.3059 | 6.3684 | 4.4187 | 0.00052575
4928 | 1.3483e-05 | 0.00010149 | 0.049453 | 3.8966 | 3.759 | 3.0192 | 6.8008 | 6.3684 | 4.4187 | 5.015e-05
4929 | 9.1358e-06 | 0.00010208 | 0.061653 | 4.0034 | 3.759 | 3.0192 | 7.1548 | 6.3684 | 4.4187 | 8.8172e-05
4930 | 8.7057e-06 | 9.9737e-05 | 0.0701 | 4.1022 | 3.759 | 3.0192 | 7.498 | 6.3684 | 4.4187 | 9.9644e-05
4931 | 1.5928e-05 | 0.00010331 | 0.070966 | 4.2739 | 3.7607 | 3.0192 | 8.1328 | 6.3735 | 4.4187 | 6.8014e-05
4932 | 2.2949e-05 | 0.00010371 | 0.069162 | 4.3307 | 3.7607 | 3.0192 | 8.3544 | 6.3735 | 4.4187 | 0.00020076
4933 | 2.5199e-05 | 0.00010286 | 0.054939 | 4.405 | 3.7607 | 3.0192 | 8.6537 | 6.3735 | 4.4187 | 7.7847e-05
4934 | 2.0961e-05 | 0.00010354 | 0.047576 | 4.4724 | 3.7607 | 3.0192 | 8.9349 | 6.3735 | 4.4187 | 7.1455e-05
4935 | 1.5706e-05 | 0.00010174 | 0.042089 | 4.4004 | 3.7607 | 3.0192 | 8.6349 | 6.3735 | 4.4187 | 7.9486e-05
4936 | 1.1805e-05 | 9.9267e-05 | 0.032227 | 4.3687 | 3.7607 | 3.0192 | 8.506 | 6.3735 | 4.4187 | 6.8178e-05
4937 | 1.1883e-05 | 9.8453e-05 | 0.01942 | 4.3153 | 3.7607 | 3.0192 | 8.2936 | 6.3735 | 4.4187 | 6.0475e-05
4938 | 1.289e-05 | 0.00010133 | 0.00566 | 4.0765 | 3.7607 | 3.0192 | 7.4074 | 6.3735 | 4.4187 | 0.00018978
4939 | 1.4233e-05 | 0.00010843 | 0.00098184 | 3.9474 | 3.7607 | 3.0192 | 6.9672 | 6.3735 | 4.4187 | 0.00022912
4940 | 2.6348e-05 | 0.00010464 | 0 | 3.7667 | 3.7607 | 3.0192 | 6.3919 | 6.3735 | 4.4187 | 0.00019765
4941 | 1.9147e-05 | 0.00010313 | 0 | 3.672 | 3.7607 | 3.0192 | 6.1078 | 6.3735 | 4.4187 | 0.00022567
4942 | 6.1314e-06 | 0.00010306 | 0 | 3.6389 | 3.7607 | 3.0192 | 6.0111 | 6.3735 | 4.4187 | 1.2456e-05
4943 | 2.0736e-06 | 0.00010277 | 0 | 3.5594 | 3.7607 | 3.0192 | 5.7843 | 6.3735 | 4.4187 | 8.3583e-06
4944 | 2.1975e-06 | 0.00010374 | 0 | 3.5006 | 3.7607 | 3.0192 | 5.6212 | 6.3735 | 4.4187 | 8.5222e-06
4945 | 5.2336e-07 | 0.00010287 | 0 | 3.4805 | 3.7607 | 3.0192 | 5.5663 | 6.3735 | 4.4187 | 1.5406e-05
4946 | 1.1611e-07 | 0.00010375 | 0 | 3.4423 | 3.7607 | 3.0192 | 5.4633 | 6.3735 | 4.4187 | 7.5389e-06
4947 | 1.1922e-07 | 0.00010308 | 0 | 3.4008 | 3.7607 | 3.0192 | 5.3532 | 6.3735 | 4.4187 | 7.7028e-06
4948 | 2.8755e-07 | 0.00010328 | 0.0010107 | 3.4145 | 3.7607 | 3.0192 | 5.3894 | 6.3735 | 4.4187 | 1.2128e-05
4949 | 1.7124e-05 | 0.00010343 | 0.0054867 | 3.4847 | 3.7623 | 3.0192 | 5.5779 | 6.3786 | 4.4187 | 1.0489e-05
4950 | 7.2323e-06 | 0.00010352 | 0.017327 | 3.6514 | 3.7623 | 3.0192 | 6.0476 | 6.3786 | 4.4187 | 1.1472e-05
4951 | 1.8761e-05 | 0.00010142 | 0.026856 | 3.7734 | 3.764 | 3.0192 | 6.4124 | 6.3838 | 4.4187 | 0.00057279
4952 | 5.5591e-06 | 9.9239e-05 | 0.032805 | 3.9273 | 3.7623 | 3.0192 | 6.9009 | 6.3786 | 4.4187 | 5.9164e-05
4953 | 6.33e-06 | 9.8371e-05 | 0.049164 | 4.059 | 3.7623 | 3.0192 | 7.346 | 6.3786 | 4.4187 | 6.0803e-05
4954 | 6.1922e-06 | 9.9905e-05 | 0.065408 | 4.1383 | 3.7623 | 3.0192 | 7.6271 | 6.3786 | 4.4187 | 8.9811e-05
4955 | 1.3313e-05 | 0.00010892 | 0.063458 | 4.2186 | 3.7623 | 3.0192 | 7.9227 | 6.3786 | 4.4187 | 7.8994e-05
4956 | 1.7578e-05 | 0.00010715 | 0.058116 | 4.2934 | 3.764 | 3.0192 | 8.2082 | 6.3838 | 4.4187 | 0.00019732
4957 | 2.7184e-05 | 0.00010485 | 0.05891 | 4.3619 | 3.764 | 3.0192 | 8.4788 | 6.3838 | 4.4187 | 8.0633e-05
4958 | 2.4008e-05 | 0.00010454 | 0.038263 | 4.3913 | 3.7657 | 3.0192 | 8.5977 | 6.3889 | 4.4187 | 8.8336e-05
4959 | 1.4769e-05 | 0.0001021 | 0.034581 | 4.4327 | 3.764 | 3.0192 | 8.7679 | 6.3838 | 4.4187 | 7.6208e-05
4960 | 2.2445e-05 | 0.00010273 | 0.028661 | 4.3021 | 3.764 | 3.0192 | 8.2422 | 6.3838 | 4.4187 | 5.9328e-05
4961 | 1.3135e-05 | 0.0001075 | 0.016532 | 3.9659 | 3.764 | 3.0192 | 7.0286 | 6.3838 | 4.4187 | 8.0305e-05
4962 | 1.4878e-05 | 0.00010932 | 0.005429 | 3.9092 | 3.7657 | 3.0192 | 6.8417 | 6.3889 | 4.4187 | 0.00022649
4963 | 1.0321e-05 | 0.00010845 | 0.00098184 | 3.8022 | 3.7674 | 3.0192 | 6.5013 | 6.394 | 4.4187 | 0.00021453
4964 | 1.8836e-05 | 0.0001107 | 0 | 3.6784 | 3.7674 | 3.0192 | 6.1266 | 6.394 | 4.4187 | 0.00022567
4965 | 1.5619e-05 | 0.00010333 | 0 | 3.6064 | 3.7674 | 3.0192 | 5.9174 | 6.394 | 4.4187 | 0.00018634
4966 | 6.5762e-06 | 0.00010563 | 0 | 3.5759 | 3.7657 | 3.0192 | 5.8309 | 6.3889 | 4.4187 | 9.5055e-06
4967 | 2.8857e-06 | 0.00010603 | 0 | 3.5669 | 3.7657 | 3.0192 | 5.8054 | 6.3889 | 4.4187 | 8.1944e-06
4968 | 3.9401e-06 | 0.00010727 | 0 | 3.5609 | 3.7657 | 3.0192 | 5.7885 | 6.3889 | 4.4187 | 2.8189e-05
4969 | 3.4972e-06 | 0.00010662 | 0 | 3.5699 | 3.7657 | 3.0192 | 5.8139 | 6.3889 | 4.4187 | 2.5894e-05
4970 | 5.1284e-06 | 0.00010437 | 0 | 3.5312 | 3.7657 | 3.0192 | 5.7057 | 6.3889 | 4.4187 | 2.0322e-05
4971 | 5.6772e-06 | 0.00010349 | 0 | 3.4891 | 3.7657 | 3.0192 | 5.5897 | 6.3889 | 4.4187 | 1.9175e-05
4972 | 8.2302e-06 | 0.00010317 | 0.00093852 | 3.4847 | 3.764 | 3.0192 | 5.5779 | 6.3838 | 4.4187 | 1.9175e-05
4973 | 1.6696e-05 | 0.00010308 | 0.0050824 | 3.5475 | 3.7657 | 3.0192 | 5.751 | 6.3889 | 4.4187 | 1.8356e-05
4974 | 1.7163e-05 | 0.00010302 | 0.019565 | 3.6033 | 3.7657 | 3.0192 | 5.9087 | 6.3889 | 4.4187 | 1.475e-05
4975 | 2.6394e-05 | 9.7147e-05 | 0.027578 | 3.6768 | 3.7657 | 3.0192 | 6.1219 | 6.3889 | 4.4187 | 0.00052379
4976 | 1.9523e-05 | 0.0001004 | 0.034191 | 3.7886 | 3.7674 | 3.0192 | 6.4592 | 6.394 | 4.4187 | 0.00049986
4977 | 8.7588e-06 | 0.00010756 | 0.036963 | 3.9002 | 3.7674 | 3.0192 | 6.8124 | 6.394 | 4.4187 | 8.6697e-05
4978 | 9.8398e-06 | 0.00010859 | 0.050247 | 3.9529 | 3.7674 | 3.0192 | 6.9855 | 6.394 | 4.4187 | 8.26e-05
4979 | 1.2641e-05 | 0.00011194 | 0.053207 | 3.9958 | 3.7674 | 3.0192 | 7.1292 | 6.394 | 4.4187 | 6.9161e-05
4980 | 2.0348e-05 | 0.00011006 | 0.059632 | 3.8805 | 3.7674 | 3.0192 | 6.749 | 6.394 | 4.4187 | 8.6205e-05
4981 | 2.0785e-05 | 0.00010586 | 0.059415 | 3.9218 | 3.7674 | 3.0192 | 6.883 | 6.394 | 4.4187 | 6.0967e-05
4982 | 2.2254e-05 | 0.00010546 | 0.04837 | 3.9771 | 3.7674 | 3.0192 | 7.066 | 6.394 | 4.4187 | 7.5553e-05
4983 | 2.042e-05 | 0.00010241 | 0.042883 | 3.9883 | 3.7674 | 3.0192 | 7.1038 | 6.394 | 4.4187 | 0.00025337
4984 | 1.3405e-05 | 0.00010272 | 0.025196 | 3.9996 | 3.769 | 3.0192 | 7.142 | 6.3991 | 4.4187 | 0.00022928
4985 | 8.1495e-06 | 0.00010743 | 0.017832 | 3.9996 | 3.769 | 3.0192 | 7.142 | 6.3991 | 4.4187 | 3.245e-05
4986 | 8.7033e-06 | 0.00010924 | 0.0073349 | 3.9236 | 3.769 | 3.0192 | 6.889 | 6.3991 | 4.4187 | 3.3433e-05
4987 | 1.4162e-05 | 0.00010882 | 0.0011551 | 3.7483 | 3.769 | 3.0192 | 6.336 | 6.3991 | 4.4187 | 3.9333e-05
4988 | 1.6696e-05 | 0.00011074 | 0 | 3.6577 | 3.7674 | 3.0192 | 6.066 | 6.394 | 4.4187 | 0.00015832
4989 | 1.972e-05 | 0.00010454 | 0 | 3.5744 | 3.7674 | 3.0192 | 5.8266 | 6.394 | 4.4187 | 0.00016454
4990 | 7.5149e-06 | 0.000109 | 0 | 3.5534 | 3.7674 | 3.0192 | 5.7676 | 6.394 | 4.4187 | 0.00014406
4991 | 4.8531e-06 | 0.00011382 | 0 | 3.5195 | 3.769 | 3.0192 | 5.6732 | 6.3991 | 4.4187 | 1.3439e-05
4992 | 8.3439e-06 | 0.0001161 | 0 | 3.4805 | 3.769 | 3.0192 | 5.5663 | 6.3991 | 4.4187 | 2.2617e-05
4993 | 8.8668e-06 | 0.00011897 | 0 | 3.4353 | 3.7674 | 3.0192 | 5.4446 | 6.394 | 4.4187 | 2.5567e-05
4994 | 1.039e-05 | 0.0001162 | 0 | 3.3954 | 3.7674 | 3.0192 | 5.3389 | 6.394 | 4.4187 | 3.4417e-05
4995 | 1.1332e-05 | 0.00011493 | 0 | 3.3995 | 3.7657 | 3.0192 | 5.3496 | 6.3889 | 4.4187 | 1.6553e-05
4996 | 1.3858e-05 | 0.00010256 | 0.0010107 | 3.3764 | 3.7657 | 3.0192 | 5.2893 | 6.3889 | 4.4187 | 1.4258e-05
4997 | 2.4569e-05 | 9.8068e-05 | 0.0048514 | 3.4367 | 3.7657 | 3.0192 | 5.4483 | 6.3889 | 4.4187 | 2.4419e-05
4998 | 1.8475e-05 | 0.00010461 | 0.017254 | 3.5078 | 3.7657 | 3.0192 | 5.6411 | 6.3889 | 4.4187 | 2.1797e-05
4999 | 2.3669e-05 | 9.7296e-05 | 0.032271 | 3.588 | 3.7657 | 3.0192 | 5.8652 | 6.3889 | 4.4187 | 0.00050461
5000 | 2.2023e-05 | 0.00010683 | 0.041511 | 3.6944 | 3.769 | 3.0192 | 6.1741 | 6.3991 | 4.4187 | 0.00046774
5001 | 9.714e-06 | 0.00011073 | 0.031549 | 3.7633 | 3.769 | 3.0192 | 6.3816 | 6.3991 | 4.4187 | 5.6542e-05
5002 | 8.2848e-06 | 0.00011189 | 0.024113 | 3.8752 | 3.769 | 3.0192 | 6.7319 | 6.3991 | 4.4187 | 8.5386e-05
5003 | 1.7172e-05 | 0.00011597 | 0.04707 | 3.9291 | 3.769 | 3.0192 | 6.9069 | 6.3991 | 4.4187 | 6.113e-05
5004 | 1.8918e-05 | 0.00011176 | 0.036501 | 3.9419 | 3.7657 | 3.0192 | 6.949 | 6.3889 | 4.4187 | 8.7517e-05
5005 | 2.2913e-05 | 0.00010626 | 0.038624 | 3.9548 | 3.7657 | 3.0192 | 6.9917 | 6.3889 | 4.4187 | 8.8008e-05
5006 | 2.4462e-05 | 0.00010539 | 0.030899 | 3.9827 | 3.764 | 3.0192 | 7.0849 | 6.3838 | 4.4187 | 5.5558e-05
5007 | 1.7863e-05 | 0.00010229 | 0.025196 | 4.0224 | 3.764 | 3.0192 | 7.2196 | 6.3838 | 4.4187 | 0.00025862
5008 | 1.1013e-05 | 0.00010269 | 0.01646 | 4.0052 | 3.764 | 3.0192 | 7.1612 | 6.3838 | 4.4187 | 0.00024256
5009 | 8.6168e-06 | 0.00010735 | 0.010252 | 3.9752 | 3.764 | 3.0192 | 7.0598 | 6.3838 | 4.4187 | 3.5072e-05
5010 | 8.7672e-06 | 0.00010916 | 0.0046204 | 3.8876 | 3.764 | 3.0192 | 6.7719 | 6.3838 | 4.4187 | 4.1792e-05
5011 | 1.232e-05 | 0.00010874 | 0.00075082 | 3.8022 | 3.7623 | 3.0192 | 6.5013 | 6.3786 | 4.4187 | 4.7855e-05
5012 | 1.7218e-05 | 0.00011068 | 0 | 3.6784 | 3.764 | 3.0192 | 6.1266 | 6.3838 | 4.4187 | 0.00017503
5013 | 2.8001e-05 | 0.00010449 | 0 | 3.5972 | 3.7623 | 3.0192 | 5.8912 | 6.3786 | 4.4187 | 0.00015897
5014 | 7.3799e-06 | 0.000109 | 0 | 3.546 | 3.7623 | 3.0192 | 5.7468 | 6.3786 | 4.4187 | 0.00014422
5015 | 3.4529e-06 | 0.00011378 | 0 | 3.5327 | 3.7623 | 3.0192 | 5.7098 | 6.3786 | 4.4187 | 2.4911e-05
5016 | 4.5889e-06 | 0.00011639 | 0 | 3.5151 | 3.7623 | 3.0192 | 5.6611 | 6.3786 | 4.4187 | 8.1944e-06
5017 | 3.9337e-06 | 0.00011883 | 0 | 3.4962 | 3.7623 | 3.0192 | 5.6093 | 6.3786 | 4.4187 | 1.2128e-05
5018 | 4.4022e-06 | 0.00011989 | 0 | 3.4891 | 3.7623 | 3.0192 | 5.5897 | 6.3786 | 4.4187 | 8.5222e-06
5019 | 5.6774e-06 | 0.0001201 | 0 | 3.4676 | 3.7607 | 3.0192 | 5.5315 | 6.3735 | 4.4187 | 6.8833e-06
5020 | 7.2828e-06 | 0.00012011 | 0.0010107 | 3.4762 | 3.7607 | 3.0192 | 5.5546 | 6.3735 | 4.4187 | 7.0472e-06
5021 | 1.0745e-05 | 0.00012011 | 0.0061365 | 3.5224 | 3.7607 | 3.0192 | 5.6813 | 6.3735 | 4.4187 | 2.3108e-05
5022 | 1.6565e-05 | 0.00012004 | 0.02173 | 3.5759 | 3.7607 | 3.0192 | 5.8309 | 6.3735 | 4.4187 | 6.8833e-06
5023 | 2.9791e-05 | 0.00012003 | 0.041511 | 3.6311 | 3.7607 | 3.0192 | 5.9886 | 6.3735 | 4.4187 | 0.00053542
5024 | 9.5071e-06 | 0.00011939 | 0.057827 | 3.7818 | 3.7607 | 3.0192 | 6.4383 | 6.3735 | 4.4187 | 5.1461e-05
5025 | 8.2916e-06 | 0.00011715 | 0.068079 | 3.8734 | 3.7607 | 3.0192 | 6.7262 | 6.3735 | 4.4187 | 7.2439e-05
5026 | 7.2844e-06 | 0.00011545 | 0.066346 | 3.9771 | 3.759 | 3.0192 | 7.066 | 6.3684 | 4.4187 | 7.9486e-05
5027 | 7.9094e-06 | 0.00011636 | 0.05891 | 4.0512 | 3.759 | 3.0192 | 7.319 | 6.3684 | 4.4187 | 5.3755e-05
5028 | 8.5874e-06 | 0.00011168 | 0.071544 | 4.1342 | 3.759 | 3.0192 | 7.6125 | 6.3684 | 4.4187 | 0.00017192
5029 | 1.0351e-05 | 0.00010618 | 0.05234 | 4.1998 | 3.7573 | 3.0192 | 7.8525 | 6.3633 | 4.4187 | 6.3261e-05
5030 | 7.2936e-06 | 0.00010532 | 0.044399 | 4.1936 | 3.7573 | 3.0192 | 7.8293 | 6.3633 | 4.4187 | 8.3911e-05
5031 | 6.9048e-06 | 0.00010223 | 0.039201 | 4.2081 | 3.7573 | 3.0192 | 7.8835 | 6.3633 | 4.4187 | 9.5055e-05
5032 | 3.9741e-06 | 0.00010262 | 0.028083 | 4.2313 | 3.7557 | 3.0192 | 7.9702 | 6.3583 | 4.4187 | 6.8669e-05
5033 | 4.0086e-06 | 0.00010727 | 0.016316 | 4.1853 | 3.7557 | 3.0192 | 7.7987 | 6.3583 | 4.4187 | 8.1944e-05
5034 | 8.114e-06 | 0.00010909 | 0.0061365 | 4.0982 | 3.7557 | 3.0192 | 7.4839 | 6.3583 | 4.4187 | 0.00020273
5035 | 1.1394e-05 | 0.00010867 | 0.00072194 | 3.9164 | 3.7557 | 3.0192 | 6.8652 | 6.3583 | 4.4187 | 0.00020011
5036 | 1.7787e-05 | 0.00011062 | 0 | 3.7835 | 3.7557 | 3.0192 | 6.4435 | 6.3583 | 4.4187 | 0.00021453
5037 | 1.9104e-05 | 0.00010444 | 0 | 3.7009 | 3.7557 | 3.0192 | 6.1932 | 6.3583 | 4.4187 | 0.00023108
5038 | 5.3714e-06 | 0.00010892 | 0 | 3.6342 | 3.7557 | 3.0192 | 5.9976 | 6.3583 | 4.4187 | 1.0653e-05
5039 | 3.7796e-06 | 0.0001137 | 0 | 3.5609 | 3.7557 | 3.0192 | 5.7885 | 6.3583 | 4.4187 | 8.5222e-06
5040 | 4.5268e-06 | 0.00011632 | 0 | 3.5386 | 3.754 | 3.0192 | 5.7262 | 6.3532 | 4.4187 | 4.7528e-06
5041 | 3.5919e-06 | 0.00011876 | 0 | 3.5035 | 3.754 | 3.0192 | 5.6291 | 6.3532 | 4.4187 | 1.3275e-05
5042 | 4.0747e-06 | 0.00011982 | 0 | 3.4719 | 3.7523 | 3.0192 | 5.543 | 6.3481 | 4.4187 | 1.2947e-05
5043 | 5.2023e-06 | 0.00012003 | 0 | 3.4187 | 3.7507 | 3.0192 | 5.4004 | 6.3431 | 4.4187 | 7.5389e-06
5044 | 9.0771e-06 | 0.00012004 | 0.00086633 | 3.3967 | 3.7507 | 3.0192 | 5.3425 | 6.3431 | 4.4187 | 3.1139e-06
5045 | 1.8436e-05 | 0.00012004 | 0.0057755 | 3.4662 | 3.7507 | 3.0192 | 5.5277 | 6.3431 | 4.4187 | 9.5055e-06
5046 | 3.3622e-05 | 0.00012003 | 0.021658 | 3.5774 | 3.7507 | 3.0192 | 5.8351 | 6.3431 | 4.4187 | 9.0139e-06
5047 | 2.3614e-05 | 0.00011999 | 0.033613 | 3.6768 | 3.7507 | 3.0192 | 6.1219 | 6.3431 | 4.4187 | 0.00051002
5048 | 1.4625e-05 | 0.00011936 | 0.035375 | 3.8022 | 3.7507 | 3.0192 | 6.5013 | 6.3431 | 4.4187 | 5.6214e-05
5049 | 1.5502e-05 | 0.00011711 | 0.04707 | 3.8912 | 3.7523 | 3.0192 | 6.7834 | 6.3481 | 4.4187 | 6.5064e-05
5050 | 6.1908e-06 | 0.00011538 | 0.056672 | 3.9752 | 3.7523 | 3.0192 | 7.0598 | 6.3481 | 4.4187 | 7.2275e-05
5051 | 1.2757e-05 | 0.00011629 | 0.054145 | 4.0281 | 3.7523 | 3.0192 | 7.2393 | 6.3481 | 4.4187 | 8.1944e-05
5052 | 1.756e-05 | 0.00011162 | 0.065913 | 4.1565 | 3.7523 | 3.0192 | 7.6933 | 6.3481 | 4.4187 | 0.00017766
5053 | 2.0393e-05 | 0.00010611 | 0.064758 | 4.1853 | 3.7523 | 3.0192 | 7.7987 | 6.3481 | 4.4187 | 7.9322e-05
5054 | 2.1109e-05 | 0.00010525 | 0.062736 | 4.2123 | 3.7523 | 3.0192 | 7.8992 | 6.3481 | 4.4187 | 6.0147e-05
5055 | 1.4728e-05 | 0.00010216 | 0.031765 | 4.2207 | 3.7507 | 3.0192 | 7.9306 | 6.3431 | 4.4187 | 7.1455e-05
5056 | 1.4755e-05 | 0.00010255 | 0.017327 | 4.0205 | 3.7507 | 3.0192 | 7.2131 | 6.3431 | 4.4187 | 6.1622e-05
5057 | 2.1867e-05 | 0.0001072 | 0.017471 | 3.9864 | 3.7507 | 3.0192 | 7.0975 | 6.3431 | 4.4187 | 7.3586e-05
5058 | 1.215e-05 | 0.00010902 | 0.0064252 | 3.9677 | 3.7507 | 3.0192 | 7.0348 | 6.3431 | 4.4187 | 0.00025206
5059 | 1.2703e-05 | 0.00010861 | 0.00093852 | 3.8159 | 3.7507 | 3.0192 | 6.544 | 6.3431 | 4.4187 | 0.00021502
5060 | 1.9824e-05 | 0.00011053 | 0 | 3.6688 | 3.7507 | 3.0192 | 6.0985 | 6.3431 | 4.4187 | 0.00020535
5061 | 1.7315e-05 | 0.00010433 | 0 | 3.543 | 3.7507 | 3.0192 | 5.7385 | 6.3431 | 4.4187 | 0.00022371
5062 | 7.233e-06 | 0.00010883 | 0 | 3.4521 | 3.7507 | 3.0192 | 5.4896 | 6.3431 | 4.4187 | 1.6717e-05
5063 | 2.0836e-06 | 0.00011363 | 0 | 3.3644 | 3.7507 | 3.0192 | 5.2579 | 6.3431 | 4.4187 | 1.1964e-05
5064 | 2.2458e-06 | 0.00011624 | 0 | 3.3431 | 3.7507 | 3.0192 | 5.203 | 6.3431 | 4.4187 | 8.5222e-06
5065 | 7.1328e-07 | 0.00011869 | 0 | 3.3235 | 3.7523 | 3.0192 | 5.1525 | 6.3481 | 4.4187 | 5.4083e-06
5066 | 5.2416e-07 | 0.00011975 | 0 | 3.3027 | 3.7523 | 3.0192 | 5.0998 | 6.3481 | 4.4187 | 6.2278e-06
5067 | 1.0113e-06 | 0.00011996 | 0 | 3.2835 | 3.7507 | 3.0192 | 5.0513 | 6.3431 | 4.4187 | 8.6861e-06
5068 | 2.3892e-06 | 0.00011995 | 0.00093852 | 3.2963 | 3.7507 | 3.0192 | 5.0836 | 6.3431 | 4.4187 | 1.18e-05
5069 | 2.2992e-06 | 0.0001198 | 0.0061798 | 3.3644 | 3.7507 | 3.0192 | 5.2579 | 6.3431 | 4.4187 | 1.3275e-05
5070 | 2.5483e-05 | 0.00011948 | 0.022236 | 3.5093 | 3.7507 | 3.0192 | 5.6451 | 6.3431 | 4.4187 | 1.4914e-05
5071 | 4.8498e-05 | 0.0001196 | 0.034537 | 3.6295 | 3.7507 | 3.0192 | 5.9841 | 6.3431 | 4.4187 | 0.00054509
5072 | 1.2631e-05 | 0.00011893 | 0.051835 | 3.7467 | 3.7507 | 3.0192 | 6.331 | 6.3431 | 4.4187 | 6.703e-05
5073 | 1.1317e-05 | 0.00011686 | 0.061581 | 3.8436 | 3.7507 | 3.0192 | 6.6311 | 6.3431 | 4.4187 | 7.6208e-05
5074 | 6.6094e-06 | 0.00011531 | 0.055806 | 3.9236 | 3.7507 | 3.0192 | 6.889 | 6.3431 | 4.4187 | 8.1289e-05
5075 | 1.2744e-05 | 0.00011622 | 0.058549 | 4.0109 | 3.7523 | 3.0192 | 7.1806 | 6.3481 | 4.4187 | 8.0469e-05
5076 | 1.8458e-05 | 0.00011157 | 0.052629 | 4.0687 | 3.7523 | 3.0192 | 7.38 | 6.3481 | 4.4187 | 0.00018536
5077 | 2.4557e-05 | 0.00010605 | 0.069523 | 4.1423 | 3.7523 | 3.0192 | 7.6417 | 6.3481 | 4.4187 | 7.2275e-05
5078 | 1.9476e-05 | 0.0001052 | 0.05956 | 4.1141 | 3.7523 | 3.0192 | 7.5405 | 6.3481 | 4.4187 | 9.3744e-05
5079 | 1.5012e-05 | 0.00010216 | 0.045843 | 4.1082 | 3.7523 | 3.0192 | 7.5192 | 6.3481 | 4.4187 | 8.0305e-05
5080 | 1.3403e-05 | 0.00010241 | 0.03126 | 4.0824 | 3.7523 | 3.0192 | 7.4281 | 6.3481 | 4.4187 | 4.7364e-05
5081 | 2.1149e-05 | 0.00010712 | 0.015738 | 4.0844 | 3.7523 | 3.0192 | 7.4351 | 6.3481 | 4.4187 | 6.6539e-05
5082 | 1.2641e-05 | 0.00010896 | 0.0052557 | 4.0262 | 3.7523 | 3.0192 | 7.2327 | 6.3481 | 4.4187 | 0.00023633
5083 | 1.2944e-05 | 0.00010854 | 0.0011551 | 3.8227 | 3.7523 | 3.0192 | 6.5656 | 6.3481 | 4.4187 | 0.00023043
5084 | 1.7715e-05 | 0.00011046 | 0 | 3.672 | 3.754 | 3.0192 | 6.1078 | 6.3532 | 4.4187 | 0.0002183
5085 | 1.5902e-05 | 0.00010427 | 0 | 3.5911 | 3.754 | 3.0192 | 5.8738 | 6.3532 | 4.4187 | 0.00022354
5086 | 6.3471e-06 | 0.00010876 | 0 | 3.5268 | 3.7523 | 3.0192 | 5.6935 | 6.3481 | 4.4187 | 9.6694e-06
5087 | 2.1351e-06 | 0.00011356 | 0 | 3.4563 | 3.749 | 3.0192 | 5.501 | 6.338 | 4.4187 | 8.5222e-06
5088 | 2.3492e-06 | 0.00011617 | 0 | 3.4228 | 3.749 | 3.0192 | 5.4114 | 6.338 | 4.4187 | 7.0472e-06
5089 | 7.1379e-07 | 0.00011862 | 0 | 3.4228 | 3.749 | 3.0192 | 5.4114 | 6.338 | 4.4187 | 8.5222e-06
5090 | 4.6305e-07 | 0.00011962 | 0 | 3.3967 | 3.749 | 3.0192 | 5.3425 | 6.338 | 4.4187 | 1.1308e-05
5091 | 7.07e-07 | 0.00011958 | 0 | 3.3764 | 3.749 | 3.0192 | 5.2893 | 6.338 | 4.4187 | 9.0139e-06
5092 | 1.2467e-06 | 0.00011795 | 0.00098184 | 3.3339 | 3.749 | 3.0192 | 5.1793 | 6.338 | 4.4187 | 1.0325e-05
5093 | 2.4694e-05 | 0.00011374 | 0.0057755 | 3.3805 | 3.749 | 3.0192 | 5.2998 | 6.338 | 4.4187 | 5.7361e-06
5094 | 1.0631e-05 | 0.00011296 | 0.021153 | 3.5911 | 3.7507 | 3.0192 | 5.8738 | 6.3431 | 4.4187 | 1.1144e-05
5095 | 3.7951e-05 | 9.8756e-05 | 0.03884 | 3.7368 | 3.7507 | 3.0192 | 6.3009 | 6.3431 | 4.4187 | 0.00054493
5096 | 7.9601e-06 | 0.00010442 | 0.050247 | 3.8523 | 3.7507 | 3.0192 | 6.6588 | 6.3431 | 4.4187 | 5.1625e-05
5097 | 1.4131e-05 | 0.0001114 | 0.059054 | 3.9902 | 3.749 | 3.0192 | 7.1101 | 6.338 | 4.4187 | 7.3094e-05
5098 | 9.5637e-06 | 0.00011108 | 0.064325 | 4.0551 | 3.749 | 3.0192 | 7.3325 | 6.338 | 4.4187 | 7.6372e-05
5099 | 1.3089e-05 | 0.00011527 | 0.061653 | 4.1729 | 3.7507 | 3.0192 | 7.7532 | 6.3431 | 4.4187 | 7.08e-05
5100 | 1.7585e-05 | 0.00011132 | 0.072483 | 4.2355 | 3.7507 | 3.0192 | 7.9862 | 6.3431 | 4.4187 | 0.00018683
5101 | 2.2996e-05 | 0.00010583 | 0.058188 | 4.3285 | 3.7507 | 3.0192 | 8.3457 | 6.3431 | 4.4187 | 8.1289e-05
5102 | 1.926e-05 | 0.00010505 | 0.056672 | 4.3959 | 3.7507 | 3.0192 | 8.6163 | 6.3431 | 4.4187 | 8.5714e-05
5103 | 1.4837e-05 | 0.00010209 | 0.039923 | 4.3285 | 3.7523 | 3.0192 | 8.3457 | 6.3481 | 4.4187 | 7.9322e-05
5104 | 3.2294e-05 | 0.00010233 | 0.029383 | 4.344 | 3.7507 | 3.0192 | 8.4073 | 6.3431 | 4.4187 | 7.5225e-05
5105 | 2.7396e-05 | 0.00010705 | 0.015594 | 4.2804 | 3.7507 | 3.0192 | 8.1578 | 6.3431 | 4.4187 | 8.8336e-05
5106 | 1.2424e-05 | 0.00010889 | 0.0051402 | 4.2081 | 3.7507 | 3.0192 | 7.8835 | 6.3431 | 4.4187 | 0.00022469
5107 | 1.2089e-05 | 0.00010847 | 0.00067381 | 4.0224 | 3.7507 | 3.0192 | 7.2196 | 6.3431 | 4.4187 | 0.00021404
5108 | 1.7671e-05 | 0.0001108 | 0 | 3.9346 | 3.7507 | 3.0192 | 6.9249 | 6.3431 | 4.4187 | 0.0002201
5109 | 2.182e-05 | 0.00010335 | 0 | 3.8558 | 3.7507 | 3.0192 | 6.6699 | 6.3431 | 4.4187 | 0.00024092
5110 | 1.0831e-05 | 0.00010514 | 0 | 3.7286 | 3.749 | 3.0192 | 6.2761 | 6.338 | 4.4187 | 9.5055e-06
5111 | 8.5778e-06 | 0.00010456 | 0 | 3.6218 | 3.749 | 3.0192 | 5.9617 | 6.338 | 4.4187 | 3.9333e-06
5112 | 1.2582e-05 | 0.00010936 | 0 | 3.5699 | 3.749 | 3.0192 | 5.8139 | 6.338 | 4.4187 | 8.5222e-06
5113 | 1.7561e-05 | 0.00010398 | 0 | 3.5327 | 3.749 | 3.0192 | 5.7098 | 6.338 | 4.4187 | 1.4422e-05
5114 | 2.4812e-05 | 0.00010322 | 0 | 3.5166 | 3.749 | 3.0192 | 5.6651 | 6.338 | 4.4187 | 4.5889e-06
5115 | 2.7811e-05 | 0.0001043 | 0 | 3.4521 | 3.7507 | 3.0192 | 5.4896 | 6.3431 | 4.4187 | 1.4914e-05
5116 | 3.1805e-05 | 0.00010286 | 0.00080857 | 3.4465 | 3.7523 | 3.0192 | 5.4745 | 6.3481 | 4.4187 | 9.5055e-06
5117 | 4.7244e-05 | 0.00010223 | 0.0035808 | 3.5151 | 3.7523 | 3.0192 | 5.6611 | 6.3481 | 4.4187 | 4.0972e-06
5118 | 4.9462e-05 | 0.00010308 | 0.014655 | 3.6389 | 3.7523 | 3.0192 | 6.0111 | 6.3481 | 4.4187 | 1.1308e-05
5119 | 4.238e-05 | 9.9448e-05 | 0.030249 | 3.7401 | 3.7507 | 3.0192 | 6.3109 | 6.3431 | 4.4187 | 0.00055706
5120 | 2.1016e-05 | 9.73e-05 | 0.043172 | 3.8523 | 3.7507 | 3.0192 | 6.6588 | 6.3431 | 4.4187 | 5.5886e-05
5121 | 1.2896e-05 | 0.00010511 | 0.059127 | 3.9255 | 3.7507 | 3.0192 | 6.8949 | 6.3431 | 4.4187 | 8.1289e-05
5122 | 9.076e-06 | 0.00010712 | 0.059849 | 4.0128 | 3.7507 | 3.0192 | 7.1871 | 6.3431 | 4.4187 | 7.5389e-05
5123 | 1.3068e-05 | 0.00011008 | 0.08194 | 4.0746 | 3.7507 | 3.0192 | 7.4005 | 6.3431 | 4.4187 | 7.9814e-05
5124 | 1.997e-05 | 0.0001081 | 0.068295 | 4.1062 | 3.7523 | 3.0192 | 7.5121 | 6.3481 | 4.4187 | 0.00020535
5125 | 2.039e-05 | 0.00010365 | 0.045987 | 4.2718 | 3.7523 | 3.0192 | 8.1246 | 6.3481 | 4.4187 | 8.6533e-05
5126 | 1.9458e-05 | 0.00010316 | 0.053568 | 4.2461 | 3.7523 | 3.0192 | 8.0264 | 6.3481 | 4.4187 | 7.7028e-05
5127 | 1.489e-05 | 0.00010016 | 0.039418 | 4.1977 | 3.7523 | 3.0192 | 7.8447 | 6.3481 | 4.4187 | 8.0305e-05
5128 | 1.2086e-05 | 0.00010027 | 0.0283 | 4.1894 | 3.7523 | 3.0192 | 7.814 | 6.3481 | 4.4187 | 7.9978e-05
5129 | 3.2807e-05 | 0.00010505 | 0.018048 | 4.1709 | 3.7523 | 3.0192 | 7.7457 | 6.3481 | 4.4187 | 6.5883e-05
5130 | 1.6372e-05 | 0.00010717 | 0.0049092 | 4.0707 | 3.7523 | 3.0192 | 7.3868 | 6.3481 | 4.4187 | 0.00026058
5131 | 1.5085e-05 | 0.00010734 | 0.00072194 | 3.8859 | 3.7557 | 3.0192 | 6.7662 | 6.3583 | 4.4187 | 0.00021879
5132 | 2.1156e-05 | 0.00011022 | 0 | 3.7401 | 3.7557 | 3.0192 | 6.3109 | 6.3583 | 4.4187 | 0.00021584
5133 | 1.5185e-05 | 0.00010566 | 0 | 3.709 | 3.754 | 3.0192 | 6.2174 | 6.3532 | 4.4187 | 0.00021879
5134 | 6.378e-06 | 0.00010267 | 0 | 3.6202 | 3.7523 | 3.0192 | 5.9572 | 6.3481 | 4.4187 | 1.0325e-05
5135 | 2.4827e-06 | 0.00010344 | 0 | 3.5835 | 3.7523 | 3.0192 | 5.8523 | 6.3481 | 4.4187 | 1.2456e-05
5136 | 3.1784e-06 | 0.00010444 | 0 | 3.611 | 3.7523 | 3.0192 | 5.9306 | 6.3481 | 4.4187 | 2.2289e-05
5137 | 1.9185e-06 | 0.00010426 | 0 | 3.585 | 3.7523 | 3.0192 | 5.8566 | 6.3481 | 4.4187 | 2.0978e-05
5138 | 2.4375e-06 | 0.00010088 | 0 | 3.5564 | 3.7523 | 3.0192 | 5.776 | 6.3481 | 4.4187 | 2.5239e-05
5139 | 4.0689e-06 | 0.00010296 | 0 | 3.4862 | 3.754 | 3.0192 | 5.5818 | 6.3532 | 4.4187 | 1.9667e-05
5140 | 6.7652e-06 | 0.00010244 | 0.0013284 | 3.4776 | 3.754 | 3.0192 | 5.5585 | 6.3532 | 4.4187 | 2.0158e-05
5141 | 3.928e-06 | 0.00010299 | 0.0050247 | 3.5093 | 3.754 | 3.0192 | 5.6451 | 6.3532 | 4.4187 | 1.9667e-05
5142 | 2.1351e-05 | 0.00010263 | 0.018554 | 3.5669 | 3.7557 | 3.0192 | 5.8054 | 6.3583 | 4.4187 | 2.2289e-05
5143 | 3.3192e-05 | 0.00010073 | 0.028228 | 3.6546 | 3.7557 | 3.0192 | 6.0568 | 6.3583 | 4.4187 | 0.00056115
5144 | 2.4139e-05 | 0.00010009 | 0.030899 | 3.6912 | 3.7557 | 3.0192 | 6.1645 | 6.3583 | 4.4187 | 0.00059737
5145 | 9.0825e-06 | 9.9903e-05 | 0.039851 | 3.7633 | 3.7557 | 3.0192 | 6.3816 | 6.3583 | 4.4187 | 5.523e-05
5146 | 8.4555e-06 | 9.897e-05 | 0.059199 | 3.8005 | 3.7573 | 3.0192 | 6.496 | 6.3633 | 4.4187 | 5.4411e-05
5147 | 2.1082e-05 | 0.00010307 | 0.055373 | 3.821 | 3.7557 | 3.0192 | 6.5602 | 6.3583 | 4.4187 | 9.5383e-05
5148 | 1.9474e-05 | 0.00010508 | 0.052413 | 3.8628 | 3.7557 | 3.0192 | 6.6923 | 6.3583 | 4.4187 | 8.0961e-05
5149 | 2.845e-05 | 0.00010341 | 0.055661 | 3.8966 | 3.7557 | 3.0192 | 6.8008 | 6.3583 | 4.4187 | 7.7519e-05
5150 | 3.0884e-05 | 0.00010376 | 0.046709 | 3.9603 | 3.7557 | 3.0192 | 7.0101 | 6.3583 | 4.4187 | 7.8503e-05
5151 | 1.5265e-05 | 0.00010094 | 0.041945 | 3.8984 | 3.7557 | 3.0192 | 6.8066 | 6.3583 | 4.4187 | 0.00022502
5152 | 1.1488e-05 | 0.00010064 | 0.028517 | 3.9273 | 3.7557 | 3.0192 | 6.9009 | 6.3583 | 4.4187 | 0.00024174
5153 | 1.213e-05 | 0.00010509 | 0.017182 | 3.8717 | 3.7557 | 3.0192 | 6.7205 | 6.3583 | 4.4187 | 3.8022e-05
5154 | 2.5357e-05 | 0.0001068 | 0.0054867 | 3.8453 | 3.7557 | 3.0192 | 6.6366 | 6.3583 | 4.4187 | 3.3269e-05
5155 | 3.2338e-05 | 0.00010839 | 0.00069306 | 3.6752 | 3.7557 | 3.0192 | 6.1172 | 6.3583 | 4.4187 | 3.1794e-05
5156 | 1.6598e-05 | 0.00010874 | 0 | 3.5624 | 3.7573 | 3.0192 | 5.7927 | 6.3633 | 4.4187 | 0.00014979
5157 | 2.41e-05 | 0.00010152 | 0 | 3.4962 | 3.7573 | 3.0192 | 5.6093 | 6.3633 | 4.4187 | 0.00015864
5158 | 6.2597e-06 | 0.00010192 | 0 | 3.4847 | 3.7573 | 3.0192 | 5.5779 | 6.3633 | 4.4187 | 0.00016717
5159 | 2.0926e-06 | 0.00010399 | 0 | 3.502 | 3.7573 | 3.0192 | 5.6252 | 6.3633 | 4.4187 | 2.2944e-05
5160 | 2.2574e-06 | 0.00010466 | 0 | 3.4905 | 3.7573 | 3.0192 | 5.5936 | 6.3633 | 4.4187 | 2.3764e-05
5161 | 5.3556e-07 | 0.00010451 | 0 | 3.462 | 3.7573 | 3.0192 | 5.5162 | 6.3633 | 4.4187 | 2.3272e-05
5162 | 1.8015e-07 | 0.00010308 | 0 | 3.4353 | 3.7573 | 3.0192 | 5.4446 | 6.3633 | 4.4187 | 1.4094e-05
5163 | 7.5873e-07 | 0.00010204 | 0 | 3.4437 | 3.7557 | 3.0192 | 5.467 | 6.3583 | 4.4187 | 1.1636e-05
5164 | 3.4489e-06 | 0.00010241 | 0.00098184 | 3.409 | 3.7557 | 3.0192 | 5.3749 | 6.3583 | 4.4187 | 2.8517e-05
5165 | 4.3097e-06 | 0.00010315 | 0.0050824 | 3.4563 | 3.7557 | 3.0192 | 5.501 | 6.3583 | 4.4187 | 2.1469e-05
5166 | 1.732e-05 | 0.00010295 | 0.014655 | 3.5669 | 3.7557 | 3.0192 | 5.8054 | 6.3583 | 4.4187 | 2.1633e-05
5167 | 3.6106e-05 | 0.00010112 | 0.028733 | 3.653 | 3.754 | 3.0192 | 6.0522 | 6.3532 | 4.4187 | 0.0005287
5168 | 2.5563e-05 | 0.00010026 | 0.035115 | 3.7384 | 3.754 | 3.0192 | 6.3059 | 6.3532 | 4.4187 | 0.00050445
5169 | 7.7423e-06 | 0.00010011 | 0.038912 | 3.8401 | 3.754 | 3.0192 | 6.6201 | 6.3532 | 4.4187 | 7.8011e-05
5170 | 6.4158e-06 | 9.9533e-05 | 0.050463 | 3.9309 | 3.754 | 3.0192 | 6.9129 | 6.3532 | 4.4187 | 8.3255e-05
5171 | 1.3787e-05 | 0.00010053 | 0.050102 | 4.0281 | 3.7557 | 3.0192 | 7.2393 | 6.3583 | 4.4187 | 8.8336e-05
5172 | 2.3999e-05 | 0.00010463 | 0.054001 | 4.0864 | 3.7557 | 3.0192 | 7.442 | 6.3583 | 4.4187 | 7.4242e-05
5173 | 2.8854e-05 | 0.0001033 | 0.056095 | 4.1667 | 3.754 | 3.0192 | 7.7306 | 6.3532 | 4.4187 | 8.8336e-05
5174 | 3.5923e-05 | 0.00010283 | 0.054145 | 4.1956 | 3.754 | 3.0192 | 7.837 | 6.3532 | 4.4187 | 9.2597e-05
5175 | 1.5433e-05 | 0.00010028 | 0.042233 | 4.2165 | 3.7523 | 3.0192 | 7.9148 | 6.3481 | 4.4187 | 0.00026599
5176 | 1.4559e-05 | 0.00010012 | 0.028589 | 4.1484 | 3.7523 | 3.0192 | 7.6638 | 6.3481 | 4.4187 | 0.00025321
5177 | 1.0629e-05 | 0.000105 | 0.01646 | 4.0923 | 3.7523 | 3.0192 | 7.4629 | 6.3481 | 4.4187 | 3.4089e-05
5178 | 1.0987e-05 | 0.00010698 | 0.0057755 | 4.0015 | 3.7523 | 3.0192 | 7.1484 | 6.3481 | 4.4187 | 3.8022e-05
5179 | 1.2725e-05 | 0.00010684 | 0.00057755 | 3.8039 | 3.7507 | 3.0192 | 6.5066 | 6.3431 | 4.4187 | 4.2775e-05
5180 | 2.2115e-05 | 0.0001098 | 0 | 3.6342 | 3.7507 | 3.0192 | 5.9976 | 6.3431 | 4.4187 | 0.00016241
5181 | 1.8637e-05 | 0.00010405 | 0 | 3.5684 | 3.749 | 3.0192 | 5.8096 | 6.338 | 4.4187 | 0.00014979
5182 | 6.2755e-06 | 0.00010174 | 0 | 3.5268 | 3.749 | 3.0192 | 5.6935 | 6.338 | 4.4187 | 0.00014668
5183 | 2.0942e-06 | 0.00010449 | 0 | 3.4934 | 3.749 | 3.0192 | 5.6015 | 6.338 | 4.4187 | 1.7208e-05
5184 | 2.2637e-06 | 0.00010247 | 0 | 3.4805 | 3.749 | 3.0192 | 5.5663 | 6.338 | 4.4187 | 9.3417e-06
5185 | 5.2809e-07 | 0.00010299 | 0 | 3.4776 | 3.749 | 3.0192 | 5.5585 | 6.338 | 4.4187 | 1.0489e-05
5186 | 1.2347e-07 | 0.00010302 | 0 | 3.4606 | 3.749 | 3.0192 | 5.5124 | 6.338 | 4.4187 | 6.0639e-06
5187 | 1.4851e-07 | 0.00010278 | 0 | 3.4159 | 3.749 | 3.0192 | 5.393 | 6.338 | 4.4187 | 8.5222e-06
5188 | 4.7905e-07 | 0.00010269 | 0.00086633 | 3.4507 | 3.749 | 3.0192 | 5.4858 | 6.338 | 4.4187 | 4.9167e-06
5189 | 1.2177e-05 | 0.00010267 | 0.0041872 | 3.4747 | 3.749 | 3.0192 | 5.5508 | 6.338 | 4.4187 | 7.0472e-06
5190 | 1.8356e-05 | 0.00010184 | 0.016316 | 3.5609 | 3.749 | 3.0192 | 5.7885 | 6.338 | 4.4187 | 1.2456e-05
5191 | 1.7092e-05 | 0.00010094 | 0.029816 | 3.6672 | 3.749 | 3.0192 | 6.0938 | 6.338 | 4.4187 | 0.00049101
5192 | 1.349e-05 | 0.00010068 | 0.042739 | 3.7483 | 3.749 | 3.0192 | 6.336 | 6.338 | 4.4187 | 6.0639e-05
5193 | 3.8722e-06 | 0.00010061 | 0.054001 | 3.8823 | 3.7457 | 3.0192 | 6.7547 | 6.3279 | 4.4187 | 5.7033e-05
5194 | 3.8173e-06 | 9.7503e-05 | 0.056095 | 3.9902 | 3.7457 | 3.0192 | 7.1101 | 6.3279 | 4.4187 | 8.5878e-05
5195 | 8.0252e-06 | 0.00010162 | 0.04902 | 4.057 | 3.744 | 3.0192 | 7.3392 | 6.3229 | 4.4187 | 7.1128e-05
5196 | 9.8227e-06 | 0.00010425 | 0.052629 | 4.1647 | 3.7457 | 3.0192 | 7.7232 | 6.3279 | 4.4187 | 0.00017716
5197 | 1.2293e-05 | 0.00010331 | 0.043388 | 4.2397 | 3.7457 | 3.0192 | 8.0022 | 6.3279 | 4.4187 | 8.0797e-05
5198 | 8.1249e-06 | 0.00010329 | 0.041078 | 4.0923 | 3.7457 | 3.0192 | 7.4629 | 6.3279 | 4.4187 | 8.85e-05
5199 | 1.1878e-05 | 0.0001002 | 0.033642 | 4.1403 | 3.7457 | 3.0192 | 7.6344 | 6.3279 | 4.4187 | 7.7355e-05
5200 | 1.8657e-05 | 0.00010103 | 0.02173 | 4.1443 | 3.7457 | 3.0192 | 7.6491 | 6.3279 | 4.4187 | 6.113e-05
5201 | 9.2775e-06 | 0.00010636 | 0.014655 | 4.1141 | 3.7457 | 3.0192 | 7.5405 | 6.3279 | 4.4187 | 6.4736e-05
5202 | 6.4817e-06 | 0.00010855 | 0.0051258 | 4.0034 | 3.744 | 3.0192 | 7.1548 | 6.3229 | 4.4187 | 0.00020126
5203 | 1.0552e-05 | 0.00010806 | 0.0005198 | 3.792 | 3.744 | 3.0192 | 6.4697 | 6.3229 | 4.4187 | 0.00020879
5204 | 1.4318e-05 | 0.00010969 | 0 | 3.6593 | 3.744 | 3.0192 | 6.0706 | 6.3229 | 4.4187 | 0.00019519
5205 | 1.1018e-05 | 0.00010381 | 0 | 3.6483 | 3.744 | 3.0192 | 6.0384 | 6.3229 | 4.4187 | 0.00022354
5206 | 7.9055e-06 | 0.0001053 | 0 | 3.6311 | 3.744 | 3.0192 | 5.9886 | 6.3229 | 4.4187 | 1.3603e-05
5207 | 9.0908e-06 | 0.00010571 | 0 | 3.582 | 3.744 | 3.0192 | 5.848 | 6.3229 | 4.4187 | 8.6861e-06
5208 | 1.4403e-05 | 0.00010641 | 0 | 3.5122 | 3.744 | 3.0192 | 5.6531 | 6.3229 | 4.4187 | 1.2128e-05
5209 | 1.6433e-05 | 0.00010303 | 0 | 3.4934 | 3.7457 | 3.0192 | 5.6015 | 6.3279 | 4.4187 | 5.4083e-06
5210 | 1.9454e-05 | 0.00010227 | 0 | 3.4691 | 3.7457 | 3.0192 | 5.5353 | 6.3279 | 4.4187 | 6.5555e-06
5211 | 2.4317e-05 | 0.00010249 | 0 | 3.4367 | 3.7457 | 3.0192 | 5.4483 | 6.3279 | 4.4187 | 1.2619e-05
5212 | 2.4632e-05 | 0.00010259 | 0.00067381 | 3.4284 | 3.744 | 3.0192 | 5.4261 | 6.3229 | 4.4187 | 1.0981e-05
5213 | 3.4907e-05 | 0.00010215 | 0.0045482 | 3.4563 | 3.744 | 3.0192 | 5.501 | 6.3229 | 4.4187 | 1.0981e-05
5214 | 3.9789e-05 | 0.00010244 | 0.011695 | 3.5268 | 3.7457 | 3.0192 | 5.6935 | 6.3279 | 4.4187 | 1.2292e-05
5215 | 3.846e-05 | 0.00010133 | 0.026784 | 3.6373 | 3.7457 | 3.0192 | 6.0066 | 6.3279 | 4.4187 | 0.00054018
5216 | 1.5149e-05 | 9.9478e-05 | 0.037974 | 3.7567 | 3.7457 | 3.0192 | 6.3613 | 6.3279 | 4.4187 | 7.67e-05
5217 | 1.5422e-05 | 9.8087e-05 | 0.045121 | 3.8558 | 3.744 | 3.0192 | 6.6699 | 6.3229 | 4.4187 | 5.605e-05
5218 | 8.0966e-06 | 9.8065e-05 | 0.051041 | 3.9291 | 3.744 | 3.0192 | 6.9069 | 6.3229 | 4.4187 | 6.7358e-05
5219 | 1.3193e-05 | 0.00010264 | 0.052629 | 3.9492 | 3.7457 | 3.0192 | 6.9733 | 6.3279 | 4.4187 | 8.8664e-05
5220 | 1.7739e-05 | 0.00010523 | 0.044544 | 3.9883 | 3.7457 | 3.0192 | 7.1038 | 6.3279 | 4.4187 | 0.00020634
5221 | 2.185e-05 | 0.00010362 | 0.063964 | 4.0493 | 3.7457 | 3.0192 | 7.3123 | 6.3279 | 4.4187 | 7.6208e-05
5222 | 2.2431e-05 | 0.00010425 | 0.049597 | 4.0243 | 3.7457 | 3.0192 | 7.2261 | 6.3279 | 4.4187 | 8.2272e-05
5223 | 1.5871e-05 | 0.00010184 | 0.032487 | 4.0319 | 3.744 | 3.0192 | 7.2524 | 6.3229 | 4.4187 | 5.605e-05
5224 | 1.6144e-05 | 0.00010206 | 0.030249 | 3.9255 | 3.744 | 3.0192 | 6.8949 | 6.3229 | 4.4187 | 7.1947e-05
5225 | 2.3982e-05 | 0.00010676 | 0.012778 | 3.8734 | 3.744 | 3.0192 | 6.7262 | 6.3229 | 4.4187 | 6.4572e-05
5226 | 1.0075e-05 | 0.00010863 | 0.0049092 | 3.8005 | 3.744 | 3.0192 | 6.496 | 6.3229 | 4.4187 | 0.00020011
5227 | 1.2268e-05 | 0.00010823 | 0.0010396 | 3.6483 | 3.744 | 3.0192 | 6.0384 | 6.3229 | 4.4187 | 0.00022551
5228 | 1.9023e-05 | 0.00011004 | 0 | 3.5475 | 3.744 | 3.0192 | 5.751 | 6.3229 | 4.4187 | 0.00024059
5229 | 2.1225e-05 | 0.00010395 | 0 | 3.4805 | 3.744 | 3.0192 | 5.5663 | 6.3229 | 4.4187 | 0.00023387
5230 | 1.1436e-05 | 0.0001082 | 0 | 3.4535 | 3.744 | 3.0192 | 5.4934 | 6.3229 | 4.4187 | 7.8667e-06
5231 | 9.527e-06 | 0.00011248 | 0 | 3.4339 | 3.7424 | 3.0192 | 5.4409 | 6.3179 | 4.4187 | 5.4083e-06
5232 | 1.4743e-05 | 0.00011588 | 0 | 3.3913 | 3.7457 | 3.0192 | 5.3282 | 6.3279 | 4.4187 | 9.1778e-06
5233 | 2.0937e-05 | 0.00011376 | 0 | 3.3564 | 3.7457 | 3.0192 | 5.2372 | 6.3279 | 4.4187 | 1.3767e-05
5234 | 2.4794e-05 | 0.00011198 | 0 | 3.3418 | 3.7457 | 3.0192 | 5.1996 | 6.3279 | 4.4187 | 5.5722e-06
5235 | 2.8379e-05 | 0.00010504 | 0 | 3.2797 | 3.744 | 3.0192 | 5.0418 | 6.3229 | 4.4187 | 8.85e-06
5236 | 3.2074e-05 | 0.00010248 | 0.00086633 | 3.2608 | 3.744 | 3.0192 | 4.9944 | 6.3229 | 4.4187 | 6.7194e-06
5237 | 5.1644e-05 | 0.00010205 | 0.0041872 | 3.2938 | 3.744 | 3.0192 | 5.0771 | 6.3229 | 4.4187 | 1.0489e-05
5238 | 5.2703e-05 | 0.00010227 | 0.020647 | 3.4145 | 3.744 | 3.0192 | 5.3894 | 6.3229 | 4.4187 | 3.9333e-06
5239 | 3.8183e-05 | 9.7999e-05 | 0.040068 | 3.5534 | 3.744 | 3.0192 | 5.7676 | 6.3229 | 4.4187 | 0.00049953
5240 | 1.9751e-05 | 0.00010046 | 0.049886 | 3.6672 | 3.744 | 3.0192 | 6.0938 | 6.3229 | 4.4187 | 8.178e-05
5241 | 7.9469e-06 | 0.00010858 | 0.06021 | 3.8107 | 3.744 | 3.0192 | 6.5279 | 6.3229 | 4.4187 | 6.0803e-05
5242 | 8.1311e-06 | 0.0001086 | 0.059271 | 3.9273 | 3.744 | 3.0192 | 6.9009 | 6.3229 | 4.4187 | 9.1122e-05
5243 | 1.2851e-05 | 0.00011321 | 0.071472 | 3.9902 | 3.744 | 3.0192 | 7.1101 | 6.3229 | 4.4187 | 8.8664e-05
5244 | 1.9626e-05 | 0.00011091 | 0.076742 | 4.03 | 3.744 | 3.0192 | 7.2458 | 6.3229 | 4.4187 | 0.00019142
5245 | 2.1237e-05 | 0.00010572 | 0.065624 | 4.0358 | 3.744 | 3.0192 | 7.2657 | 6.3229 | 4.4187 | 8.0142e-05
5246 | 2.2319e-05 | 0.00010482 | 0.050536 | 4.1161 | 3.744 | 3.0192 | 7.5477 | 6.3229 | 4.4187 | 6.6703e-05
5247 | 1.5834e-05 | 0.00010185 | 0.045482 | 4.1709 | 3.744 | 3.0192 | 7.7457 | 6.3229 | 4.4187 | 7.0308e-05
5248 | 2.0228e-05 | 0.000102 | 0.027722 | 4.1667 | 3.7424 | 3.0192 | 7.7306 | 6.3179 | 4.4187 | 6.7522e-05
5249 | 8.5328e-06 | 0.00010671 | 0.021297 | 4.0883 | 3.7424 | 3.0192 | 7.4489 | 6.3179 | 4.4187 | 7.1947e-05
5250 | 1.3601e-05 | 0.00010858 | 0.0067381 | 3.9364 | 3.7424 | 3.0192 | 6.9309 | 6.3179 | 4.4187 | 0.00022912
5251 | 1.6817e-05 | 0.00010818 | 0.00036097 | 3.7401 | 3.7424 | 3.0192 | 6.3109 | 6.3179 | 4.4187 | 0.00018962
5252 | 2.5262e-05 | 0.0001097 | 0 | 3.5774 | 3.7424 | 3.0192 | 5.8351 | 6.3179 | 4.4187 | 0.00026026
5253 | 2.2972e-05 | 0.00010342 | 0 | 3.5107 | 3.7424 | 3.0192 | 5.6491 | 6.3179 | 4.4187 | 0.00020879
5254 | 9.3242e-06 | 0.00010735 | 0 | 3.4719 | 3.7424 | 3.0192 | 5.543 | 6.3179 | 4.4187 | 1.1964e-05
5255 | 5.8161e-06 | 0.00011184 | 0 | 3.4311 | 3.7424 | 3.0192 | 5.4335 | 6.3179 | 4.4187 | 9.6694e-06
5256 | 8.612e-06 | 0.00011408 | 0 | 3.3899 | 3.7424 | 3.0192 | 5.3246 | 6.3179 | 4.4187 | 8.1944e-06
5257 | 1.0801e-05 | 0.00011707 | 0 | 3.3657 | 3.7407 | 3.0192 | 5.2614 | 6.3129 | 4.4187 | 4.7528e-06
5258 | 1.3642e-05 | 0.0001159 | 0 | 3.3131 | 3.7407 | 3.0192 | 5.126 | 6.3129 | 4.4187 | 5.5722e-06
5259 | 1.751e-05 | 0.00011527 | 0 | 3.2823 | 3.7407 | 3.0192 | 5.0481 | 6.3129 | 4.4187 | 1.3931e-05
5260 | 2.0913e-05 | 0.00010669 | 0.00072194 | 3.2646 | 3.7407 | 3.0192 | 5.0038 | 6.3129 | 4.4187 | 9.1778e-06
5261 | 2.3529e-05 | 0.00010351 | 0.0046782 | 3.3405 | 3.7407 | 3.0192 | 5.1962 | 6.3129 | 4.4187 | 1.6225e-05
5262 | 3.764e-05 | 0.00010237 | 0.019637 | 3.5371 | 3.7424 | 3.0192 | 5.7221 | 6.3179 | 4.4187 | 1.2456e-05
5263 | 3.9216e-05 | 0.00010086 | 0.038624 | 3.696 | 3.7424 | 3.0192 | 6.1788 | 6.3179 | 4.4187 | 0.00051035
5264 | 1.6215e-05 | 9.4518e-05 | 0.051041 | 3.8576 | 3.7424 | 3.0192 | 6.6755 | 6.3179 | 4.4187 | 6.3917e-05
5265 | 8.1529e-06 | 0.00010314 | 0.06252 | 3.9958 | 3.7424 | 3.0192 | 7.1292 | 6.3179 | 4.4187 | 5.4247e-05
5266 | 9.7774e-06 | 0.00010804 | 0.067429 | 4.0864 | 3.7424 | 3.0192 | 7.442 | 6.3179 | 4.4187 | 9.44e-05
5267 | 1.2756e-05 | 0.00011126 | 0.072627 | 4.1464 | 3.7407 | 3.0192 | 7.6564 | 6.3129 | 4.4187 | 9.5219e-05
5268 | 1.7748e-05 | 0.00011095 | 0.073854 | 4.2144 | 3.7391 | 3.0192 | 7.907 | 6.3079 | 4.4187 | 0.00018929
5269 | 2.1411e-05 | 0.00010567 | 0.068728 | 4.2653 | 3.7391 | 3.0192 | 8.0998 | 6.3079 | 4.4187 | 7.8011e-05
5270 | 1.968e-05 | 0.00010478 | 0.065335 | 4.2081 | 3.7391 | 3.0192 | 7.8835 | 6.3079 | 4.4187 | 5.3919e-05
5271 | 1.4672e-05 | 0.00010182 | 0.053135 | 4.2081 | 3.7391 | 3.0192 | 7.8835 | 6.3079 | 4.4187 | 8.473e-05
5272 | 2.3509e-05 | 0.00010196 | 0.033931 | 4.2102 | 3.7391 | 3.0192 | 7.8913 | 6.3079 | 4.4187 | 6.0475e-05
5273 | 1.5687e-05 | 0.00010667 | 0.018987 | 4.1667 | 3.7374 | 3.0192 | 7.7306 | 6.3029 | 4.4187 | 7.1292e-05
5274 | 1.8652e-05 | 0.00010854 | 0.0049814 | 4.0512 | 3.7374 | 3.0192 | 7.319 | 6.3029 | 4.4187 | 0.00020404
5275 | 1.1898e-05 | 0.00010814 | 0.00040429 | 3.8805 | 3.7391 | 3.0192 | 6.749 | 6.3079 | 4.4187 | 0.00020158
5276 | 1.6998e-05 | 0.00010995 | 0 | 3.7401 | 3.7391 | 3.0192 | 6.3109 | 6.3079 | 4.4187 | 0.00019863
5277 | 1.5573e-05 | 0.00010388 | 0 | 3.7253 | 3.7391 | 3.0192 | 6.2663 | 6.3079 | 4.4187 | 0.00020896
5278 | 7.8146e-06 | 0.00010791 | 0 | 3.6094 | 3.7391 | 3.0192 | 5.9262 | 6.3079 | 4.4187 | 1.2783e-05
5279 | 5.4142e-06 | 0.00011229 | 0 | 3.5312 | 3.7391 | 3.0192 | 5.7057 | 6.3079 | 4.4187 | 1.1636e-05
5280 | 7.5056e-06 | 0.00011422 | 0 | 3.4847 | 3.7391 | 3.0192 | 5.5779 | 6.3079 | 4.4187 | 1.2292e-05
5281 | 7.8173e-06 | 0.00011409 | 0 | 3.4367 | 3.7391 | 3.0192 | 5.4483 | 6.3079 | 4.4187 | 1.9175e-05
5282 | 9.7772e-06 | 0.00011254 | 0 | 3.4022 | 3.7391 | 3.0192 | 5.3568 | 6.3079 | 4.4187 | 9.9972e-06
5283 | 1.4997e-05 | 0.00010969 | 0 | 3.3818 | 3.7391 | 3.0192 | 5.3034 | 6.3079 | 4.4187 | 1.4586e-05
5284 | 1.7328e-05 | 0.00010879 | 0.00072194 | 3.3927 | 3.7391 | 3.0192 | 5.3317 | 6.3079 | 4.4187 | 1.1144e-05
5285 | 2.0067e-05 | 0.00010662 | 0.0047167 | 3.4465 | 3.7407 | 3.0192 | 5.4745 | 6.3129 | 4.4187 | 8.3583e-06
5286 | 4.268e-05 | 0.00010416 | 0.017832 | 3.5896 | 3.7424 | 3.0192 | 5.8695 | 6.3179 | 4.4187 | 1.5078e-05
5287 | 4.0946e-05 | 9.5042e-05 | 0.03884 | 3.709 | 3.7424 | 3.0192 | 6.2174 | 6.3179 | 4.4187 | 0.00051133
5288 | 1.6333e-05 | 0.00010323 | 0.053712 | 3.8245 | 3.7424 | 3.0192 | 6.571 | 6.3179 | 4.4187 | 6.998e-05
5289 | 9.7403e-06 | 0.00010876 | 0.063242 | 3.9511 | 3.7407 | 3.0192 | 6.9794 | 6.3129 | 4.4187 | 5.9655e-05
5290 | 7.4553e-06 | 0.00010897 | 0.064686 | 4.0435 | 3.7407 | 3.0192 | 7.2922 | 6.3129 | 4.4187 | 7.588e-05
5291 | 1.2768e-05 | 0.00011323 | 0.062231 | 4.1082 | 3.7407 | 3.0192 | 7.5192 | 6.3129 | 4.4187 | 9.5547e-05
5292 | 1.7586e-05 | 0.00011072 | 0.070678 | 4.1791 | 3.7391 | 3.0192 | 7.7759 | 6.3079 | 4.4187 | 0.00015946
5293 | 2.1684e-05 | 0.00010562 | 0.064469 | 4.2525 | 3.7407 | 3.0192 | 8.0507 | 6.3129 | 4.4187 | 8.6861e-05
5294 | 1.9264e-05 | 0.00010476 | 0.045265 | 4.2376 | 3.7407 | 3.0192 | 7.9942 | 6.3129 | 4.4187 | 7.0964e-05
5295 | 1.5055e-05 | 0.00010178 | 0.038407 | 4.2461 | 3.7407 | 3.0192 | 8.0264 | 6.3129 | 4.4187 | 5.6378e-05
5296 | 1.7784e-05 | 0.00010192 | 0.030466 | 4.1853 | 3.7407 | 3.0192 | 7.7987 | 6.3129 | 4.4187 | 6.3917e-05
5297 | 1.0919e-05 | 0.00010663 | 0.018987 | 4.1302 | 3.7407 | 3.0192 | 7.598 | 6.3129 | 4.4187 | 7.7028e-05
5298 | 2.5508e-05 | 0.0001085 | 0.0045049 | 4.0243 | 3.7407 | 3.0192 | 7.2261 | 6.3129 | 4.4187 | 0.00022027
5299 | 1.8398e-05 | 0.00010811 | 0.00038503 | 3.7852 | 3.7407 | 3.0192 | 6.4487 | 6.3129 | 4.4187 | 0.00019617
5300 | 1.8522e-05 | 0.00010991 | 0 | 3.6233 | 3.7424 | 3.0192 | 5.9661 | 6.3179 | 4.4187 | 0.00025976
5301 | 2.4392e-05 | 0.00010389 | 0 | 3.5239 | 3.7407 | 3.0192 | 5.6853 | 6.3129 | 4.4187 | 0.00022322
5302 | 9.0859e-06 | 0.00010825 | 0 | 3.4862 | 3.7407 | 3.0192 | 5.5818 | 6.3129 | 4.4187 | 1.9175e-05
5303 | 6.5757e-06 | 0.00011308 | 0 | 3.4479 | 3.7407 | 3.0192 | 5.4783 | 6.3129 | 4.4187 | 1.0817e-05
5304 | 8.695e-06 | 0.0001157 | 0 | 3.3954 | 3.7407 | 3.0192 | 5.3389 | 6.3129 | 4.4187 | 1.7536e-05
5305 | 8.4304e-06 | 0.00011816 | 0 | 3.3872 | 3.7407 | 3.0192 | 5.3175 | 6.3129 | 4.4187 | 2.6058e-05
5306 | 1.1495e-05 | 0.00011924 | 0 | 3.359 | 3.7407 | 3.0192 | 5.2441 | 6.3129 | 4.4187 | 2.0978e-05
5307 | 1.6749e-05 | 0.00011939 | 0 | 3.3313 | 3.7424 | 3.0192 | 5.1726 | 6.3179 | 4.4187 | 1.8356e-05
5308 | 2.3474e-05 | 0.00011927 | 0.00057755 | 3.3209 | 3.7407 | 3.0192 | 5.1459 | 6.3129 | 4.4187 | 3.245e-05
5309 | 2.9325e-05 | 0.00011904 | 0.0048514 | 3.3577 | 3.7407 | 3.0192 | 5.2406 | 6.3129 | 4.4187 | 3.0975e-05
5310 | 3.38e-05 | 0.00011865 | 0.014222 | 3.4948 | 3.7407 | 3.0192 | 5.6054 | 6.3129 | 4.4187 | 2.2617e-05
5311 | 4.4548e-05 | 0.00011873 | 0.024329 | 3.6326 | 3.7424 | 3.0192 | 5.9931 | 6.3179 | 4.4187 | 0.0004938
5312 | 1.8669e-05 | 0.00011839 | 0.043244 | 3.7971 | 3.7424 | 3.0192 | 6.4855 | 6.3179 | 4.4187 | 0.00050084
5313 | 2.1309e-05 | 0.0001164 | 0.055084 | 3.9566 | 3.744 | 3.0192 | 6.9978 | 6.3229 | 4.4187 | 7.5553e-05
5314 | 1.1723e-05 | 0.00011484 | 0.061798 | 4.0668 | 3.744 | 3.0192 | 7.3732 | 6.3229 | 4.4187 | 6.8997e-05
5315 | 1.8413e-05 | 0.00011568 | 0.071761 | 4.1915 | 3.744 | 3.0192 | 7.8217 | 6.3229 | 4.4187 | 6.5228e-05
5316 | 1.7739e-05 | 0.00011127 | 0.069523 | 4.2019 | 3.7424 | 3.0192 | 7.8602 | 6.3179 | 4.4187 | 8.0142e-05
5317 | 2.048e-05 | 0.00010557 | 0.060137 | 4.3329 | 3.7407 | 3.0192 | 8.3632 | 6.3129 | 4.4187 | 6.2114e-05
5318 | 3.2829e-05 | 0.00010471 | 0.062087 | 4.3463 | 3.7407 | 3.0192 | 8.4162 | 6.3129 | 4.4187 | 8.5058e-05
5319 | 1.7413e-05 | 0.00010176 | 0.041006 | 4.3777 | 3.7424 | 3.0192 | 8.5424 | 6.3179 | 4.4187 | 0.00025911
5320 | 1.1728e-05 | 0.00010188 | 0.030321 | 4.3755 | 3.7424 | 3.0192 | 8.5333 | 6.3179 | 4.4187 | 0.00027959
5321 | 2.3142e-05 | 0.00010658 | 0.018409 | 4.2761 | 3.7424 | 3.0192 | 8.1412 | 6.3179 | 4.4187 | 3.5564e-05
5322 | 1.3105e-05 | 0.00010847 | 0.0032728 | 4.1586 | 3.7424 | 3.0192 | 7.7008 | 6.3179 | 4.4187 | 4.4578e-05
5323 | 1.149e-05 | 0.00010808 | 0.00021658 | 3.9309 | 3.7407 | 3.0192 | 6.9129 | 6.3129 | 4.4187 | 3.5564e-05
5324 | 1.9815e-05 | 0.00010988 | 0 | 3.8039 | 3.7407 | 3.0192 | 6.5066 | 6.3129 | 4.4187 | 0.00014816
5325 | 1.662e-05 | 0.00010385 | 0 | 3.7009 | 3.7407 | 3.0192 | 6.1932 | 6.3129 | 4.4187 | 0.00013308
5326 | 6.3924e-06 | 0.0001082 | 0 | 3.5926 | 3.7424 | 3.0192 | 5.8782 | 6.3179 | 4.4187 | 0.00015979
5327 | 2.2767e-06 | 0.00011303 | 0 | 3.5639 | 3.7424 | 3.0192 | 5.797 | 6.3179 | 4.4187 | 4.2611e-06
5328 | 3.0653e-06 | 0.00011566 | 0 | 3.5312 | 3.7424 | 3.0192 | 5.7057 | 6.3179 | 4.4187 | 2.36e-05
5329 | 3.4946e-06 | 0.00011813 | 0 | 3.4891 | 3.7407 | 3.0192 | 5.5897 | 6.3129 | 4.4187 | 1.7864e-05
5330 | 5.4133e-06 | 0.00011922 | 0 | 3.4676 | 3.7407 | 3.0192 | 5.5315 | 6.3129 | 4.4187 | 2.3436e-05
5331 | 1.0284e-05 | 0.00011944 | 0 | 3.4423 | 3.7407 | 3.0192 | 5.4633 | 6.3129 | 4.4187 | 2.0322e-05
5332 | 1.251e-05 | 0.00011946 | 0.00046204 | 3.4353 | 3.7407 | 3.0192 | 5.4446 | 6.3129 | 4.4187 | 2.6878e-05
5333 | 2.986e-05 | 0.0001194 | 0.002238 | 3.4535 | 3.7407 | 3.0192 | 5.4934 | 6.3129 | 4.4187 | 2.1142e-05
5334 | 2.1924e-05 | 0.00011924 | 0.0073638 | 3.5987 | 3.7424 | 3.0192 | 5.8956 | 6.3179 | 4.4187 | 2.3108e-05
5335 | 1.8712e-05 | 0.00011915 | 0.01415 | 3.68 | 3.7424 | 3.0192 | 6.1313 | 6.3179 | 4.4187 | 0.00047413
5336 | 4.4242e-05 | 0.00011864 | 0.022958 | 3.7633 | 3.7424 | 3.0192 | 6.3816 | 6.3179 | 4.4187 | 0.00056312
5337 | 1.2367e-05 | 0.00011649 | 0.03819 | 3.8717 | 3.7424 | 3.0192 | 6.7205 | 6.3179 | 4.4187 | 6.4244e-05
5338 | 1.2704e-05 | 0.00011482 | 0.04245 | 3.9585 | 3.7424 | 3.0192 | 7.0039 | 6.3179 | 4.4187 | 7.2275e-05
5339 | 1.7527e-05 | 0.00011566 | 0.052124 | 4.0166 | 3.7424 | 3.0192 | 7.2 | 6.3179 | 4.4187 | 7.6864e-05
5340 | 2.1562e-05 | 0.00011127 | 0.05826 | 4.1484 | 3.7424 | 3.0192 | 7.6638 | 6.3179 | 4.4187 | 8.1453e-05
5341 | 3.2741e-05 | 0.00010554 | 0.05429 | 4.2525 | 3.744 | 3.0192 | 8.0507 | 6.3229 | 4.4187 | 7.7683e-05
5342 | 2.8684e-05 | 0.00010468 | 0.046998 | 4.2718 | 3.744 | 3.0192 | 8.1246 | 6.3229 | 4.4187 | 8.3747e-05
5343 | 1.5629e-05 | 0.00010174 | 0.038263 | 4.2891 | 3.744 | 3.0192 | 8.1913 | 6.3229 | 4.4187 | 0.00025845
5344 | 1.2932e-05 | 0.00010184 | 0.026639 | 4.3197 | 3.744 | 3.0192 | 8.3109 | 6.3229 | 4.4187 | 0.00027353
5345 | 8.1123e-06 | 0.00010655 | 0.012056 | 4.2461 | 3.744 | 3.0192 | 8.0264 | 6.3229 | 4.4187 | 3.245e-05
5346 | 9.7321e-06 | 0.00010844 | 0.0045049 | 4.0668 | 3.744 | 3.0192 | 7.3732 | 6.3229 | 4.4187 | 3.7694e-05
5347 | 1.1812e-05 | 0.00010805 | 0.00021658 | 3.8948 | 3.744 | 3.0192 | 6.795 | 6.3229 | 4.4187 | 3.3433e-05
5348 | 2.117e-05 | 0.00010985 | 0 | 3.7187 | 3.7457 | 3.0192 | 6.2466 | 6.3279 | 4.4187 | 0.0001516
5349 | 2.6958e-05 | 0.00010371 | 0 | 3.5639 | 3.7457 | 3.0192 | 5.797 | 6.3279 | 4.4187 | 0.00016913
5350 | 6.3741e-06 | 0.00010817 | 0 | 3.502 | 3.7457 | 3.0192 | 5.6252 | 6.3279 | 4.4187 | 0.00016815
5351 | 2.1087e-06 | 0.000113 | 0 | 3.4805 | 3.7457 | 3.0192 | 5.5663 | 6.3279 | 4.4187 | 2.6714e-05
5352 | 2.814e-06 | 0.00011555 | 0 | 3.4662 | 3.7457 | 3.0192 | 5.5277 | 6.3279 | 4.4187 | 1.5406e-05
5353 | 6.0242e-07 | 0.00011784 | 0 | 3.4228 | 3.7457 | 3.0192 | 5.4114 | 6.3279 | 4.4187 | 1.4422e-05
5354 | 3.6933e-07 | 0.00011878 | 0 | 3.4049 | 3.7457 | 3.0192 | 5.364 | 6.3279 | 4.4187 | 1.2292e-05
5355 | 1.2891e-06 | 0.00011864 | 0 | 3.3791 | 3.7457 | 3.0192 | 5.2963 | 6.3279 | 4.4187 | 1.4094e-05
5356 | 5.8062e-06 | 0.0001185 | 0.00046204 | 3.359 | 3.7457 | 3.0192 | 5.2441 | 6.3279 | 4.4187 | 7.5389e-06
5357 | 3.1185e-06 | 0.00011832 | 0.0031043 | 3.4214 | 3.7473 | 3.0192 | 5.4077 | 6.333 | 4.4187 | 3.9333e-06
5358 | 1.5884e-05 | 0.00011817 | 0.015738 | 3.6033 | 3.7473 | 3.0192 | 5.9087 | 6.333 | 4.4187 | 7.8667e-06
5359 | 2.3703e-05 | 0.00011854 | 0.024835 | 3.76 | 3.7473 | 3.0192 | 6.3714 | 6.333 | 4.4187 | 0.00053346
5360 | 2.7289e-05 | 0.00011824 | 0.039418 | 3.9273 | 3.7473 | 3.0192 | 6.9009 | 6.333 | 4.4187 | 5.9655e-05
5361 | 1.0652e-05 | 0.00011631 | 0.043894 | 4.0415 | 3.7473 | 3.0192 | 7.2856 | 6.333 | 4.4187 | 5.7525e-05
5362 | 6.1661e-06 | 0.00011478 | 0.051546 | 4.1791 | 3.7473 | 3.0192 | 7.7759 | 6.333 | 4.4187 | 6.2278e-05
5363 | 7.5559e-06 | 0.00011565 | 0.053423 | 4.2675 | 3.7457 | 3.0192 | 8.108 | 6.3279 | 4.4187 | 7.7192e-05
5364 | 8.5564e-06 | 0.00011126 | 0.054001 | 4.3219 | 3.7457 | 3.0192 | 8.3196 | 6.3279 | 4.4187 | 0.00015586
5365 | 9.5888e-06 | 0.00010551 | 0.054578 | 4.3709 | 3.7457 | 3.0192 | 8.515 | 6.3279 | 4.4187 | 9.3417e-05
5366 | 9.5279e-06 | 0.00010465 | 0.045771 | 4.4234 | 3.7457 | 3.0192 | 8.7295 | 6.3279 | 4.4187 | 7.2439e-05
5367 | 6.7882e-06 | 0.00010172 | 0.034653 | 4.4466 | 3.7457 | 3.0192 | 8.8261 | 6.3279 | 4.4187 | 6.3917e-05
5368 | 5.8623e-06 | 0.00010181 | 0.02303 | 4.4724 | 3.7473 | 3.0192 | 8.9349 | 6.333 | 4.4187 | 6.9161e-05
5369 | 3.7004e-06 | 0.00010651 | 0.01249 | 4.435 | 3.749 | 3.0192 | 8.7775 | 6.338 | 4.4187 | 7.8503e-05
5370 | 3.5707e-05 | 0.00010841 | 0.0035808 | 4.2869 | 3.749 | 3.0192 | 8.1829 | 6.338 | 4.4187 | 0.00022633
5371 | 1.4063e-05 | 0.00010802 | 0.00023102 | 3.9255 | 3.749 | 3.0192 | 6.8949 | 6.338 | 4.4187 | 0.0002165
5372 | 9.5919e-06 | 0.00010982 | 0 | 3.7138 | 3.749 | 3.0192 | 6.232 | 6.338 | 4.4187 | 0.00022404
5373 | 9.6833e-06 | 0.00010376 | 0 | 3.6249 | 3.749 | 3.0192 | 5.9706 | 6.338 | 4.4187 | 0.00020011
5374 | 4.7035e-06 | 0.00010786 | 0 | 3.5654 | 3.749 | 3.0192 | 5.8012 | 6.338 | 4.4187 | 1.2947e-05
5375 | 1.9797e-06 | 0.00011232 | 0 | 3.5312 | 3.749 | 3.0192 | 5.7057 | 6.338 | 4.4187 | 5.5722e-06
5376 | 2.3173e-06 | 0.00011488 | 0 | 3.4353 | 3.749 | 3.0192 | 5.4446 | 6.338 | 4.4187 | 1.4258e-05
5377 | 5.3312e-07 | 0.00011469 | 0 | 3.3899 | 3.749 | 3.0192 | 5.3246 | 6.338 | 4.4187 | 1.8028e-05
5378 | 1.571e-07 | 0.00011163 | 0 | 3.3805 | 3.749 | 3.0192 | 5.2998 | 6.338 | 4.4187 | 1.1144e-05
5379 | 1.8956e-07 | 0.00011011 | 0 | 3.3471 | 3.7507 | 3.0192 | 5.2132 | 6.3431 | 4.4187 | 1.2783e-05
5380 | 6.4789e-07 | 0.00010719 | 0.00046204 | 3.3392 | 3.7507 | 3.0192 | 5.1928 | 6.3431 | 4.4187 | 1.5078e-05
5381 | 1.4992e-05 | 0.0001027 | 0.004476 | 3.3899 | 3.7523 | 3.0192 | 5.3246 | 6.3481 | 4.4187 | 9.0139e-06
5382 | 1.447e-05 | 0.00010222 | 0.015305 | 3.6389 | 3.7523 | 3.0192 | 6.0111 | 6.3481 | 4.4187 | 1.2947e-05
5383 | 3.8523e-05 | 9.8426e-05 | 0.028372 | 3.8628 | 3.7523 | 3.0192 | 6.6923 | 6.3481 | 4.4187 | 0.00052133
5384 | 1.1001e-05 | 0.00010079 | 0.039562 | 4.0338 | 3.7523 | 3.0192 | 7.259 | 6.3481 | 4.4187 | 6.3589e-05
5385 | 8.242e-06 | 0.00010794 | 0.045843 | 4.1894 | 3.7523 | 3.0192 | 7.814 | 6.3481 | 4.4187 | 5.4083e-05
5386 | 6.2438e-06 | 0.00010926 | 0.051619 | 4.2978 | 3.7523 | 3.0192 | 8.2251 | 6.3481 | 4.4187 | 6.3261e-05
5387 | 1.2663e-05 | 0.00011375 | 0.06122 | 4.3642 | 3.754 | 3.0192 | 8.4879 | 6.3532 | 4.4187 | 7.8503e-05
5388 | 1.7582e-05 | 0.00011119 | 0.053062 | 4.4073 | 3.754 | 3.0192 | 8.6631 | 6.3532 | 4.4187 | 0.00020421
5389 | 2.4919e-05 | 0.00010549 | 0.047143 | 4.5542 | 3.7557 | 3.0192 | 9.2889 | 6.3583 | 4.4187 | 5.6869e-05
5390 | 1.8699e-05 | 0.00010464 | 0.047503 | 4.6313 | 3.7573 | 3.0192 | 9.637 | 6.3633 | 4.4187 | 9.1122e-05
5391 | 1.8359e-05 | 0.0001017 | 0.03126 | 4.6491 | 3.7573 | 3.0192 | 9.7192 | 6.3633 | 4.4187 | 7.588e-05
5392 | 1.1493e-05 | 0.00010178 | 0.020864 | 4.5591 | 3.7573 | 3.0192 | 9.3106 | 6.3633 | 4.4187 | 6.4244e-05
5393 | 1.8678e-05 | 0.00010649 | 0.011118 | 4.4327 | 3.759 | 3.0192 | 8.7679 | 6.3684 | 4.4187 | 5.4247e-05
5394 | 2.9126e-05 | 0.00010839 | 0.002984 | 4.3153 | 3.759 | 3.0192 | 8.2936 | 6.3684 | 4.4187 | 0.00022895
5395 | 2.1452e-05 | 0.000108 | 0.00023102 | 4.0648 | 3.759 | 3.0192 | 7.3664 | 6.3684 | 4.4187 | 0.00022092
5396 | 1.9193e-05 | 0.0001098 | 0 | 3.8966 | 3.759 | 3.0192 | 6.8008 | 6.3684 | 4.4187 | 0.00019831
5397 | 1.74e-05 | 0.00010365 | 0 | 3.8176 | 3.759 | 3.0192 | 6.5494 | 6.3684 | 4.4187 | 0.0001965
5398 | 7.2426e-06 | 0.0001081 | 0 | 3.7633 | 3.759 | 3.0192 | 6.3816 | 6.3684 | 4.4187 | 6.5555e-06
5399 | 2.1131e-06 | 0.00011295 | 0 | 3.6928 | 3.7607 | 3.0192 | 6.1693 | 6.3735 | 4.4187 | 9.3417e-06
5400 | 2.3236e-06 | 0.00011557 | 0 | 3.6373 | 3.7607 | 3.0192 | 6.0066 | 6.3735 | 4.4187 | 1.5242e-05
5401 | 5.3282e-07 | 0.00011799 | 0 | 3.6326 | 3.7607 | 3.0192 | 5.9931 | 6.3735 | 4.4187 | 1.7536e-05
5402 | 1.2771e-07 | 0.00011911 | 0 | 3.5805 | 3.7607 | 3.0192 | 5.8437 | 6.3735 | 4.4187 | 1.5242e-05
5403 | 1.154e-07 | 0.00011926 | 0 | 3.5609 | 3.7607 | 3.0192 | 5.7885 | 6.3735 | 4.4187 | 1.1472e-05
5404 | 1.1513e-06 | 0.00011905 | 0.00023102 | 3.543 | 3.7607 | 3.0192 | 5.7385 | 6.3735 | 4.4187 | 1.3931e-05
5405 | 4.9106e-06 | 0.00011868 | 0.0036963 | 3.5386 | 3.7623 | 3.0192 | 5.7262 | 6.3786 | 4.4187 | 1.4422e-05
5406 | 2.7151e-05 | 0.00011654 | 0.013789 | 3.76 | 3.7623 | 3.0192 | 6.3714 | 6.3786 | 4.4187 | 5.2444e-06
5407 | 2.3435e-05 | 0.00011164 | 0.026351 | 3.9074 | 3.7623 | 3.0192 | 6.8358 | 6.3786 | 4.4187 | 0.0005623
5408 | 6.9952e-06 | 0.00011432 | 0.041367 | 4.1362 | 3.7623 | 3.0192 | 7.6198 | 6.3786 | 4.4187 | 6.5064e-05
5409 | 1.5939e-05 | 0.00011349 | 0.051041 | 4.353 | 3.764 | 3.0192 | 8.4429 | 6.3838 | 4.4187 | 6.0967e-05
5410 | 1.0466e-05 | 0.00011347 | 0.0553 | 4.4073 | 3.7657 | 3.0192 | 8.6631 | 6.3889 | 4.4187 | 6.9325e-05
5411 | 1.2895e-05 | 0.00011541 | 0.055878 | 4.5444 | 3.7657 | 3.0192 | 9.2458 | 6.3889 | 4.4187 | 7.5225e-05
5412 | 1.7502e-05 | 0.00011125 | 0.061653 | 4.6112 | 3.7657 | 3.0192 | 9.5447 | 6.3889 | 4.4187 | 0.00020404
5413 | 2.1451e-05 | 0.00010547 | 0.058621 | 4.6466 | 3.7657 | 3.0192 | 9.7074 | 6.3889 | 4.4187 | 9.3089e-05
5414 | 2.2158e-05 | 0.00010462 | 0.049092 | 4.6696 | 3.7674 | 3.0192 | 9.8149 | 6.394 | 4.4187 | 8.6205e-05
5415 | 1.5289e-05 | 0.00010169 | 0.03949 | 4.6722 | 3.7674 | 3.0192 | 9.827 | 6.394 | 4.4187 | 6.7358e-05
5416 | 1.3319e-05 | 0.00010176 | 0.028733 | 4.6212 | 3.7674 | 3.0192 | 9.5906 | 6.394 | 4.4187 | 6.8178e-05
5417 | 2.8076e-05 | 0.00010646 | 0.014944 | 4.5689 | 3.769 | 3.0192 | 9.3543 | 6.3991 | 4.4187 | 6.6703e-05
5418 | 1.9889e-05 | 0.00010837 | 0.0049092 | 4.2826 | 3.769 | 3.0192 | 8.1662 | 6.3991 | 4.4187 | 0.00020044
5419 | 1.2394e-05 | 0.00010798 | 0.00034653 | 4.1302 | 3.769 | 3.0192 | 7.598 | 6.3991 | 4.4187 | 0.00020257
5420 | 1.6453e-05 | 0.00010978 | 0 | 3.9808 | 3.7707 | 3.0192 | 7.0786 | 6.4043 | 4.4187 | 0.00022731
5421 | 1.7654e-05 | 0.00010364 | 0 | 3.911 | 3.7724 | 3.0192 | 6.8475 | 6.4094 | 4.4187 | 0.00021306
5422 | 6.4254e-06 | 0.00010807 | 0 | 3.8593 | 3.7724 | 3.0192 | 6.6811 | 6.4094 | 4.4187 | 8.5222e-06
5423 | 2.1166e-06 | 0.00011292 | 0 | 3.7818 | 3.7724 | 3.0192 | 6.4383 | 6.4094 | 4.4187 | 4.7528e-06
5424 | 2.3315e-06 | 0.00011556 | 0 | 3.696 | 3.7724 | 3.0192 | 6.1788 | 6.4094 | 4.4187 | 1.7208e-05
5425 | 5.3439e-07 | 0.00011802 | 0 | 3.6311 | 3.7724 | 3.0192 | 5.9886 | 6.4094 | 4.4187 | 1.5569e-05
5426 | 1.2611e-07 | 0.00011912 | 0 | 3.5956 | 3.7724 | 3.0192 | 5.8868 | 6.4094 | 4.4187 | 1.0325e-05
5427 | 6.1479e-07 | 0.00011934 | 0 | 3.5239 | 3.7724 | 3.0192 | 5.6853 | 6.4094 | 4.4187 | 9.6694e-06
5428 | 7.8435e-07 | 0.00011936 | 0.00040429 | 3.4676 | 3.7741 | 3.0192 | 5.5315 | 6.4146 | 4.4187 | 1.3603e-05
5429 | 3.0269e-07 | 0.00011936 | 0.0038118 | 3.5209 | 3.7775 | 3.0192 | 5.6772 | 6.425 | 4.4187 | 5.5722e-06
5430 | 9.2601e-06 | 0.00011936 | 0.016893 | 3.7533 | 3.7775 | 3.0192 | 6.3511 | 6.425 | 4.4187 | 4.9167e-06
5431 | 3.9545e-05 | 0.00011928 | 0.033137 | 3.9622 | 3.7775 | 3.0192 | 7.0163 | 6.425 | 4.4187 | 0.00053739
5432 | 2.4896e-05 | 0.00011872 | 0.046493 | 4.1181 | 3.7775 | 3.0192 | 7.5548 | 6.425 | 4.4187 | 6.6047e-05
5433 | 7.8351e-06 | 0.00011651 | 0.053351 | 4.3153 | 3.7775 | 3.0192 | 8.2936 | 6.425 | 4.4187 | 8.3419e-05
5434 | 7.7098e-06 | 0.00011475 | 0.053568 | 4.4701 | 3.7775 | 3.0192 | 8.9249 | 6.425 | 4.4187 | 9.358e-05
5435 | 1.2556e-05 | 0.00011563 | 0.058621 | 4.5987 | 3.7791 | 3.0192 | 9.4879 | 6.4302 | 4.4187 | 7.7683e-05
5436 | 1.878e-05 | 0.00011126 | 0.053568 | 4.6929 | 3.7791 | 3.0192 | 9.9249 | 6.4302 | 4.4187 | 0.00020666
5437 | 2.0752e-05 | 0.00010545 | 0.045626 | 4.6799 | 3.7808 | 3.0192 | 9.8635 | 6.4354 | 4.4187 | 7.965e-05
5438 | 1.8752e-05 | 0.0001046 | 0.036458 | 4.7138 | 3.7825 | 3.0192 | 10 | 6.4406 | 4.4187 | 6.1622e-05
5439 | 1.9271e-05 | 0.00010168 | 0.030827 | 4.3868 | 3.7842 | 3.0192 | 8.5792 | 6.4458 | 4.4187 | 8.8008e-05
5440 | 1.9532e-05 | 0.00010173 | 0.023391 | 4.4004 | 3.7842 | 3.0192 | 8.6349 | 6.4458 | 4.4187 | 5.3428e-05
5441 | 2.3752e-05 | 0.00010644 | 0.014294 | 4.3959 | 3.7842 | 3.0192 | 8.6163 | 6.4458 | 4.4187 | 6.4408e-05
5442 | 1.3877e-05 | 0.00010835 | 0.0033209 | 4.2313 | 3.7859 | 3.0192 | 7.9702 | 6.451 | 4.4187 | 0.00020388
5443 | 1.4225e-05 | 0.00010797 | 0.00014439 | 4.0629 | 3.7859 | 3.0192 | 7.3596 | 6.451 | 4.4187 | 0.00022764
5444 | 2.0844e-05 | 0.00010976 | 0 | 3.8876 | 3.7859 | 3.0192 | 6.7719 | 6.451 | 4.4187 | 0.00022256
5445 | 2.347e-05 | 0.00010362 | 0 | 3.8193 | 3.7876 | 3.0192 | 6.5548 | 6.4562 | 4.4187 | 0.00022223
5446 | 9.6563e-06 | 0.00010805 | 0 | 3.7801 | 3.7876 | 3.0192 | 6.4331 | 6.4562 | 4.4187 | 1.0489e-05
5447 | 2.1182e-06 | 0.0001129 | 0 | 3.6672 | 3.7893 | 3.0192 | 6.0938 | 6.4615 | 4.4187 | 7.7028e-06
5448 | 2.3378e-06 | 0.00011554 | 0 | 3.6094 | 3.7876 | 3.0192 | 5.9262 | 6.4562 | 4.4187 | 9.6694e-06
5449 | 5.3439e-07 | 0.000118 | 0 | 3.5956 | 3.7876 | 3.0192 | 5.8868 | 6.4562 | 4.4187 | 1.4422e-05
5450 | 1.2861e-07 | 0.00011911 | 0 | 3.5805 | 3.7893 | 3.0192 | 5.8437 | 6.4615 | 4.4187 | 9.6694e-06
5451 | 6.2163e-07 | 0.00011933 | 0 | 3.5835 | 3.7893 | 3.0192 | 5.8523 | 6.4615 | 4.4187 | 1.5242e-05
5452 | 2.4237e-06 | 0.00011935 | 0.00046204 | 3.5759 | 3.7893 | 3.0192 | 5.8309 | 6.4615 | 4.4187 | 9.5055e-06
5453 | 2.5465e-07 | 0.00011935 | 0.0034653 | 3.6033 | 3.7893 | 3.0192 | 5.9087 | 6.4615 | 4.4187 | 1.5242e-05
5454 | 1.3172e-05 | 0.00011935 | 0.01581 | 3.77 | 3.7927 | 3.0192 | 6.4021 | 6.472 | 4.4187 | 8.6861e-06
5455 | 4.0862e-05 | 0.00011926 | 0.029744 | 3.9273 | 3.7927 | 3.0192 | 6.9009 | 6.472 | 4.4187 | 0.00050724
5456 | 1.4157e-05 | 0.0001187 | 0.043388 | 4.0726 | 3.7944 | 3.0192 | 7.3937 | 6.4772 | 4.4187 | 6.2769e-05
5457 | 6.0024e-06 | 0.0001165 | 0.057827 | 4.1791 | 3.7944 | 3.0192 | 7.7759 | 6.4772 | 4.4187 | 8.1944e-05
5458 | 8.0196e-06 | 0.00011474 | 0.064974 | 4.2589 | 3.7944 | 3.0192 | 8.0752 | 6.4772 | 4.4187 | 7.5717e-05
5459 | 1.2545e-05 | 0.00011565 | 0.073421 | 4.3664 | 3.7944 | 3.0192 | 8.4969 | 6.4772 | 4.4187 | 7.6044e-05
5460 | 1.8904e-05 | 0.00011125 | 0.061581 | 4.489 | 3.7961 | 3.0192 | 9.0056 | 6.4825 | 4.4187 | 0.00018585
5461 | 2.0415e-05 | 0.00010544 | 0.044471 | 4.4772 | 3.7961 | 3.0192 | 8.955 | 6.4825 | 4.4187 | 9.653e-05
5462 | 1.9859e-05 | 0.00010459 | 0.048803 | 4.3197 | 3.7978 | 3.0192 | 8.3109 | 6.4878 | 4.4187 | 7.2767e-05
5463 | 1.5764e-05 | 0.00010167 | 0.039779 | 4.3109 | 3.7978 | 3.0192 | 8.2764 | 6.4878 | 4.4187 | 7.5225e-05
5464 | 2.4788e-05 | 0.00010172 | 0.024257 | 4.2228 | 3.7995 | 3.0192 | 7.9385 | 6.4931 | 4.4187 | 7.3258e-05
5465 | 1.9165e-05 | 0.00010642 | 0.016244 | 4.1998 | 3.7995 | 3.0192 | 7.8525 | 6.4931 | 4.4187 | 6.4244e-05
5466 | 1.6374e-05 | 0.00010834 | 0.0037541 | 4.0726 | 3.8012 | 3.0192 | 7.3937 | 6.4984 | 4.4187 | 0.00023338
5467 | 1.9023e-05 | 0.00010795 | 0.00014439 | 3.8823 | 3.8012 | 3.0192 | 6.7547 | 6.4984 | 4.4187 | 0.00023289
5468 | 2.1819e-05 | 0.00010975 | 0 | 3.7734 | 3.8012 | 3.0192 | 6.4124 | 6.4984 | 4.4187 | 0.00019372
5469 | 1.8317e-05 | 0.00010361 | 0 | 3.6816 | 3.8029 | 3.0192 | 6.136 | 6.5037 | 4.4187 | 0.00021109
5470 | 6.4462e-06 | 0.00010802 | 0 | 3.6373 | 3.8012 | 3.0192 | 6.0066 | 6.4984 | 4.4187 | 5.5722e-06
5471 | 2.1182e-06 | 0.00011289 | 0 | 3.628 | 3.8012 | 3.0192 | 5.9796 | 6.4984 | 4.4187 | 1.6225e-05
5472 | 2.3441e-06 | 0.00011552 | 0 | 3.6218 | 3.8012 | 3.0192 | 5.9617 | 6.4984 | 4.4187 | 1.0325e-05
5473 | 5.3597e-07 | 0.00011799 | 0 | 3.6079 | 3.8029 | 3.0192 | 5.9218 | 6.5037 | 4.4187 | 2.2781e-05
5474 | 1.2769e-07 | 0.0001191 | 0 | 3.5564 | 3.8029 | 3.0192 | 5.776 | 6.5037 | 4.4187 | 1.9503e-05
5475 | 1.1319e-07 | 0.00011932 | 0 | 3.5654 | 3.8029 | 3.0192 | 5.8012 | 6.5037 | 4.4187 | 2.3272e-05
5476 | 1.7453e-06 | 0.00011934 | 0.00038503 | 3.5534 | 3.8046 | 3.0192 | 5.7676 | 6.509 | 4.4187 | 2.4583e-05
5477 | 3.2881e-06 | 0.00011934 | 0.0040429 | 3.5972 | 3.8063 | 3.0192 | 5.8912 | 6.5143 | 4.4187 | 2.8681e-05
5478 | 1.6587e-05 | 0.00011934 | 0.013572 | 3.7106 | 3.8063 | 3.0192 | 6.2223 | 6.5143 | 4.4187 | 1.1144e-05
5479 | 2.8772e-05 | 0.00011923 | 0.022669 | 3.877 | 3.8081 | 3.0192 | 6.7376 | 6.5197 | 4.4187 | 0.00050396
5480 | 3.1128e-05 | 0.00011869 | 0.032993 | 4.0319 | 3.8098 | 3.0192 | 7.2524 | 6.525 | 4.4187 | 0.00053165
5481 | 1.1734e-05 | 0.00011649 | 0.043172 | 4.1647 | 3.8081 | 3.0192 | 7.7232 | 6.5197 | 4.4187 | 6.1458e-05
5482 | 8.9621e-06 | 0.00011473 | 0.05299 | 4.3109 | 3.8081 | 3.0192 | 8.2764 | 6.5197 | 4.4187 | 8.6861e-05
5483 | 2.0333e-05 | 0.00011565 | 0.047937 | 4.3777 | 3.8081 | 3.0192 | 8.5424 | 6.5197 | 4.4187 | 8.178e-05
5484 | 2.225e-05 | 0.00011126 | 0.050247 | 4.3913 | 3.8098 | 3.0192 | 8.5977 | 6.525 | 4.4187 | 9.6694e-05
5485 | 2.3283e-05 | 0.00010543 | 0.044832 | 4.4536 | 3.8098 | 3.0192 | 8.8555 | 6.525 | 4.4187 | 5.9492e-05
5486 | 3.0598e-05 | 0.00010458 | 0.038479 | 4.4819 | 3.8115 | 3.0192 | 8.9752 | 6.5304 | 4.4187 | 6.8178e-05
5487 | 1.6249e-05 | 0.00010167 | 0.041223 | 4.5347 | 3.8115 | 3.0192 | 9.2031 | 6.5304 | 4.4187 | 0.0002478
5488 | 1.0848e-05 | 0.00010173 | 0.024257 | 4.4986 | 3.8115 | 3.0192 | 9.0465 | 6.5304 | 4.4187 | 0.00026075
5489 | 2.3958e-05 | 0.00010641 | 0.011046 | 4.3642 | 3.8115 | 3.0192 | 8.4879 | 6.5304 | 4.4187 | 4.3103e-05
5490 | 8.8017e-06 | 0.00010832 | 0.0033209 | 4.2165 | 3.8115 | 3.0192 | 7.9148 | 6.5304 | 4.4187 | 3.9333e-05
5491 | 2.5409e-05 | 0.00010794 | 0 | 3.8787 | 3.8115 | 3.0192 | 6.7433 | 6.5304 | 4.4187 | 4.1792e-05
5492 | 2.8533e-05 | 0.00010973 | 0 | 3.765 | 3.8098 | 3.0192 | 6.3867 | 6.525 | 4.4187 | 0.00016618
5493 | 1.7815e-05 | 0.0001036 | 0 | 3.7269 | 3.8115 | 3.0192 | 6.2712 | 6.5304 | 4.4187 | 0.00015619
5494 | 8.5231e-06 | 0.00010801 | 0 | 3.6499 | 3.8132 | 3.0192 | 6.043 | 6.5357 | 4.4187 | 0.00013324
5495 | 2.1339e-06 | 0.00011287 | 0 | 3.5805 | 3.8132 | 3.0192 | 5.8437 | 6.5357 | 4.4187 | 1.2456e-05
5496 | 2.4064e-06 | 0.00011551 | 0 | 3.5415 | 3.8115 | 3.0192 | 5.7344 | 6.5304 | 4.4187 | 1.0981e-05
5497 | 7.1993e-07 | 0.00011798 | 0 | 3.5195 | 3.8115 | 3.0192 | 5.6732 | 6.5304 | 4.4187 | 2.1306e-05
5498 | 3.4164e-07 | 0.00011909 | 0 | 3.5064 | 3.8115 | 3.0192 | 5.6371 | 6.5304 | 4.4187 | 1.6553e-05
5499 | 3.4076e-07 | 0.00011929 | 0 | 3.4833 | 3.8115 | 3.0192 | 5.574 | 6.5304 | 4.4187 | 1.6717e-05
5500 | 1.2775e-06 | 0.00011925 | 0.00021658 | 3.4876 | 3.8132 | 3.0192 | 5.5858 | 6.5357 | 4.4187 | 1.4094e-05
5501 | 3.0159e-06 | 0.00011901 | 0.0028156 | 3.5136 | 3.8132 | 3.0192 | 5.6571 | 6.5357 | 4.4187 | 2.3928e-05
5502 | 8.6303e-06 | 0.00011861 | 0.01184 | 3.6094 | 3.8132 | 3.0192 | 5.9262 | 6.5357 | 4.4187 | 1.5406e-05
5503 | 2.7576e-05 | 0.00011872 | 0.026134 | 3.7384 | 3.8149 | 3.0192 | 6.3059 | 6.5411 | 4.4187 | 0.00046462
5504 | 2.9188e-05 | 0.00011813 | 0.039201 | 3.8823 | 3.8149 | 3.0192 | 6.7547 | 6.5411 | 4.4187 | 0.00052412
5505 | 2.332e-05 | 0.00011616 | 0.042955 | 4.0396 | 3.8149 | 3.0192 | 7.2789 | 6.5411 | 4.4187 | 6.2769e-05
5506 | 8.9441e-06 | 0.00011466 | 0.0431 | 4.1915 | 3.8149 | 3.0192 | 7.8217 | 6.5411 | 4.4187 | 7.9486e-05
5507 | 1.6529e-05 | 0.00011566 | 0.051763 | 4.2081 | 3.8149 | 3.0192 | 7.8835 | 6.5411 | 4.4187 | 8.0797e-05
5508 | 1.9881e-05 | 0.00011127 | 0.043605 | 4.2568 | 3.8167 | 3.0192 | 8.067 | 6.5465 | 4.4187 | 8.85e-05
5509 | 4.7685e-05 | 0.00010542 | 0.038479 | 4.3982 | 3.8184 | 3.0192 | 8.6256 | 6.5519 | 4.4187 | 9.0794e-05
5510 | 1.8668e-05 | 0.00010458 | 0.037324 | 4.4536 | 3.8184 | 3.0192 | 8.8555 | 6.5519 | 4.4187 | 7.375e-05
5511 | 1.4712e-05 | 0.00010167 | 0.033859 | 4.3352 | 3.8184 | 3.0192 | 8.372 | 6.5519 | 4.4187 | 0.00027796
5512 | 1.0888e-05 | 0.00010172 | 0.021514 | 4.2546 | 3.8184 | 3.0192 | 8.0589 | 6.5519 | 4.4187 | 0.00026402
5513 | 8.3874e-06 | 0.00010639 | 0.01054 | 4.206 | 3.8184 | 3.0192 | 7.8757 | 6.5519 | 4.4187 | 4.0972e-05
5514 | 1.27e-05 | 0.00010832 | 0.0021658 | 4.0746 | 3.8201 | 3.0192 | 7.4005 | 6.5573 | 4.4187 | 3.753e-05
5515 | 1.1862e-05 | 0.00010794 | 0 | 3.9328 | 3.8201 | 3.0192 | 6.9188 | 6.5573 | 4.4187 | 2.5731e-05
5516 | 2.0847e-05 | 0.00010963 | 0 | 3.8314 | 3.8201 | 3.0192 | 6.5927 | 6.5573 | 4.4187 | 0.00014996
5517 | 1.5379e-05 | 0.00010359 | 0 | 3.76 | 3.8218 | 3.0192 | 6.3714 | 6.5627 | 4.4187 | 0.00015127
5518 | 8.0195e-06 | 0.00010799 | 0 | 3.6784 | 3.8218 | 3.0192 | 6.1266 | 6.5627 | 4.4187 | 0.00013455
5519 | 3.0329e-06 | 0.00011286 | 0 | 3.6311 | 3.8218 | 3.0192 | 5.9886 | 6.5627 | 4.4187 | 9.9972e-06
5520 | 4.3744e-06 | 0.0001155 | 0 | 3.5911 | 3.8201 | 3.0192 | 5.8738 | 6.5573 | 4.4187 | 6.7194e-06
5521 | 3.9081e-06 | 0.00011796 | 0 | 3.5789 | 3.8201 | 3.0192 | 5.8394 | 6.5573 | 4.4187 | 1.1636e-05
5522 | 4.781e-06 | 0.00011884 | 0 | 3.5654 | 3.8201 | 3.0192 | 5.8012 | 6.5573 | 4.4187 | 8.6861e-06
5523 | 5.6488e-06 | 0.00011814 | 0 | 3.5579 | 3.8201 | 3.0192 | 5.7801 | 6.5573 | 4.4187 | 1.2619e-05
5524 | 8.4724e-06 | 0.00011446 | 0.00014439 | 3.5445 | 3.8201 | 3.0192 | 5.7427 | 6.5573 | 4.4187 | 1.0817e-05
5525 | 2.0321e-05 | 0.00011009 | 0.0024546 | 3.5549 | 3.8201 | 3.0192 | 5.7718 | 6.5573 | 4.4187 | 8.3583e-06
5526 | 2.2631e-05 | 0.00010695 | 0.012201 | 3.6295 | 3.8201 | 3.0192 | 5.9841 | 6.5573 | 4.4187 | 8.3583e-06
5527 | 2.6145e-05 | 0.00010847 | 0.022669 | 3.7122 | 3.8218 | 3.0192 | 6.2271 | 6.5627 | 4.4187 | 0.00051559
5528 | 2.4182e-05 | 0.00011293 | 0.036313 | 3.765 | 3.8201 | 3.0192 | 6.3867 | 6.5573 | 4.4187 | 5.4575e-05
5529 | 6.9274e-06 | 0.00011278 | 0.042667 | 3.8349 | 3.8218 | 3.0192 | 6.6036 | 6.5627 | 4.4187 | 7.4733e-05
5530 | 5.6213e-06 | 0.00011366 | 0.046204 | 3.9273 | 3.8218 | 3.0192 | 6.9009 | 6.5627 | 4.4187 | 7.7028e-05
5531 | 7.6082e-06 | 0.00011553 | 0.043461 | 3.9346 | 3.8218 | 3.0192 | 6.9249 | 6.5627 | 4.4187 | 9.1942e-05
5532 | 8.4858e-06 | 0.00011128 | 0.041439 | 3.9164 | 3.8218 | 3.0192 | 6.8652 | 6.5627 | 4.4187 | 0.00017913
5533 | 1.0926e-05 | 0.00010542 | 0.041078 | 3.9364 | 3.8218 | 3.0192 | 6.9309 | 6.5627 | 4.4187 | 8.555e-05
5534 | 7.3682e-06 | 0.00010457 | 0.04707 | 4.0015 | 3.8201 | 3.0192 | 7.1484 | 6.5573 | 4.4187 | 7.0636e-05
5535 | 6.3682e-06 | 0.00010167 | 0.035924 | 4.0166 | 3.8201 | 3.0192 | 7.2 | 6.5573 | 4.4187 | 7.4405e-05
5536 | 5.6609e-06 | 0.00010169 | 0.024546 | 4.057 | 3.8201 | 3.0192 | 7.3392 | 6.5573 | 4.4187 | 6.1786e-05
5537 | 5.6459e-06 | 0.00010638 | 0.011623 | 4.0415 | 3.8201 | 3.0192 | 7.2856 | 6.5573 | 4.4187 | 7.1783e-05
5538 | 2.9099e-05 | 0.00010832 | 0.0018482 | 3.9437 | 3.8201 | 3.0192 | 6.9551 | 6.5573 | 4.4187 | 0.00023305
5539 | 9.4005e-06 | 0.00010794 | 0 | 3.8401 | 3.8218 | 3.0192 | 6.6201 | 6.5627 | 4.4187 | 0.00023174
5540 | 2.0286e-05 | 0.00010962 | 0 | 3.7533 | 3.8201 | 3.0192 | 6.3511 | 6.5573 | 4.4187 | 0.00020142
5541 | 9.7956e-06 | 0.00010364 | 0 | 3.6993 | 3.8201 | 3.0192 | 6.1884 | 6.5573 | 4.4187 | 0.00023747
5542 | 4.7757e-06 | 0.00010798 | 0 | 3.6688 | 3.8218 | 3.0192 | 6.0985 | 6.5627 | 4.4187 | 8.6861e-06
5543 | 2.0203e-06 | 0.00011285 | 0 | 3.6389 | 3.8218 | 3.0192 | 6.0111 | 6.5627 | 4.4187 | 1.2292e-05
5544 | 2.4195e-06 | 0.00011549 | 0 | 3.5956 | 3.8218 | 3.0192 | 5.8868 | 6.5627 | 4.4187 | 1.1308e-05
5545 | 6.2669e-07 | 0.00011797 | 0 | 3.5609 | 3.8218 | 3.0192 | 5.7885 | 6.5627 | 4.4187 | 7.375e-06
5546 | 2.9858e-07 | 0.00011908 | 0 | 3.5564 | 3.8201 | 3.0192 | 5.776 | 6.5573 | 4.4187 | 2.1633e-05
5547 | 4.7184e-07 | 0.0001193 | 0 | 3.5386 | 3.8201 | 3.0192 | 5.7262 | 6.5573 | 4.4187 | 9.3417e-06
5548 | 3.2888e-06 | 0.00011932 | 0.00014439 | 3.5151 | 3.8201 | 3.0192 | 5.6611 | 6.5573 | 4.4187 | 1.4422e-05
5549 | 2.1575e-06 | 0.00011932 | 0.0030033 | 3.5505 | 3.8201 | 3.0192 | 5.7593 | 6.5573 | 4.4187 | 1.1472e-05
5550 | 2.824e-05 | 0.00011932 | 0.011262 | 3.6125 | 3.8201 | 3.0192 | 5.9351 | 6.5573 | 4.4187 | 8.1944e-06
5551 | 3.1036e-05 | 0.00011928 | 0.024113 | 3.6896 | 3.8201 | 3.0192 | 6.1598 | 6.5573 | 4.4187 | 0.000541
5552 | 1.0743e-05 | 0.00011869 | 0.037035 | 3.7886 | 3.8184 | 3.0192 | 6.4592 | 6.5519 | 4.4187 | 6.998e-05
5553 | 7.111e-06 | 0.00011649 | 0.046637 | 3.9074 | 3.8184 | 3.0192 | 6.8358 | 6.5519 | 4.4187 | 6.7194e-05
5554 | 6.2054e-06 | 0.00011472 | 0.052268 | 3.9474 | 3.8184 | 3.0192 | 6.9672 | 6.5519 | 4.4187 | 6.5228e-05
5555 | 1.8189e-05 | 0.00011569 | 0.058766 | 4.0015 | 3.8184 | 3.0192 | 7.1484 | 6.5519 | 4.4187 | 7.0472e-05
5556 | 1.7898e-05 | 0.00011131 | 0.057899 | 4.0805 | 3.8201 | 3.0192 | 7.4212 | 6.5573 | 4.4187 | 0.00017356
5557 | 2.0312e-05 | 0.00010542 | 0.058405 | 4.1443 | 3.8201 | 3.0192 | 7.6491 | 6.5573 | 4.4187 | 8.26e-05
5558 | 2.1554e-05 | 0.00010457 | 0.049669 | 4.1667 | 3.8184 | 3.0192 | 7.7306 | 6.5519 | 4.4187 | 8.178e-05
5559 | 1.4596e-05 | 0.00010168 | 0.033556 | 4.1998 | 3.8167 | 3.0192 | 7.8525 | 6.5465 | 4.4187 | 7.5553e-05
5560 | 1.2404e-05 | 0.00010168 | 0.021369 | 4.1811 | 3.8167 | 3.0192 | 7.7835 | 6.5465 | 4.4187 | 8.26e-05
5561 | 1.2546e-05 | 0.00010637 | 0.011623 | 4.1403 | 3.8167 | 3.0192 | 7.6344 | 6.5465 | 4.4187 | 6.8669e-05
5562 | 1.9929e-05 | 0.00010832 | 0.0023824 | 3.992 | 3.8149 | 3.0192 | 7.1165 | 6.5411 | 4.4187 | 0.00021912
5563 | 1.4958e-05 | 0.00010794 | 0 | 3.7368 | 3.8149 | 3.0192 | 6.3009 | 6.5411 | 4.4187 | 0.0002006
5564 | 2.8265e-05 | 0.00010962 | 0 | 3.6832 | 3.8149 | 3.0192 | 6.1408 | 6.5411 | 4.4187 | 0.00024042
5565 | 1.9415e-05 | 0.00010359 | 0 | 3.6295 | 3.8132 | 3.0192 | 5.9841 | 6.5357 | 4.4187 | 0.0002201
5566 | 6.7467e-06 | 0.00010797 | 0 | 3.6249 | 3.8132 | 3.0192 | 5.9706 | 6.5357 | 4.4187 | 3.6056e-06
5567 | 2.8623e-06 | 0.00011285 | 0 | 3.5759 | 3.8115 | 3.0192 | 5.8309 | 6.5304 | 4.4187 | 1.6225e-05
5568 | 4.0367e-06 | 0.00011549 | 0 | 3.5774 | 3.8115 | 3.0192 | 5.8351 | 6.5304 | 4.4187 | 1.3111e-05
5569 | 3.3425e-06 | 0.00011796 | 0 | 3.546 | 3.8132 | 3.0192 | 5.7468 | 6.5357 | 4.4187 | 7.0472e-06
5570 | 4.2369e-06 | 0.00011908 | 0 | 3.5239 | 3.8132 | 3.0192 | 5.6853 | 6.5357 | 4.4187 | 5.2444e-06
5571 | 5.1495e-06 | 0.0001193 | 0 | 3.518 | 3.8132 | 3.0192 | 5.6692 | 6.5357 | 4.4187 | 7.2111e-06
5572 | 7.793e-06 | 0.00011932 | 9.6258e-05 | 3.5136 | 3.8132 | 3.0192 | 5.6571 | 6.5357 | 4.4187 | 1.3603e-05
5573 | 7.4018e-06 | 0.00011933 | 0.0018482 | 3.5209 | 3.8132 | 3.0192 | 5.6772 | 6.5357 | 4.4187 | 9.0139e-06
5574 | 2.7982e-05 | 0.00011933 | 0.011334 | 3.6404 | 3.8098 | 3.0192 | 6.0157 | 6.525 | 4.4187 | 1.0817e-05
5575 | 1.9937e-05 | 0.00011928 | 0.023968 | 3.7384 | 3.8098 | 3.0192 | 6.3059 | 6.525 | 4.4187 | 0.00049724
5576 | 1.9101e-05 | 0.00011869 | 0.034581 | 3.8646 | 3.8098 | 3.0192 | 6.698 | 6.525 | 4.4187 | 6.4736e-05
5577 | 1.0203e-05 | 0.0001165 | 0.04476 | 3.9401 | 3.8081 | 3.0192 | 6.943 | 6.5197 | 4.4187 | 5.6378e-05
5578 | 1.0947e-05 | 0.00011472 | 0.0431 | 4.0551 | 3.8098 | 3.0192 | 7.3325 | 6.525 | 4.4187 | 6.6539e-05
5579 | 1.2613e-05 | 0.00011571 | 0.051691 | 4.1342 | 3.8098 | 3.0192 | 7.6125 | 6.525 | 4.4187 | 9.4728e-05
5580 | 1.773e-05 | 0.00011133 | 0.053207 | 4.1853 | 3.8098 | 3.0192 | 7.7987 | 6.525 | 4.4187 | 0.00022944
5581 | 2.1399e-05 | 0.00010543 | 0.039923 | 4.2718 | 3.8081 | 3.0192 | 8.1246 | 6.5197 | 4.4187 | 7.6372e-05
5582 | 1.9492e-05 | 0.00010458 | 0.02469 | 4.3153 | 3.8081 | 3.0192 | 8.2936 | 6.5197 | 4.4187 | 6.8833e-05
5583 | 1.7968e-05 | 0.00010169 | 0.022236 | 4.3175 | 3.8081 | 3.0192 | 8.3022 | 6.5197 | 4.4187 | 8.768e-05
5584 | 3.2276e-05 | 0.00010167 | 0.015377 | 4.3021 | 3.8081 | 3.0192 | 8.2422 | 6.5197 | 4.4187 | 5.1625e-05
5585 | 2.5517e-05 | 0.00010637 | 0.009674 | 4.2165 | 3.8063 | 3.0192 | 7.9148 | 6.5143 | 4.4187 | 7.3914e-05
5586 | 8.3574e-06 | 0.00010831 | 0.0024257 | 4.0844 | 3.8063 | 3.0192 | 7.4351 | 6.5143 | 4.4187 | 0.00021404
5587 | 1.1227e-05 | 0.00010794 | 0 | 3.8611 | 3.8046 | 3.0192 | 6.6867 | 6.509 | 4.4187 | 0.00024206
5588 | 1.8536e-05 | 0.00010962 | 0 | 3.7767 | 3.8046 | 3.0192 | 6.4228 | 6.509 | 4.4187 | 0.00023059
5589 | 1.7349e-05 | 0.0001036 | 0 | 3.7517 | 3.8046 | 3.0192 | 6.3461 | 6.509 | 4.4187 | 0.00021453
5590 | 7.4835e-06 | 0.00010797 | 0 | 3.7171 | 3.8046 | 3.0192 | 6.2417 | 6.509 | 4.4187 | 1.3439e-05
5591 | 2.2503e-06 | 0.00011285 | 0 | 3.6832 | 3.8029 | 3.0192 | 6.1408 | 6.5037 | 4.4187 | 9.0139e-06
5592 | 2.728e-06 | 0.00011549 | 0 | 3.6609 | 3.8029 | 3.0192 | 6.0753 | 6.5037 | 4.4187 | 6.7194e-06
5593 | 1.4632e-06 | 0.00011796 | 0 | 3.6125 | 3.8029 | 3.0192 | 5.9351 | 6.5037 | 4.4187 | 1.1964e-05
5594 | 2.5695e-06 | 0.00011908 | 0 | 3.5835 | 3.8046 | 3.0192 | 5.8523 | 6.509 | 4.4187 | 1.0161e-05
5595 | 3.4158e-06 | 0.00011931 | 0 | 3.582 | 3.8046 | 3.0192 | 5.848 | 6.509 | 4.4187 | 1.8356e-05
5596 | 5.5514e-06 | 0.00011933 | 7.2194e-05 | 3.518 | 3.8046 | 3.0192 | 5.6692 | 6.509 | 4.4187 | 7.8667e-06
5597 | 2.5619e-05 | 0.00011933 | 0.0020936 | 3.5327 | 3.8046 | 3.0192 | 5.7098 | 6.509 | 4.4187 | 1.8192e-05
5598 | 1.1982e-05 | 0.00011933 | 0.01184 | 3.6816 | 3.8029 | 3.0192 | 6.136 | 6.5037 | 4.4187 | 5.7361e-06
5599 | 3.152e-05 | 0.00011929 | 0.028228 | 3.8107 | 3.8029 | 3.0192 | 6.5279 | 6.5037 | 4.4187 | 0.0005405
5600 | 1.2706e-05 | 0.0001187 | 0.035635 | 3.9182 | 3.8029 | 3.0192 | 6.8711 | 6.5037 | 4.4187 | 7.67e-05
5601 | 1.2306e-05 | 0.00011651 | 0.047215 | 4.0243 | 3.8046 | 3.0192 | 7.2261 | 6.509 | 4.4187 | 6.703e-05
5602 | 6.2143e-06 | 0.00011473 | 0.057972 | 4.1729 | 3.8046 | 3.0192 | 7.7532 | 6.509 | 4.4187 | 8.8828e-05
5603 | 1.2979e-05 | 0.00011573 | 0.053712 | 4.2956 | 3.8046 | 3.0192 | 8.2167 | 6.509 | 4.4187 | 7.0636e-05
5604 | 1.8588e-05 | 0.00011141 | 0.056095 | 4.3777 | 3.8029 | 3.0192 | 8.5424 | 6.5037 | 4.4187 | 0.00018651
5605 | 2.0723e-05 | 0.00010543 | 0.047864 | 4.38 | 3.8029 | 3.0192 | 8.5516 | 6.5037 | 4.4187 | 9.8333e-05
5606 | 2.2861e-05 | 0.00010459 | 0.055373 | 4.4583 | 3.8012 | 3.0192 | 8.8753 | 6.4984 | 4.4187 | 7.4242e-05
5607 | 1.5961e-05 | 0.0001017 | 0.039779 | 4.463 | 3.8012 | 3.0192 | 8.8951 | 6.4984 | 4.4187 | 6.2605e-05
5608 | 2.4562e-05 | 0.00010166 | 0.033281 | 4.3822 | 3.8029 | 3.0192 | 8.5608 | 6.5037 | 4.4187 | 7.2603e-05
5609 | 1.2365e-05 | 0.00010637 | 0.016605 | 4.3396 | 3.8046 | 3.0192 | 8.3896 | 6.509 | 4.4187 | 5.7033e-05
5610 | 1.6043e-05 | 0.00010832 | 0.0034653 | 4.1282 | 3.8046 | 3.0192 | 7.5908 | 6.509 | 4.4187 | 0.00019536
5611 | 1.1517e-05 | 0.00010795 | 0 | 3.9585 | 3.8029 | 3.0192 | 7.0039 | 6.5037 | 4.4187 | 0.00019044
5612 | 2.6528e-05 | 0.00010963 | 0 | 3.8558 | 3.8029 | 3.0192 | 6.6699 | 6.5037 | 4.4187 | 0.00018732
5613 | 1.8928e-05 | 0.0001036 | 0 | 3.7751 | 3.8029 | 3.0192 | 6.4176 | 6.5037 | 4.4187 | 0.00021961
5614 | 6.5325e-06 | 0.00010796 | 0 | 3.6609 | 3.8029 | 3.0192 | 6.0753 | 6.5037 | 4.4187 | 6.5555e-06
5615 | 2.1584e-06 | 0.00011285 | 0 | 3.5669 | 3.8029 | 3.0192 | 5.8054 | 6.5037 | 4.4187 | 6.2278e-06
5616 | 3.5076e-06 | 0.00011549 | 0 | 3.5549 | 3.8029 | 3.0192 | 5.7718 | 6.5037 | 4.4187 | 1.4258e-05
5617 | 6.1512e-07 | 0.00011797 | 0 | 3.5312 | 3.8029 | 3.0192 | 5.7057 | 6.5037 | 4.4187 | 1.0489e-05
5618 | 1.9472e-07 | 0.00011909 | 0 | 3.5415 | 3.8029 | 3.0192 | 5.7344 | 6.5037 | 4.4187 | 1.0325e-05
5619 | 2.0572e-07 | 0.00011932 | 0 | 3.5107 | 3.8029 | 3.0192 | 5.6491 | 6.5037 | 4.4187 | 7.5389e-06
5620 | 9.7626e-07 | 0.00011934 | 0.00021658 | 3.4691 | 3.8029 | 3.0192 | 5.5353 | 6.5037 | 4.4187 | 9.9972e-06
5621 | 4.1064e-06 | 0.00011934 | 0.002599 | 3.4395 | 3.8029 | 3.0192 | 5.4558 | 6.5037 | 4.4187 | 7.375e-06
5622 | 2.4408e-05 | 0.00011925 | 0.013789 | 3.5356 | 3.8029 | 3.0192 | 5.718 | 6.5037 | 4.4187 | 8.85e-06
5623 | 3.0441e-05 | 0.00011926 | 0.031188 | 3.6389 | 3.8046 | 3.0192 | 6.0111 | 6.509 | 4.4187 | 0.0005115
5624 | 1.7898e-05 | 0.00011864 | 0.039634 | 3.7318 | 3.8046 | 3.0192 | 6.286 | 6.509 | 4.4187 | 7.588e-05
5625 | 6.4931e-06 | 0.00011647 | 0.049453 | 3.8349 | 3.8046 | 3.0192 | 6.6036 | 6.509 | 4.4187 | 5.5394e-05
5626 | 9.3713e-06 | 0.00011474 | 0.053712 | 3.9696 | 3.8063 | 3.0192 | 7.0411 | 6.5143 | 4.4187 | 8.4239e-05
5627 | 1.3301e-05 | 0.00011576 | 0.067357 | 4.0377 | 3.8063 | 3.0192 | 7.2723 | 6.5143 | 4.4187 | 6.5719e-05
5628 | 1.8587e-05 | 0.00011138 | 0.062231 | 4.0982 | 3.8046 | 3.0192 | 7.4839 | 6.509 | 4.4187 | 0.00020437
5629 | 2.065e-05 | 0.00010544 | 0.059199 | 4.1383 | 3.8046 | 3.0192 | 7.6271 | 6.509 | 4.4187 | 9.2269e-05
5630 | 2.2766e-05 | 0.0001046 | 0.058766 | 4.1282 | 3.8046 | 3.0192 | 7.5908 | 6.509 | 4.4187 | 8.8828e-05
5631 | 1.4589e-05 | 0.00010172 | 0.043605 | 4.1606 | 3.8046 | 3.0192 | 7.7082 | 6.509 | 4.4187 | 9.3417e-05
5632 | 1.0949e-05 | 0.00010168 | 0.026928 | 4.1565 | 3.8046 | 3.0192 | 7.6933 | 6.509 | 4.4187 | 6.2442e-05
5633 | 3.1524e-05 | 0.00010638 | 0.015449 | 4.0805 | 3.8063 | 3.0192 | 7.4212 | 6.5143 | 4.4187 | 6.2442e-05
5634 | 1.2737e-05 | 0.00010833 | 0.0033209 | 3.9291 | 3.8063 | 3.0192 | 6.9069 | 6.5143 | 4.4187 | 0.00019027
5635 | 1.2692e-05 | 0.00010796 | 0 | 3.7533 | 3.8063 | 3.0192 | 6.3511 | 6.5143 | 4.4187 | 0.00022944
5636 | 1.6416e-05 | 0.00010965 | 0 | 3.709 | 3.8063 | 3.0192 | 6.2174 | 6.5143 | 4.4187 | 0.00019585
5637 | 1.7644e-05 | 0.00010361 | 0 | 3.6562 | 3.8063 | 3.0192 | 6.0614 | 6.5143 | 4.4187 | 0.00021158
5638 | 6.5537e-06 | 0.00010797 | 0 | 3.6018 | 3.8063 | 3.0192 | 5.9043 | 6.5143 | 4.4187 | 6.8833e-06
5639 | 2.1356e-06 | 0.00011286 | 0 | 3.5519 | 3.8063 | 3.0192 | 5.7634 | 6.5143 | 4.4187 | 1.1636e-05
5640 | 2.3914e-06 | 0.00011545 | 0 | 3.5006 | 3.8063 | 3.0192 | 5.6212 | 6.5143 | 4.4187 | 1.0325e-05
5641 | 5.3912e-07 | 0.00011755 | 0 | 3.4381 | 3.8063 | 3.0192 | 5.4521 | 6.5143 | 4.4187 | 2.4419e-05
5642 | 1.3301e-07 | 0.00011837 | 0 | 3.3913 | 3.8098 | 3.0192 | 5.3282 | 6.525 | 4.4187 | 2.2617e-05
5643 | 1.2743e-07 | 0.00011649 | 0 | 3.3859 | 3.8081 | 3.0192 | 5.314 | 6.5197 | 4.4187 | 2.8025e-05
5644 | 1.1731e-06 | 0.00011215 | 0 | 3.3859 | 3.8081 | 3.0192 | 5.314 | 6.5197 | 4.4187 | 2.4256e-05
5645 | 1.9491e-05 | 0.00010886 | 0.002238 | 3.4077 | 3.8081 | 3.0192 | 5.3712 | 6.5197 | 4.4187 | 1.8192e-05
5646 | 1.0791e-05 | 0.00010715 | 0.016605 | 3.5268 | 3.8081 | 3.0192 | 5.6935 | 6.5197 | 4.4187 | 1.4914e-05
5647 | 3.6914e-05 | 0.0001102 | 0.035231 | 3.653 | 3.8098 | 3.0192 | 6.0522 | 6.525 | 4.4187 | 0.00049839
5648 | 2.1849e-05 | 0.00011411 | 0.048514 | 3.7517 | 3.8098 | 3.0192 | 6.3461 | 6.525 | 4.4187 | 0.00053395
5649 | 1.2697e-05 | 0.00011356 | 0.058188 | 3.8297 | 3.8098 | 3.0192 | 6.5873 | 6.525 | 4.4187 | 6.8014e-05
5650 | 6.1209e-06 | 0.00011422 | 0.068295 | 3.9002 | 3.8098 | 3.0192 | 6.8124 | 6.525 | 4.4187 | 8.3419e-05
5651 | 1.9228e-05 | 0.00011577 | 0.076092 | 3.9883 | 3.8098 | 3.0192 | 7.1038 | 6.525 | 4.4187 | 7.0144e-05
5652 | 1.8252e-05 | 0.00011142 | 0.072627 | 4.0205 | 3.8098 | 3.0192 | 7.2131 | 6.525 | 4.4187 | 8.0305e-05
5653 | 2.1545e-05 | 0.00010546 | 0.061653 | 4.0726 | 3.8063 | 3.0192 | 7.3937 | 6.5143 | 4.4187 | 6.9325e-05
5654 | 2.2067e-05 | 0.00010461 | 0.049164 | 4.0338 | 3.8063 | 3.0192 | 7.259 | 6.5143 | 4.4187 | 7.0472e-05
5655 | 2.6771e-05 | 0.00010174 | 0.033671 | 4.1002 | 3.8063 | 3.0192 | 7.4909 | 6.5143 | 4.4187 | 0.00024649
5656 | 1.0924e-05 | 0.00010167 | 0.018698 | 4.059 | 3.8063 | 3.0192 | 7.346 | 6.5143 | 4.4187 | 0.00028123
5657 | 9.2564e-06 | 0.00010638 | 0.010829 | 4.0454 | 3.8063 | 3.0192 | 7.2989 | 6.5143 | 4.4187 | 4.3267e-05
5658 | 1.3115e-05 | 0.00010835 | 0.002238 | 3.9401 | 3.8063 | 3.0192 | 6.943 | 6.5143 | 4.4187 | 3.6056e-05
5659 | 1.5359e-05 | 0.00010798 | 0 | 3.7583 | 3.8081 | 3.0192 | 6.3663 | 6.5197 | 4.4187 | 4.343e-05
5660 | 2.1271e-05 | 0.00010965 | 0 | 3.6389 | 3.8081 | 3.0192 | 6.0111 | 6.5197 | 4.4187 | 0.00015979
5661 | 1.5248e-05 | 0.00010366 | 0 | 3.5729 | 3.8046 | 3.0192 | 5.8224 | 6.509 | 4.4187 | 0.00015619
5662 | 6.5578e-06 | 0.00010798 | 0 | 3.5107 | 3.8046 | 3.0192 | 5.6491 | 6.509 | 4.4187 | 0.00013439
5663 | 2.1371e-06 | 0.00011286 | 0 | 3.4776 | 3.8012 | 3.0192 | 5.5585 | 6.4984 | 4.4187 | 3.4908e-05
5664 | 2.3977e-06 | 0.00011546 | 0 | 3.4325 | 3.8012 | 3.0192 | 5.4372 | 6.4984 | 4.4187 | 1.7536e-05
5665 | 5.3912e-07 | 0.00011777 | 0 | 3.3899 | 3.8012 | 3.0192 | 5.3246 | 6.4984 | 4.4187 | 1.9175e-05
5666 | 1.3242e-07 | 0.00011868 | 0 | 3.3697 | 3.8012 | 3.0192 | 5.2718 | 6.4984 | 4.4187 | 2.5075e-05
5667 | 1.1035e-07 | 0.00011864 | 0 | 3.3604 | 3.8012 | 3.0192 | 5.2475 | 6.4984 | 4.4187 | 2.3108e-05
5668 | 1.3465e-06 | 0.00011838 | 0 | 3.3196 | 3.7995 | 3.0192 | 5.1426 | 6.4931 | 4.4187 | 1.3767e-05
5669 | 3.1229e-06 | 0.00011834 | 0.0020214 | 3.3379 | 3.7995 | 3.0192 | 5.1894 | 6.4931 | 4.4187 | 1.2947e-05
5670 | 2.725e-05 | 0.00011827 | 0.010035 | 3.4833 | 3.7961 | 3.0192 | 5.574 | 6.4825 | 4.4187 | 2.6222e-05
5671 | 3.0854e-05 | 0.00011808 | 0.025484 | 3.6171 | 3.7961 | 3.0192 | 5.9483 | 6.4825 | 4.4187 | 0.00050625
5672 | 1.6727e-05 | 0.00011789 | 0.038551 | 3.7835 | 3.7978 | 3.0192 | 6.4435 | 6.4878 | 4.4187 | 0.00048855
5673 | 1.0327e-05 | 0.0001159 | 0.045915 | 3.9038 | 3.7978 | 3.0192 | 6.8241 | 6.4878 | 4.4187 | 7.3586e-05
5674 | 8.4081e-06 | 0.00011426 | 0.054506 | 4.0185 | 3.7978 | 3.0192 | 7.2065 | 6.4878 | 4.4187 | 6.0967e-05
5675 | 3.0265e-05 | 0.00011525 | 0.057322 | 4.1242 | 3.7978 | 3.0192 | 7.5764 | 6.4878 | 4.4187 | 7.7028e-05
5676 | 1.859e-05 | 0.00011087 | 0.06021 | 4.177 | 3.7944 | 3.0192 | 7.7683 | 6.4772 | 4.4187 | 7.1292e-05
5677 | 2.9658e-05 | 0.00010522 | 0.054651 | 4.2978 | 3.7944 | 3.0192 | 8.2251 | 6.4772 | 4.4187 | 6.3589e-05
5678 | 1.9553e-05 | 0.00010458 | 0.038624 | 4.3463 | 3.7944 | 3.0192 | 8.4162 | 6.4772 | 4.4187 | 6.9325e-05
5679 | 1.9575e-05 | 0.00010176 | 0.031043 | 4.3619 | 3.7944 | 3.0192 | 8.4788 | 6.4772 | 4.4187 | 0.00025304
5680 | 1.0887e-05 | 0.0001017 | 0.022885 | 4.353 | 3.7944 | 3.0192 | 8.4429 | 6.4772 | 4.4187 | 0.00027091
5681 | 8.1597e-06 | 0.0001064 | 0.011334 | 4.2461 | 3.7927 | 3.0192 | 8.0264 | 6.472 | 4.4187 | 3.835e-05
5682 | 8.2237e-06 | 0.00010836 | 0.0015883 | 4.0923 | 3.7927 | 3.0192 | 7.4629 | 6.472 | 4.4187 | 4.7692e-05
5683 | 2.2831e-05 | 0.00010797 | 0 | 3.8966 | 3.7893 | 3.0192 | 6.8008 | 6.4615 | 4.4187 | 3.9989e-05
5684 | 1.648e-05 | 0.00010928 | 0 | 3.7818 | 3.7893 | 3.0192 | 6.4383 | 6.4615 | 4.4187 | 0.00014848
5685 | 2.158e-05 | 0.00010343 | 0 | 3.6768 | 3.7893 | 3.0192 | 6.1219 | 6.4615 | 4.4187 | 0.00015897
5686 | 6.5736e-06 | 0.00010673 | 0 | 3.6249 | 3.7893 | 3.0192 | 5.9706 | 6.4615 | 4.4187 | 0.00016176
5687 | 2.1387e-06 | 0.00010603 | 0 | 3.5956 | 3.7893 | 3.0192 | 5.8868 | 6.4615 | 4.4187 | 1.3931e-05
5688 | 2.404e-06 | 0.00010358 | 0 | 3.585 | 3.7893 | 3.0192 | 5.8566 | 6.4615 | 4.4187 | 1.2292e-05
5689 | 5.407e-07 | 0.00010283 | 0 | 3.5549 | 3.7876 | 3.0192 | 5.7718 | 6.4562 | 4.4187 | 1.6717e-05
5690 | 1.3242e-07 | 0.00010264 | 0 | 3.5006 | 3.7859 | 3.0192 | 5.6212 | 6.451 | 4.4187 | 8.0305e-06
5691 | 1.1035e-07 | 0.00010204 | 0 | 3.4465 | 3.7859 | 3.0192 | 5.4745 | 6.451 | 4.4187 | 7.2111e-06
5692 | 6.936e-07 | 0.00010251 | 0 | 3.4437 | 3.7876 | 3.0192 | 5.467 | 6.4562 | 4.4187 | 1.3767e-05
5693 | 1.3653e-05 | 0.00010279 | 0.0018048 | 3.4591 | 3.7876 | 3.0192 | 5.5086 | 6.4562 | 4.4187 | 1.3275e-05
5694 | 1.0958e-05 | 0.00010085 | 0.011046 | 3.5549 | 3.7876 | 3.0192 | 5.7718 | 6.4562 | 4.4187 | 1.1636e-05
5695 | 2.4796e-05 | 0.00010141 | 0.025051 | 3.6656 | 3.7876 | 3.0192 | 6.0892 | 6.4562 | 4.4187 | 0.00050592
5696 | 1.1728e-05 | 0.00010064 | 0.038768 | 3.7434 | 3.7859 | 3.0192 | 6.3209 | 6.451 | 4.4187 | 7.67e-05
5697 | 1.0767e-05 | 9.5495e-05 | 0.055012 | 3.8383 | 3.7859 | 3.0192 | 6.6146 | 6.451 | 4.4187 | 6.2769e-05
5698 | 7.1467e-06 | 0.00010098 | 0.065263 | 3.911 | 3.7842 | 3.0192 | 6.8475 | 6.4458 | 4.4187 | 7.8339e-05
5699 | 9.9749e-06 | 0.00010805 | 0.059127 | 4.0185 | 3.7859 | 3.0192 | 7.2065 | 6.451 | 4.4187 | 6.8505e-05
5700 | 9.2014e-06 | 0.00010658 | 0.049669 | 4.0785 | 3.7859 | 3.0192 | 7.4143 | 6.451 | 4.4187 | 0.00017995
5701 | 1.0301e-05 | 0.00010342 | 0.054145 | 4.1062 | 3.7859 | 3.0192 | 7.5121 | 6.451 | 4.4187 | 8.4403e-05
5702 | 1.0826e-05 | 0.00010332 | 0.045121 | 4.1262 | 3.7859 | 3.0192 | 7.5836 | 6.451 | 4.4187 | 7.1947e-05
5703 | 8.4394e-06 | 0.00010126 | 0.033931 | 4.1322 | 3.7842 | 3.0192 | 7.6053 | 6.4458 | 4.4187 | 6.0803e-05
5704 | 4.2894e-06 | 0.00010157 | 0.024835 | 4.1202 | 3.7842 | 3.0192 | 7.562 | 6.4458 | 4.4187 | 5.8344e-05
5705 | 3.2037e-06 | 0.00010633 | 0.012562 | 4.0707 | 3.7842 | 3.0192 | 7.3868 | 6.4458 | 4.4187 | 5.31e-05
5706 | 1.7803e-05 | 0.00010835 | 0.002599 | 3.8593 | 3.7842 | 3.0192 | 6.6811 | 6.4458 | 4.4187 | 0.00024682
5707 | 1.8922e-05 | 0.00010751 | 0 | 3.7253 | 3.7842 | 3.0192 | 6.2663 | 6.4458 | 4.4187 | 0.00019863
5708 | 1.4451e-05 | 0.00010949 | 0 | 3.7122 | 3.7825 | 3.0192 | 6.2271 | 6.4406 | 4.4187 | 0.00022387
5709 | 9.4315e-06 | 0.00010212 | 0 | 3.6625 | 3.7825 | 3.0192 | 6.0799 | 6.4406 | 4.4187 | 0.00020207
5710 | 4.8243e-06 | 0.0001028 | 0 | 3.6451 | 3.7808 | 3.0192 | 6.0293 | 6.4354 | 4.4187 | 9.5055e-06
5711 | 2.0012e-06 | 0.00010422 | 0 | 3.5549 | 3.7808 | 3.0192 | 5.7718 | 6.4354 | 4.4187 | 1.0489e-05
5712 | 2.4119e-06 | 0.00010396 | 0 | 3.5283 | 3.7808 | 3.0192 | 5.6975 | 6.4354 | 4.4187 | 1.4586e-05
5713 | 5.4165e-07 | 0.00010322 | 0 | 3.5371 | 3.7825 | 3.0192 | 5.7221 | 6.4406 | 4.4187 | 8.6861e-06
5714 | 1.3526e-07 | 0.00010353 | 0 | 3.5579 | 3.7825 | 3.0192 | 5.7801 | 6.4406 | 4.4187 | 1.9503e-05
5715 | 1.1429e-07 | 0.00010208 | 0 | 3.5122 | 3.7825 | 3.0192 | 5.6531 | 6.4406 | 4.4187 | 6.7194e-06
5716 | 2.8606e-07 | 0.00010234 | 0 | 3.4676 | 3.7825 | 3.0192 | 5.5315 | 6.4406 | 4.4187 | 1.1636e-05
5717 | 5.2895e-06 | 0.00010259 | 0.0015883 | 3.4676 | 3.7808 | 3.0192 | 5.5315 | 6.4354 | 4.4187 | 1.5897e-05
5718 | 1.7525e-05 | 0.00010249 | 0.0088076 | 3.5714 | 3.7808 | 3.0192 | 5.8181 | 6.4354 | 4.4187 | 1.2128e-05
5719 | 2.2702e-05 | 0.000101 | 0.024041 | 3.6514 | 3.7791 | 3.0192 | 6.0476 | 6.4302 | 4.4187 | 0.00051035
5720 | 1.014e-05 | 0.00010131 | 0.038768 | 3.7302 | 3.7791 | 3.0192 | 6.2811 | 6.4302 | 4.4187 | 6.0311e-05
5721 | 7.0811e-06 | 0.0001025 | 0.045987 | 3.8488 | 3.7808 | 3.0192 | 6.6477 | 6.4354 | 4.4187 | 6.4244e-05
5722 | 9.9799e-06 | 0.00010143 | 0.058333 | 3.9529 | 3.7808 | 3.0192 | 6.9855 | 6.4354 | 4.4187 | 9.2269e-05
5723 | 1.2911e-05 | 0.00010419 | 0.054001 | 4.0109 | 3.7808 | 3.0192 | 7.1806 | 6.4354 | 4.4187 | 8.2436e-05
5724 | 1.7496e-05 | 0.00010347 | 0.072122 | 4.0338 | 3.7808 | 3.0192 | 7.259 | 6.4354 | 4.4187 | 0.00020437
5725 | 2.4265e-05 | 0.00010266 | 0.064252 | 3.9056 | 3.7808 | 3.0192 | 6.8299 | 6.4354 | 4.4187 | 6.9489e-05
5726 | 1.9663e-05 | 0.00010183 | 0.058549 | 3.8523 | 3.7808 | 3.0192 | 6.6588 | 6.4354 | 4.4187 | 6.9817e-05
5727 | 1.5228e-05 | 0.00010124 | 0.042378 | 3.8227 | 3.7808 | 3.0192 | 6.5656 | 6.4354 | 4.4187 | 7.4733e-05
5728 | 1.4257e-05 | 0.00010042 | 0.024329 | 3.8245 | 3.7808 | 3.0192 | 6.571 | 6.4354 | 4.4187 | 5.9655e-05
5729 | 1.1376e-05 | 0.00010177 | 0.014944 | 3.7784 | 3.7808 | 3.0192 | 6.4279 | 6.4354 | 4.4187 | 7.0964e-05
5730 | 2.9579e-05 | 0.00010261 | 0.002599 | 3.688 | 3.7808 | 3.0192 | 6.155 | 6.4354 | 4.4187 | 0.00020634
5731 | 2.4783e-05 | 0.00010455 | 0 | 3.5744 | 3.7808 | 3.0192 | 5.8266 | 6.4354 | 4.4187 | 0.00025206
5732 | 1.6333e-05 | 0.00010232 | 0 | 3.5386 | 3.7808 | 3.0192 | 5.7262 | 6.4354 | 4.4187 | 0.00021338
5733 | 1.7515e-05 | 0.0001021 | 0 | 3.4905 | 3.7808 | 3.0192 | 5.5936 | 6.4354 | 4.4187 | 0.00021896
5734 | 6.7373e-06 | 0.00010251 | 0 | 3.4776 | 3.7791 | 3.0192 | 5.5585 | 6.4302 | 4.4187 | 3.1139e-06
5735 | 2.4704e-06 | 0.0001025 | 0 | 3.4493 | 3.7775 | 3.0192 | 5.4821 | 6.425 | 4.4187 | 1.77e-05
5736 | 3.0505e-06 | 0.00010259 | 0 | 3.4187 | 3.7775 | 3.0192 | 5.4004 | 6.425 | 4.4187 | 6.7194e-06
5737 | 1.794e-06 | 0.00010243 | 0 | 3.4132 | 3.7758 | 3.0192 | 5.3858 | 6.4198 | 4.4187 | 1.6225e-05
5738 | 2.1862e-06 | 0.00010254 | 0 | 3.3927 | 3.7758 | 3.0192 | 5.3317 | 6.4198 | 4.4187 | 1.5569e-05
5739 | 3.1666e-06 | 0.00010179 | 0 | 3.3617 | 3.7758 | 3.0192 | 5.251 | 6.4198 | 4.4187 | 1.0325e-05
5740 | 5.3113e-06 | 0.00010236 | 0 | 3.3392 | 3.7758 | 3.0192 | 5.1928 | 6.4198 | 4.4187 | 1.1308e-05
5741 | 2.7714e-05 | 0.00010265 | 0.0020936 | 3.3339 | 3.7758 | 3.0192 | 5.1793 | 6.4198 | 4.4187 | 1.2456e-05
5742 | 9.136e-06 | 0.00010194 | 0.012562 | 3.4187 | 3.7758 | 3.0192 | 5.4004 | 6.4198 | 4.4187 | 8.3583e-06
5743 | 2.501e-05 | 0.00010158 | 0.024474 | 3.479 | 3.7758 | 3.0192 | 5.5624 | 6.4198 | 4.4187 | 0.00051707
5744 | 1.872e-05 | 0.00010125 | 0.041295 | 3.5445 | 3.7758 | 3.0192 | 5.7427 | 6.4198 | 4.4187 | 5.4411e-05
5745 | 2.1476e-05 | 0.000102 | 0.042378 | 3.6295 | 3.7758 | 3.0192 | 5.9841 | 6.4198 | 4.4187 | 6.0475e-05
5746 | 6.4227e-06 | 0.0001015 | 0.051835 | 3.6562 | 3.7758 | 3.0192 | 6.0614 | 6.4198 | 4.4187 | 7.7355e-05
5747 | 1.2447e-05 | 0.00010137 | 0.054939 | 3.6928 | 3.7758 | 3.0192 | 6.1693 | 6.4198 | 4.4187 | 6.4244e-05
5748 | 2.5359e-05 | 0.00010135 | 0.052268 | 3.765 | 3.7724 | 3.0192 | 6.3867 | 6.4094 | 4.4187 | 0.00017995
5749 | 2.0402e-05 | 0.00010192 | 0.049741 | 3.76 | 3.7724 | 3.0192 | 6.3714 | 6.4094 | 4.4187 | 7.3422e-05
5750 | 1.9125e-05 | 0.00010113 | 0.040717 | 3.7903 | 3.7741 | 3.0192 | 6.4644 | 6.4146 | 4.4187 | 6.3917e-05
5751 | 1.5039e-05 | 9.9034e-05 | 0.029238 | 3.7784 | 3.7741 | 3.0192 | 6.4279 | 6.4146 | 4.4187 | 6.9817e-05
5752 | 1.5749e-05 | 9.6773e-05 | 0.020647 | 3.7734 | 3.7724 | 3.0192 | 6.4124 | 6.4094 | 4.4187 | 5.9655e-05
5753 | 1.2219e-05 | 0.00010181 | 0.012778 | 3.6928 | 3.7724 | 3.0192 | 6.1693 | 6.4094 | 4.4187 | 5.5722e-05
5754 | 1.9265e-05 | 0.00010479 | 0.0020936 | 3.6094 | 3.7724 | 3.0192 | 5.9262 | 6.4094 | 4.4187 | 0.00018077
5755 | 2.2222e-05 | 0.00010944 | 0 | 3.4919 | 3.7724 | 3.0192 | 5.5975 | 6.4094 | 4.4187 | 0.00021371
5756 | 2.2542e-05 | 0.00010571 | 0 | 3.4381 | 3.7724 | 3.0192 | 5.4521 | 6.4094 | 4.4187 | 0.00021322
5757 | 2.1042e-05 | 0.00010398 | 0 | 3.4077 | 3.7707 | 3.0192 | 5.3712 | 6.4043 | 4.4187 | 0.00022174
5758 | 1.0837e-05 | 0.00010244 | 0 | 3.4077 | 3.7707 | 3.0192 | 5.3712 | 6.4043 | 4.4187 | 1.5733e-05
5759 | 1.003e-05 | 0.00010291 | 0 | 3.3981 | 3.769 | 3.0192 | 5.346 | 6.3991 | 4.4187 | 7.0472e-06
5760 | 1.0511e-05 | 0.00010247 | 0 | 3.3711 | 3.769 | 3.0192 | 5.2753 | 6.3991 | 4.4187 | 1.18e-05
5761 | 9.7155e-06 | 0.00010279 | 0 | 3.3431 | 3.7674 | 3.0192 | 5.203 | 6.394 | 4.4187 | 6.2278e-06
5762 | 9.9272e-06 | 0.00010206 | 0 | 3.3105 | 3.7657 | 3.0192 | 5.1195 | 6.3889 | 4.4187 | 6.8833e-06
5763 | 1.0758e-05 | 0.00010243 | 0 | 3.2938 | 3.7657 | 3.0192 | 5.0771 | 6.3889 | 4.4187 | 1.1636e-05
5764 | 1.5508e-05 | 0.00010248 | 0 | 3.2709 | 3.7657 | 3.0192 | 5.0195 | 6.3889 | 4.4187 | 7.5389e-06
5765 | 3.2452e-05 | 0.00010267 | 0.0012706 | 3.252 | 3.764 | 3.0192 | 4.9726 | 6.3838 | 4.4187 | 8.85e-06
5766 | 2.9404e-05 | 0.0001028 | 0.0092408 | 3.3209 | 3.764 | 3.0192 | 5.1459 | 6.3838 | 4.4187 | 1.4914e-05
5767 | 4.5513e-05 | 0.0001009 | 0.023102 | 3.3832 | 3.764 | 3.0192 | 5.3069 | 6.3838 | 4.4187 | 0.00054608
5768 | 1.2339e-05 | 0.00010127 | 0.037685 | 3.4733 | 3.764 | 3.0192 | 5.5469 | 6.3838 | 4.4187 | 6.0803e-05
5769 | 1.1195e-05 | 0.00010183 | 0.048947 | 3.6202 | 3.759 | 3.0192 | 5.9572 | 6.3684 | 4.4187 | 5.818e-05
5770 | 1.0104e-05 | 0.00010091 | 0.041367 | 3.7204 | 3.759 | 3.0192 | 6.2515 | 6.3684 | 4.4187 | 7.8667e-05
5771 | 1.3098e-05 | 0.0001018 | 0.052413 | 3.7954 | 3.759 | 3.0192 | 6.4802 | 6.3684 | 4.4187 | 8.2436e-05
5772 | 1.8101e-05 | 0.00010159 | 0.056239 | 3.8717 | 3.759 | 3.0192 | 6.7205 | 6.3684 | 4.4187 | 0.00018323
5773 | 2.1512e-05 | 0.00010115 | 0.044544 | 3.9401 | 3.7573 | 3.0192 | 6.943 | 6.3633 | 4.4187 | 7.6044e-05
5774 | 2.3017e-05 | 0.00010197 | 0.040356 | 3.9771 | 3.7573 | 3.0192 | 7.066 | 6.3633 | 4.4187 | 8.4075e-05
5775 | 1.4644e-05 | 9.9172e-05 | 0.037613 | 3.9603 | 3.7557 | 3.0192 | 7.0101 | 6.3583 | 4.4187 | 8.3419e-05
5776 | 2.9509e-05 | 9.8663e-05 | 0.02072 | 3.9164 | 3.7557 | 3.0192 | 6.8652 | 6.3583 | 4.4187 | 7.4242e-05
5777 | 2.4914e-05 | 0.00010347 | 0.0098905 | 3.8734 | 3.7557 | 3.0192 | 6.7262 | 6.3583 | 4.4187 | 8.5714e-05
5778 | 1.0291e-05 | 0.00010549 | 0.0017904 | 3.7617 | 3.7557 | 3.0192 | 6.3765 | 6.3583 | 4.4187 | 0.00022551
5779 | 1.2554e-05 | 0.00010886 | 0 | 3.6141 | 3.7557 | 3.0192 | 5.9395 | 6.3583 | 4.4187 | 0.00021142
5780 | 1.7377e-05 | 0.00010686 | 0 | 3.5445 | 3.7523 | 3.0192 | 5.7427 | 6.3481 | 4.4187 | 0.00018978
5781 | 1.7085e-05 | 0.00010286 | 0 | 3.5312 | 3.7507 | 3.0192 | 5.7057 | 6.3431 | 4.4187 | 0.00022354
5782 | 9.0794e-06 | 0.00010161 | 0 | 3.4991 | 3.7507 | 3.0192 | 5.6172 | 6.3431 | 4.4187 | 5.9e-06
5783 | 5.4515e-06 | 0.00010214 | 0 | 3.5035 | 3.7507 | 3.0192 | 5.6291 | 6.3431 | 4.4187 | 8.3583e-06
5784 | 6.6826e-06 | 0.00010267 | 0 | 3.4606 | 3.7507 | 3.0192 | 5.5124 | 6.3431 | 4.4187 | 1.1636e-05
5785 | 5.5179e-06 | 0.00010279 | 0 | 3.4339 | 3.7473 | 3.0192 | 5.4409 | 6.333 | 4.4187 | 1.9994e-05
5786 | 5.9827e-06 | 0.00010272 | 0 | 3.4063 | 3.7473 | 3.0192 | 5.3676 | 6.333 | 4.4187 | 1.6717e-05
5787 | 7.6812e-06 | 0.00010152 | 0 | 3.3791 | 3.7473 | 3.0192 | 5.2963 | 6.333 | 4.4187 | 1.0653e-05
5788 | 1.0056e-05 | 0.00010229 | 0 | 3.3577 | 3.7473 | 3.0192 | 5.2406 | 6.333 | 4.4187 | 2.7861e-06
5789 | 2.6392e-05 | 0.00010257 | 0.0019637 | 3.3431 | 3.7457 | 3.0192 | 5.203 | 6.3279 | 4.4187 | 6.3917e-06
5790 | 4.0616e-05 | 0.00010123 | 0.01054 | 3.4242 | 3.7424 | 3.0192 | 5.415 | 6.3179 | 4.4187 | 9.5055e-06
5791 | 2.4094e-05 | 0.00010085 | 0.028444 | 3.5107 | 3.7424 | 3.0192 | 5.6491 | 6.3179 | 4.4187 | 0.00051576
5792 | 2.2367e-05 | 0.00010092 | 0.040284 | 3.6048 | 3.7424 | 3.0192 | 5.913 | 6.3179 | 4.4187 | 5.6705e-05
5793 | 8.2993e-06 | 0.00010165 | 0.053279 | 3.696 | 3.7424 | 3.0192 | 6.1788 | 6.3179 | 4.4187 | 5.9983e-05
5794 | 6.5977e-06 | 0.0001014 | 0.062592 | 3.77 | 3.7424 | 3.0192 | 6.4021 | 6.3179 | 4.4187 | 6.5719e-05
5795 | 1.3327e-05 | 0.0001024 | 0.062303 | 3.8436 | 3.7424 | 3.0192 | 6.6311 | 6.3179 | 4.4187 | 7.6536e-05
5796 | 2.0855e-05 | 0.00010231 | 0.062231 | 3.8966 | 3.7407 | 3.0192 | 6.8008 | 6.3129 | 4.4187 | 0.00017602
5797 | 2.0785e-05 | 0.0001023 | 0.055806 | 3.9038 | 3.7407 | 3.0192 | 6.8241 | 6.3129 | 4.4187 | 8.2272e-05
5798 | 2.0349e-05 | 0.00010113 | 0.048803 | 3.9733 | 3.7374 | 3.0192 | 7.0535 | 6.3029 | 4.4187 | 7.965e-05
5799 | 2.0472e-05 | 9.759e-05 | 0.036732 | 3.9511 | 3.7374 | 3.0192 | 6.9794 | 6.3029 | 4.4187 | 0.00010112
5800 | 1.1033e-05 | 9.7893e-05 | 0.02238 | 3.9346 | 3.7374 | 3.0192 | 6.9249 | 6.3029 | 4.4187 | 5.1461e-05
5801 | 1.1024e-05 | 0.00010273 | 0.010324 | 3.8912 | 3.7358 | 3.0192 | 6.7834 | 6.2979 | 4.4187 | 8.8992e-05
5802 | 1.1408e-05 | 0.00010479 | 0.0017327 | 3.7138 | 3.7358 | 3.0192 | 6.232 | 6.2979 | 4.4187 | 0.00022125
5803 | 2.9172e-05 | 0.00011212 | 0 | 3.611 | 3.7341 | 3.0192 | 5.9306 | 6.2929 | 4.4187 | 0.00019536
5804 | 2.2047e-05 | 0.00010528 | 0 | 3.5312 | 3.7341 | 3.0192 | 5.7057 | 6.2929 | 4.4187 | 0.00020748
5805 | 1.6614e-05 | 0.00010149 | 0 | 3.4662 | 3.7358 | 3.0192 | 5.5277 | 6.2979 | 4.4187 | 0.00022567
5806 | 7.2775e-06 | 0.00010186 | 0 | 3.427 | 3.7341 | 3.0192 | 5.4224 | 6.2929 | 4.4187 | 2.7861e-06
5807 | 3.4936e-06 | 0.00010243 | 0 | 3.4145 | 3.7325 | 3.0192 | 5.3894 | 6.288 | 4.4187 | 1.1636e-05
5808 | 4.7177e-06 | 0.00010232 | 0 | 3.3995 | 3.7325 | 3.0192 | 5.3496 | 6.288 | 4.4187 | 1.8847e-05
5809 | 4.1763e-06 | 0.00010152 | 0 | 3.3927 | 3.7308 | 3.0192 | 5.3317 | 6.283 | 4.4187 | 2.3108e-05
5810 | 5.4578e-06 | 0.00010259 | 0 | 3.4339 | 3.7308 | 3.0192 | 5.4409 | 6.283 | 4.4187 | 2.1961e-05
5811 | 7.3393e-06 | 0.00010259 | 0 | 3.3967 | 3.7292 | 3.0192 | 5.3425 | 6.278 | 4.4187 | 2.5894e-05
5812 | 8.5488e-06 | 0.00010237 | 0 | 3.355 | 3.7292 | 3.0192 | 5.2337 | 6.278 | 4.4187 | 2.2944e-05
5813 | 2.6517e-05 | 0.00010252 | 0.0013861 | 3.3577 | 3.7292 | 3.0192 | 5.2406 | 6.278 | 4.4187 | 2.1142e-05
5814 | 3.2705e-05 | 0.00010257 | 0.01054 | 3.4173 | 3.7292 | 3.0192 | 5.3967 | 6.278 | 4.4187 | 2.36e-05
5815 | 4.0444e-05 | 0.00010127 | 0.019925 | 3.5107 | 3.7292 | 3.0192 | 5.6491 | 6.278 | 4.4187 | 0.00051395
5816 | 1.1937e-05 | 0.00010129 | 0.031476 | 3.5941 | 3.7275 | 3.0192 | 5.8825 | 6.2731 | 4.4187 | 0.00054772
5817 | 1.2731e-05 | 0.00010177 | 0.042306 | 3.7204 | 3.7259 | 3.0192 | 6.2515 | 6.2681 | 4.4187 | 6.7358e-05
5818 | 7.0359e-06 | 0.00010056 | 0.05198 | 3.8227 | 3.7259 | 3.0192 | 6.5656 | 6.2681 | 4.4187 | 7.2439e-05
5819 | 2.0337e-05 | 0.00010207 | 0.0566 | 3.8787 | 3.7243 | 3.0192 | 6.7433 | 6.2632 | 4.4187 | 8.6369e-05
5820 | 2.1584e-05 | 9.9741e-05 | 0.055373 | 3.8948 | 3.7259 | 3.0192 | 6.795 | 6.2681 | 4.4187 | 9.1778e-05
5821 | 2.7531e-05 | 0.00010347 | 0.05003 | 3.893 | 3.7243 | 3.0192 | 6.7892 | 6.2632 | 4.4187 | 7.9322e-05
5822 | 2.0445e-05 | 0.00010391 | 0.046276 | 3.8576 | 3.7243 | 3.0192 | 6.6755 | 6.2632 | 4.4187 | 6.4408e-05
5823 | 1.5326e-05 | 0.00010181 | 0.033642 | 3.8331 | 3.7226 | 3.0192 | 6.5982 | 6.2583 | 4.4187 | 0.00024747
5824 | 2.5968e-05 | 0.00010184 | 0.022452 | 3.7751 | 3.7226 | 3.0192 | 6.4176 | 6.2583 | 4.4187 | 0.00024862
5825 | 1.6161e-05 | 0.00010653 | 0.010179 | 3.7171 | 3.7226 | 3.0192 | 6.2417 | 6.2583 | 4.4187 | 3.8186e-05
5826 | 9.0813e-06 | 0.00010853 | 0.0014439 | 3.6295 | 3.7226 | 3.0192 | 5.9841 | 6.2583 | 4.4187 | 5.0478e-05
5827 | 3.2133e-05 | 0.00010784 | 0 | 3.5445 | 3.721 | 3.0192 | 5.7427 | 6.2534 | 4.4187 | 4.3594e-05
5828 | 2.7336e-05 | 0.00011005 | 0 | 3.4977 | 3.721 | 3.0192 | 5.6133 | 6.2534 | 4.4187 | 0.00016356
5829 | 2.6324e-05 | 0.00010261 | 0 | 3.5093 | 3.7193 | 3.0192 | 5.6451 | 6.2485 | 4.4187 | 0.00013849
5830 | 1.3786e-05 | 0.00010609 | 0 | 3.4776 | 3.7193 | 3.0192 | 5.5585 | 6.2485 | 4.4187 | 0.00013636
5831 | 3.4766e-06 | 0.00010818 | 0 | 3.4159 | 3.721 | 3.0192 | 5.393 | 6.2534 | 4.4187 | 2.3108e-05
5832 | 5.0087e-06 | 0.00010773 | 0 | 3.3981 | 3.721 | 3.0192 | 5.346 | 6.2534 | 4.4187 | 1.0817e-05
5833 | 4.5182e-06 | 0.00010676 | 0 | 3.3697 | 3.7193 | 3.0192 | 5.2718 | 6.2485 | 4.4187 | 1.9831e-05
5834 | 5.5111e-06 | 0.0001038 | 0 | 3.367 | 3.7193 | 3.0192 | 5.2648 | 6.2485 | 4.4187 | 2.6222e-05
5835 | 1.0713e-05 | 0.00010337 | 0 | 3.3445 | 3.7193 | 3.0192 | 5.2064 | 6.2485 | 4.4187 | 3.1467e-05
5836 | 2.0155e-05 | 0.00010191 | 0 | 3.3313 | 3.7193 | 3.0192 | 5.1726 | 6.2485 | 4.4187 | 2.1142e-05
5837 | 3.947e-05 | 0.00010265 | 0.0019059 | 3.3261 | 3.7177 | 3.0192 | 5.1592 | 6.2436 | 4.4187 | 1.6389e-05
5838 | 4.5468e-05 | 0.00010192 | 0.011551 | 3.3524 | 3.7177 | 3.0192 | 5.2269 | 6.2436 | 4.4187 | 2.065e-05
5839 | 3.3489e-05 | 0.00010009 | 0.027506 | 3.3927 | 3.7177 | 3.0192 | 5.3317 | 6.2436 | 4.4187 | 0.00050314
5840 | 2.6482e-05 | 9.732e-05 | 0.043966 | 3.4691 | 3.7177 | 3.0192 | 5.5353 | 6.2436 | 4.4187 | 0.00052051
5841 | 1.0573e-05 | 0.00010005 | 0.044183 | 3.5297 | 3.7161 | 3.0192 | 5.7016 | 6.2387 | 4.4187 | 8.0797e-05
5842 | 1.6262e-05 | 0.00010762 | 0.052124 | 3.5865 | 3.7161 | 3.0192 | 5.8609 | 6.2387 | 4.4187 | 6.3261e-05
5843 | 1.2709e-05 | 0.00011107 | 0.066635 | 3.6389 | 3.7144 | 3.0192 | 6.0111 | 6.2338 | 4.4187 | 8.5222e-05
5844 | 2.2781e-05 | 0.00011126 | 0.062953 | 3.7318 | 3.7144 | 3.0192 | 6.286 | 6.2338 | 4.4187 | 9.0303e-05
5845 | 3.6539e-05 | 0.00010572 | 0.050536 | 3.7751 | 3.7144 | 3.0192 | 6.4176 | 6.2338 | 4.4187 | 8.3911e-05
5846 | 2.9845e-05 | 0.00010486 | 0.045699 | 3.7988 | 3.7161 | 3.0192 | 6.4907 | 6.2387 | 4.4187 | 7.4242e-05
5847 | 1.4696e-05 | 0.00010196 | 0.031621 | 3.7734 | 3.7161 | 3.0192 | 6.4124 | 6.2387 | 4.4187 | 0.00028091
5848 | 1.1697e-05 | 0.00010183 | 0.019853 | 3.7567 | 3.7144 | 3.0192 | 6.3613 | 6.2338 | 4.4187 | 0.00023682
5849 | 1.0485e-05 | 0.00010656 | 0.0096018 | 3.6928 | 3.7128 | 3.0192 | 6.1693 | 6.2289 | 4.4187 | 3.2286e-05
5850 | 8.3717e-06 | 0.00010857 | 0.0017327 | 3.5534 | 3.7128 | 3.0192 | 5.7676 | 6.2289 | 4.4187 | 4.2775e-05
5851 | 1.9607e-05 | 0.00010821 | 0 | 3.4535 | 3.7128 | 3.0192 | 5.4934 | 6.2289 | 4.4187 | 3.7694e-05
5852 | 1.9852e-05 | 0.00010989 | 0 | 3.3886 | 3.7128 | 3.0192 | 5.3211 | 6.2289 | 4.4187 | 0.00014832
5853 | 2.3691e-05 | 0.0001038 | 0 | 3.3352 | 3.7112 | 3.0192 | 5.1827 | 6.224 | 4.4187 | 0.00016536
5854 | 9.5448e-06 | 0.00010812 | 0 | 3.3092 | 3.7096 | 3.0192 | 5.1162 | 6.2192 | 4.4187 | 0.00014947
5855 | 6.2563e-06 | 0.00011288 | 0 | 3.2925 | 3.7096 | 3.0192 | 5.0738 | 6.2192 | 4.4187 | 6.2278e-06
5856 | 8.7512e-06 | 0.00011515 | 0 | 3.2797 | 3.7079 | 3.0192 | 5.0418 | 6.2143 | 4.4187 | 5.0805e-06
5857 | 8.8419e-06 | 0.00011822 | 0 | 3.2633 | 3.7079 | 3.0192 | 5.0006 | 6.2143 | 4.4187 | 9.8333e-06
5858 | 1.1801e-05 | 0.0001172 | 0 | 3.2102 | 3.7079 | 3.0192 | 4.8693 | 6.2143 | 4.4187 | 1.3439e-05
5859 | 1.5101e-05 | 0.00011342 | 0 | 3.1992 | 3.7079 | 3.0192 | 4.8427 | 6.2143 | 4.4187 | 8.1944e-06
5860 | 1.7831e-05 | 0.00011013 | 0 | 3.1884 | 3.7079 | 3.0192 | 4.8164 | 6.2143 | 4.4187 | 1.2128e-05
5861 | 3.5563e-05 | 0.00010721 | 0.0015883 | 3.2102 | 3.7079 | 3.0192 | 4.8693 | 6.2143 | 4.4187 | 1.4094e-05
5862 | 4.1099e-05 | 0.00010506 | 0.010324 | 3.2886 | 3.7079 | 3.0192 | 5.0642 | 6.2143 | 4.4187 | 9.6694e-06
5863 | 4.6479e-05 | 0.00010606 | 0.02303 | 3.3967 | 3.7063 | 3.0192 | 5.3425 | 6.2095 | 4.4187 | 0.00054214
5864 | 1.3927e-05 | 0.00011216 | 0.035736 | 3.4862 | 3.7031 | 3.0192 | 5.5818 | 6.1998 | 4.4187 | 6.5064e-05
5865 | 6.1708e-06 | 0.00011243 | 0.040934 | 3.582 | 3.7031 | 3.0192 | 5.848 | 6.1998 | 4.4187 | 6.4408e-05
5866 | 8.9403e-06 | 0.00011376 | 0.046782 | 3.6848 | 3.7031 | 3.0192 | 6.1455 | 6.1998 | 4.4187 | 7.6372e-05
5867 | 8.2899e-06 | 0.00011618 | 0.039995 | 3.792 | 3.7031 | 3.0192 | 6.4697 | 6.1998 | 4.4187 | 7.4897e-05
5868 | 9.1402e-06 | 0.00011188 | 0.043461 | 3.8436 | 3.7031 | 3.0192 | 6.6311 | 6.1998 | 4.4187 | 0.00018913
5869 | 1.343e-05 | 0.00010578 | 0.030682 | 3.8628 | 3.7031 | 3.0192 | 6.6923 | 6.1998 | 4.4187 | 7.0636e-05
5870 | 7.3079e-06 | 0.0001049 | 0.024546 | 3.8823 | 3.7031 | 3.0192 | 6.7547 | 6.1998 | 4.4187 | 9.5219e-05
5871 | 7.5476e-06 | 0.00010208 | 0.018698 | 3.8859 | 3.7031 | 3.0192 | 6.7662 | 6.1998 | 4.4187 | 7.6208e-05
5872 | 5.3394e-06 | 0.00010189 | 0.013067 | 3.8593 | 3.7015 | 3.0192 | 6.6811 | 6.195 | 4.4187 | 5.2936e-05
5873 | 9.6909e-06 | 0.0001066 | 0.0046782 | 3.7567 | 3.7015 | 3.0192 | 6.3613 | 6.195 | 4.4187 | 7.1455e-05
5874 | 1.0426e-05 | 0.00010861 | 0.00092408 | 3.6483 | 3.6998 | 3.0192 | 6.0384 | 6.1902 | 4.4187 | 0.00025009
5875 | 1.2381e-05 | 0.00010825 | 0 | 3.5006 | 3.6998 | 3.0192 | 5.6212 | 6.1902 | 4.4187 | 0.00019273
5876 | 1.5599e-05 | 0.00010994 | 0 | 3.394 | 3.6998 | 3.0192 | 5.3353 | 6.1902 | 4.4187 | 0.00023846
5877 | 1.293e-05 | 0.00010391 | 0 | 3.3366 | 3.6998 | 3.0192 | 5.1861 | 6.1902 | 4.4187 | 0.00018946
5878 | 5.996e-06 | 0.00010804 | 0 | 3.3079 | 3.6998 | 3.0192 | 5.1129 | 6.1902 | 4.4187 | 9.1778e-06
5879 | 3.0508e-06 | 0.00011285 | 0 | 3.2633 | 3.6966 | 3.0192 | 5.0006 | 6.1806 | 4.4187 | 8.6861e-06
5880 | 4.9691e-06 | 0.00011547 | 0 | 3.231 | 3.6966 | 3.0192 | 4.9204 | 6.1806 | 4.4187 | 8.0305e-06
5881 | 5.6102e-06 | 0.00011771 | 0 | 3.2175 | 3.6966 | 3.0192 | 4.8872 | 6.1806 | 4.4187 | 6.2278e-06
5882 | 6.7866e-06 | 0.00011875 | 0 | 3.1824 | 3.695 | 3.0192 | 4.8019 | 6.1758 | 4.4187 | 1.2292e-05
5883 | 8.6801e-06 | 0.00011894 | 0 | 3.1765 | 3.6934 | 3.0192 | 4.7874 | 6.171 | 4.4187 | 6.8833e-06
5884 | 1.1037e-05 | 0.00011877 | 0 | 3.1776 | 3.6934 | 3.0192 | 4.7903 | 6.171 | 4.4187 | 1.0653e-05
5885 | 2.2728e-05 | 0.00011848 | 0.0012995 | 3.1812 | 3.6934 | 3.0192 | 4.799 | 6.171 | 4.4187 | 1.475e-05
5886 | 4.1116e-05 | 0.00011918 | 0.0075803 | 3.2608 | 3.6934 | 3.0192 | 4.9944 | 6.171 | 4.4187 | 8.3583e-06
5887 | 3.163e-05 | 0.0001166 | 0.01942 | 3.3751 | 3.6934 | 3.0192 | 5.2858 | 6.171 | 4.4187 | 0.00056492
5888 | 2.429e-05 | 0.00011747 | 0.030827 | 3.5136 | 3.6934 | 3.0192 | 5.6571 | 6.171 | 4.4187 | 7.1455e-05
5889 | 1.3642e-05 | 0.00011603 | 0.040717 | 3.642 | 3.6934 | 3.0192 | 6.0202 | 6.171 | 4.4187 | 6.1622e-05
5890 | 6.7757e-06 | 0.00011492 | 0.042522 | 3.755 | 3.6918 | 3.0192 | 6.3562 | 6.1662 | 4.4187 | 8.7517e-05
5891 | 1.2545e-05 | 0.00011641 | 0.040717 | 3.8646 | 3.6918 | 3.0192 | 6.698 | 6.1662 | 4.4187 | 7.8175e-05
5892 | 1.8332e-05 | 0.00011196 | 0.04014 | 3.8966 | 3.6918 | 3.0192 | 6.8008 | 6.1662 | 4.4187 | 0.00017339
5893 | 2.3527e-05 | 0.00010579 | 0.036313 | 3.9273 | 3.6902 | 3.0192 | 6.9009 | 6.1614 | 4.4187 | 7.7028e-05
5894 | 2.1456e-05 | 0.00010495 | 0.033642 | 3.964 | 3.6902 | 3.0192 | 7.0225 | 6.1614 | 4.4187 | 8.4567e-05
5895 | 1.712e-05 | 0.00010213 | 0.027578 | 3.9845 | 3.6885 | 3.0192 | 7.0912 | 6.1567 | 4.4187 | 7.67e-05
5896 | 1.3408e-05 | 0.00010192 | 0.020864 | 3.9236 | 3.6885 | 3.0192 | 6.889 | 6.1567 | 4.4187 | 5.31e-05
5897 | 2.1375e-05 | 0.00010664 | 0.0093852 | 3.8349 | 3.6869 | 3.0192 | 6.6036 | 6.1519 | 4.4187 | 5.4247e-05
5898 | 7.5266e-06 | 0.00010865 | 0.0012706 | 3.6358 | 3.6853 | 3.0192 | 6.0021 | 6.1472 | 4.4187 | 0.0002106
5899 | 2.5887e-05 | 0.00010764 | 0 | 3.5107 | 3.6853 | 3.0192 | 5.6491 | 6.1472 | 4.4187 | 0.00022191
5900 | 2.4137e-05 | 0.00011118 | 0 | 3.462 | 3.6853 | 3.0192 | 5.5162 | 6.1472 | 4.4187 | 0.00021863
5901 | 2.7143e-05 | 0.00010577 | 0 | 3.4256 | 3.6853 | 3.0192 | 5.4187 | 6.1472 | 4.4187 | 0.00019355
5902 | 1.2399e-05 | 0.00010211 | 0 | 3.3954 | 3.6853 | 3.0192 | 5.3389 | 6.1472 | 4.4187 | 1.0981e-05
5903 | 7.14e-06 | 0.00010248 | 0 | 3.3604 | 3.6853 | 3.0192 | 5.2475 | 6.1472 | 4.4187 | 8.85e-06
5904 | 9.9179e-06 | 0.00010364 | 0 | 3.3248 | 3.6837 | 3.0192 | 5.1559 | 6.1424 | 4.4187 | 9.5055e-06
5905 | 1.1749e-05 | 0.00010309 | 0 | 3.3015 | 3.6837 | 3.0192 | 5.0966 | 6.1424 | 4.4187 | 1.6061e-05
5906 | 1.6869e-05 | 0.00010344 | 0 | 3.2874 | 3.6837 | 3.0192 | 5.061 | 6.1424 | 4.4187 | 6.8833e-06
5907 | 2.0573e-05 | 0.00010206 | 0 | 3.2446 | 3.6837 | 3.0192 | 4.954 | 6.1424 | 4.4187 | 7.5389e-06
5908 | 2.3168e-05 | 0.00010279 | 0 | 3.2248 | 3.6837 | 3.0192 | 4.9053 | 6.1424 | 4.4187 | 5.4083e-06
5909 | 2.6187e-05 | 0.00010286 | 0.00080857 | 3.2371 | 3.6837 | 3.0192 | 4.9356 | 6.1424 | 4.4187 | 1.2292e-05
5910 | 5.5872e-05 | 0.0001029 | 0.0059199 | 3.3209 | 3.6837 | 3.0192 | 5.1459 | 6.1424 | 4.4187 | 1.1472e-05
5911 | 5.1464e-05 | 0.00010069 | 0.013067 | 3.4606 | 3.6805 | 3.0192 | 5.5124 | 6.1329 | 4.4187 | 0.00060016
5912 | 3.3491e-05 | 0.00010041 | 0.020864 | 3.6079 | 3.6805 | 3.0192 | 5.9218 | 6.1329 | 4.4187 | 8.3255e-05
5913 | 1.8269e-05 | 0.00010124 | 0.029527 | 3.75 | 3.6805 | 3.0192 | 6.341 | 6.1329 | 4.4187 | 5.8508e-05
5914 | 9.6e-06 | 9.7272e-05 | 0.041945 | 3.8859 | 3.6805 | 3.0192 | 6.7662 | 6.1329 | 4.4187 | 7.6044e-05
5915 | 1.475e-05 | 0.00010482 | 0.05068 | 3.9548 | 3.6805 | 3.0192 | 6.9917 | 6.1329 | 4.4187 | 6.0967e-05
5916 | 1.7592e-05 | 0.00010485 | 0.043605 | 4.0415 | 3.6805 | 3.0192 | 7.2856 | 6.1329 | 4.4187 | 0.00019847
5917 | 2.6073e-05 | 0.00010337 | 0.030321 | 4.0707 | 3.6805 | 3.0192 | 7.3868 | 6.1329 | 4.4187 | 9.1286e-05
5918 | 2.0083e-05 | 0.00010413 | 0.030033 | 4.1464 | 3.6789 | 3.0192 | 7.6564 | 6.1282 | 4.4187 | 5.8508e-05
5919 | 1.8118e-05 | 0.00010204 | 0.025051 | 4.1545 | 3.6789 | 3.0192 | 7.6859 | 6.1282 | 4.4187 | 5.9328e-05
5920 | 1.4845e-05 | 0.00010197 | 0.016027 | 4.1122 | 3.6789 | 3.0192 | 7.5334 | 6.1282 | 4.4187 | 6.0475e-05
5921 | 2.4286e-05 | 0.00010669 | 0.0080135 | 4.0071 | 3.6789 | 3.0192 | 7.1677 | 6.1282 | 4.4187 | 7.0308e-05
5922 | 1.1686e-05 | 0.0001087 | 0.00080857 | 3.8039 | 3.6773 | 3.0192 | 6.5066 | 6.1235 | 4.4187 | 0.00021027
5923 | 1.4174e-05 | 0.00010764 | 0 | 3.6562 | 3.6773 | 3.0192 | 6.0614 | 6.1235 | 4.4187 | 0.00023797
5924 | 2.0086e-05 | 0.0001098 | 0 | 3.5624 | 3.6773 | 3.0192 | 5.7927 | 6.1235 | 4.4187 | 0.00022961
5925 | 1.6272e-05 | 0.00010576 | 0 | 3.4521 | 3.6773 | 3.0192 | 5.4896 | 6.1235 | 4.4187 | 0.00019306
5926 | 8.1385e-06 | 0.00010249 | 0 | 3.4132 | 3.6757 | 3.0192 | 5.3858 | 6.1188 | 4.4187 | 2.2944e-06
5927 | 4.1712e-06 | 0.00010331 | 0 | 3.3845 | 3.6757 | 3.0192 | 5.3104 | 6.1188 | 4.4187 | 1.18e-05
5928 | 5.1672e-06 | 0.00010219 | 0 | 3.3738 | 3.6757 | 3.0192 | 5.2823 | 6.1188 | 4.4187 | 1.0653e-05
5929 | 4.856e-06 | 0.00010359 | 0 | 3.3927 | 3.6757 | 3.0192 | 5.3317 | 6.1188 | 4.4187 | 9.6694e-06
5930 | 5.9479e-06 | 0.00010363 | 0 | 3.3724 | 3.6757 | 3.0192 | 5.2788 | 6.1188 | 4.4187 | 4.2611e-06
5931 | 8.0693e-06 | 0.0001032 | 0 | 3.3366 | 3.6773 | 3.0192 | 5.1861 | 6.1235 | 4.4187 | 1.0161e-05
5932 | 9.6275e-06 | 0.00010255 | 0 | 3.3458 | 3.6773 | 3.0192 | 5.2098 | 6.1235 | 4.4187 | 1.5406e-05
5933 | 1.715e-05 | 0.00010173 | 0.0011551 | 3.3287 | 3.6773 | 3.0192 | 5.1659 | 6.1235 | 4.4187 | 1.5242e-05
5934 | 2.903e-05 | 0.00010217 | 0.0094574 | 3.3967 | 3.6773 | 3.0192 | 5.3425 | 6.1235 | 4.4187 | 1.4094e-05
5935 | 2.5152e-05 | 9.6482e-05 | 0.023607 | 3.549 | 3.6773 | 3.0192 | 5.7551 | 6.1235 | 4.4187 | 0.00050084
5936 | 3.6518e-05 | 0.00010428 | 0.030682 | 3.6768 | 3.6757 | 3.0192 | 6.1219 | 6.1188 | 4.4187 | 7.7355e-05
5937 | 1.4277e-05 | 0.00010649 | 0.045987 | 3.8022 | 3.6757 | 3.0192 | 6.5013 | 6.1188 | 4.4187 | 6.9817e-05
5938 | 8.3807e-06 | 0.00010792 | 0.052052 | 3.8734 | 3.6757 | 3.0192 | 6.7262 | 6.1188 | 4.4187 | 8.6369e-05
5939 | 1.3136e-05 | 0.00011114 | 0.044832 | 3.9437 | 3.6757 | 3.0192 | 6.9551 | 6.1188 | 4.4187 | 7.4897e-05
5940 | 2.0709e-05 | 0.00010838 | 0.045265 | 4.0338 | 3.6757 | 3.0192 | 7.259 | 6.1188 | 4.4187 | 0.00015766
5941 | 2.0753e-05 | 0.00010414 | 0.034797 | 4.1102 | 3.6757 | 3.0192 | 7.5263 | 6.1188 | 4.4187 | 8.5714e-05
5942 | 3.2336e-05 | 0.00010357 | 0.041872 | 4.2165 | 3.6757 | 3.0192 | 7.9148 | 6.1188 | 4.4187 | 6.2605e-05
5943 | 1.5067e-05 | 0.00010084 | 0.031765 | 4.1873 | 3.6757 | 3.0192 | 7.8063 | 6.1188 | 4.4187 | 8.2436e-05
5944 | 1.5409e-05 | 9.861e-05 | 0.0148 | 4.175 | 3.6741 | 3.0192 | 7.7607 | 6.1141 | 4.4187 | 5.5722e-05
5945 | 2.1072e-05 | 0.0001021 | 0.0061365 | 4.0864 | 3.6741 | 3.0192 | 7.442 | 6.1141 | 4.4187 | 6.4244e-05
5946 | 1.0334e-05 | 0.00010413 | 0.0012129 | 3.8227 | 3.6757 | 3.0192 | 6.5656 | 6.1188 | 4.4187 | 0.00025239
5947 | 1.1909e-05 | 0.00011034 | 0 | 3.6656 | 3.6757 | 3.0192 | 6.0892 | 6.1188 | 4.4187 | 0.00024223
5948 | 1.6249e-05 | 0.00010178 | 0 | 3.6141 | 3.6757 | 3.0192 | 5.9395 | 6.1188 | 4.4187 | 0.00021896
5949 | 1.5755e-05 | 0.00010263 | 0 | 3.5549 | 3.6757 | 3.0192 | 5.7718 | 6.1188 | 4.4187 | 0.00020797
5950 | 6.7526e-06 | 0.00010268 | 0 | 3.5253 | 3.6757 | 3.0192 | 5.6894 | 6.1188 | 4.4187 | 1.3603e-05
5951 | 2.2419e-06 | 0.00010291 | 0 | 3.4819 | 3.6773 | 3.0192 | 5.5701 | 6.1235 | 4.4187 | 1.5242e-05
5952 | 2.6911e-06 | 0.00010232 | 0 | 3.4423 | 3.6773 | 3.0192 | 5.4633 | 6.1235 | 4.4187 | 4.9167e-06
5953 | 9.812e-07 | 0.00010312 | 0 | 3.3764 | 3.6773 | 3.0192 | 5.2893 | 6.1235 | 4.4187 | 6.8833e-06
5954 | 9.7882e-07 | 0.00010278 | 0 | 3.3222 | 3.6773 | 3.0192 | 5.1492 | 6.1235 | 4.4187 | 2.1469e-05
5955 | 2.5574e-06 | 0.00010293 | 0 | 3.3131 | 3.6773 | 3.0192 | 5.126 | 6.1235 | 4.4187 | 1.6389e-05
5956 | 2.4538e-06 | 0.00010045 | 0 | 3.3157 | 3.6773 | 3.0192 | 5.1326 | 6.1235 | 4.4187 | 8.6861e-06
5957 | 1.7144e-05 | 0.00010266 | 0.00098184 | 3.3131 | 3.6773 | 3.0192 | 5.126 | 6.1235 | 4.4187 | 1.0325e-05
5958 | 1.9606e-05 | 0.00010182 | 0.008259 | 3.3899 | 3.6773 | 3.0192 | 5.3246 | 6.1235 | 4.4187 | 1.3931e-05
5959 | 3.5945e-05 | 0.00010138 | 0.02007 | 3.5475 | 3.6773 | 3.0192 | 5.751 | 6.1235 | 4.4187 | 0.00052674
5960 | 1.7977e-05 | 0.00010173 | 0.035808 | 3.653 | 3.6773 | 3.0192 | 6.0522 | 6.1235 | 4.4187 | 6.6867e-05
5961 | 7.0854e-06 | 0.000102 | 0.043027 | 3.7886 | 3.6773 | 3.0192 | 6.4592 | 6.1235 | 4.4187 | 7.1619e-05
5962 | 1.1244e-05 | 0.00010135 | 0.049381 | 3.8805 | 3.6773 | 3.0192 | 6.749 | 6.1235 | 4.4187 | 8.5222e-05
5963 | 2.3829e-05 | 0.00010179 | 0.052557 | 3.9733 | 3.6773 | 3.0192 | 7.0535 | 6.1235 | 4.4187 | 7.588e-05
5964 | 2.2971e-05 | 0.00010288 | 0.049236 | 4.0551 | 3.6757 | 3.0192 | 7.3325 | 6.1188 | 4.4187 | 0.00017684
5965 | 2.2449e-05 | 0.0001022 | 0.038118 | 4.1202 | 3.6757 | 3.0192 | 7.562 | 6.1188 | 4.4187 | 6.8342e-05
5966 | 2.3883e-05 | 9.9557e-05 | 0.036212 | 4.1484 | 3.6757 | 3.0192 | 7.6638 | 6.1188 | 4.4187 | 7.1128e-05
5967 | 1.7689e-05 | 9.9727e-05 | 0.021514 | 4.1565 | 3.6773 | 3.0192 | 7.6933 | 6.1235 | 4.4187 | 9.948e-05
5968 | 1.5228e-05 | 9.9696e-05 | 0.013139 | 4.1362 | 3.6773 | 3.0192 | 7.6198 | 6.1235 | 4.4187 | 6.0803e-05
5969 | 1.1633e-05 | 0.00010472 | 0.00566 | 4.0531 | 3.6773 | 3.0192 | 7.3257 | 6.1235 | 4.4187 | 7.6536e-05
5970 | 1.1034e-05 | 0.0001069 | 0.0005198 | 3.8314 | 3.6773 | 3.0192 | 6.5927 | 6.1235 | 4.4187 | 0.00021896
5971 | 1.1132e-05 | 0.00011319 | 0 | 3.696 | 3.6773 | 3.0192 | 6.1788 | 6.1235 | 4.4187 | 0.00021076
5972 | 1.7507e-05 | 0.00010632 | 0 | 3.6094 | 3.6773 | 3.0192 | 5.9262 | 6.1235 | 4.4187 | 0.00022781
5973 | 1.5802e-05 | 0.00010134 | 0 | 3.5624 | 3.6773 | 3.0192 | 5.7927 | 6.1235 | 4.4187 | 0.00023649
5974 | 7.4136e-06 | 0.00010324 | 0 | 3.5151 | 3.6773 | 3.0192 | 5.6611 | 6.1235 | 4.4187 | 1.2947e-05
5975 | 3.551e-06 | 0.00010243 | 0 | 3.4662 | 3.6773 | 3.0192 | 5.5277 | 6.1235 | 4.4187 | 5.5722e-06
5976 | 4.967e-06 | 0.00010295 | 0 | 3.3954 | 3.6757 | 3.0192 | 5.3389 | 6.1188 | 4.4187 | 1.4094e-05
5977 | 3.9769e-06 | 0.00010144 | 0 | 3.3471 | 3.6757 | 3.0192 | 5.2132 | 6.1188 | 4.4187 | 1.4914e-05
5978 | 4.0139e-06 | 0.00010269 | 0 | 3.3066 | 3.6757 | 3.0192 | 5.1096 | 6.1188 | 4.4187 | 1.6881e-05
5979 | 4.9961e-06 | 0.0001028 | 0 | 3.2835 | 3.6757 | 3.0192 | 5.0513 | 6.1188 | 4.4187 | 1.8519e-05
5980 | 8.0834e-06 | 0.00010282 | 0 | 3.2772 | 3.6757 | 3.0192 | 5.0354 | 6.1188 | 4.4187 | 3.5564e-05
5981 | 7.8266e-06 | 0.00010297 | 0.00067381 | 3.2471 | 3.6773 | 3.0192 | 4.9602 | 6.1235 | 4.4187 | 2.7697e-05
5982 | 2.697e-05 | 0.00010268 | 0.0043894 | 3.3352 | 3.6773 | 3.0192 | 5.1827 | 6.1235 | 4.4187 | 1.9503e-05
5983 | 4.7493e-05 | 0.00010162 | 0.01249 | 3.4762 | 3.6757 | 3.0192 | 5.5546 | 6.1188 | 4.4187 | 0.00051805
5984 | 2.1757e-05 | 0.00010171 | 0.018482 | 3.6373 | 3.6757 | 3.0192 | 6.0066 | 6.1188 | 4.4187 | 0.00051215
5985 | 2.8244e-05 | 0.00010131 | 0.026639 | 3.7767 | 3.6757 | 3.0192 | 6.4228 | 6.1188 | 4.4187 | 6.3917e-05
5986 | 9.3974e-06 | 0.00010079 | 0.034942 | 3.9548 | 3.6757 | 3.0192 | 6.9917 | 6.1188 | 4.4187 | 6.6047e-05
5987 | 1.2135e-05 | 0.00010261 | 0.040934 | 4.0668 | 3.6757 | 3.0192 | 7.3732 | 6.1188 | 4.4187 | 7.1455e-05
5988 | 1.7323e-05 | 0.0001028 | 0.0431 | 4.0963 | 3.6757 | 3.0192 | 7.4769 | 6.1188 | 4.4187 | 9.0794e-05
5989 | 2.3377e-05 | 0.00010286 | 0.042667 | 4.1729 | 3.6773 | 3.0192 | 7.7532 | 6.1235 | 4.4187 | 6.2114e-05
5990 | 2.6544e-05 | 0.00010263 | 0.031549 | 4.2123 | 3.6773 | 3.0192 | 7.8992 | 6.1235 | 4.4187 | 8.9647e-05
5991 | 1.5525e-05 | 0.00010108 | 0.024979 | 4.2123 | 3.6773 | 3.0192 | 7.8992 | 6.1235 | 4.4187 | 0.00031204
5992 | 1.323e-05 | 9.9917e-05 | 0.016605 | 4.1242 | 3.6773 | 3.0192 | 7.5764 | 6.1235 | 4.4187 | 0.00025091
5993 | 1.1588e-05 | 0.0001008 | 0.007075 | 4.0147 | 3.6773 | 3.0192 | 7.1935 | 6.1235 | 4.4187 | 3.8186e-05
5994 | 1.084e-05 | 0.00010356 | 0.00080857 | 3.77 | 3.6773 | 3.0192 | 6.4021 | 6.1235 | 4.4187 | 3.5072e-05
5995 | 1.4325e-05 | 0.00010613 | 0 | 3.6171 | 3.6757 | 3.0192 | 5.9483 | 6.1188 | 4.4187 | 3.3597e-05
5996 | 2.8004e-05 | 0.0001033 | 0 | 3.518 | 3.6757 | 3.0192 | 5.6692 | 6.1188 | 4.4187 | 0.00014799
5997 | 1.8967e-05 | 0.00010304 | 0 | 3.4256 | 3.6741 | 3.0192 | 5.4187 | 6.1141 | 4.4187 | 0.00015996
5998 | 1.3004e-05 | 0.00010282 | 0 | 3.3791 | 3.6741 | 3.0192 | 5.2963 | 6.1141 | 4.4187 | 0.00014144
5999 | 9.4309e-06 | 0.00010292 | 0 | 3.355 | 3.6741 | 3.0192 | 5.2337 | 6.1141 | 4.4187 | 1.9339e-05
6000 | 1.0361e-05 | 0.00010313 | 0 | 3.3222 | 3.6741 | 3.0192 | 5.1492 | 6.1141 | 4.4187 | 2.3272e-05
6001 | 1.248e-05 | 0.00010321 | 0 | 3.317 | 3.6741 | 3.0192 | 5.136 | 6.1141 | 4.4187 | 1.2619e-05
6002 | 1.6057e-05 | 0.00010291 | 0 | 3.2709 | 3.6741 | 3.0192 | 5.0195 | 6.1141 | 4.4187 | 2.6222e-05
6003 | 1.9461e-05 | 0.00010292 | 0 | 3.2224 | 3.6741 | 3.0192 | 4.8992 | 6.1141 | 4.4187 | 1.3931e-05
6004 | 2.1379e-05 | 0.00010236 | 0 | 3.2347 | 3.6741 | 3.0192 | 4.9295 | 6.1141 | 4.4187 | 2.6222e-05
6005 | 3.3854e-05 | 0.00010268 | 0.00067381 | 3.2273 | 3.6773 | 3.0192 | 4.9113 | 6.1235 | 4.4187 | 2.8189e-05
6006 | 3.4455e-05 | 0.00010249 | 0.0053135 | 3.3313 | 3.6773 | 3.0192 | 5.1726 | 6.1235 | 4.4187 | 2.7533e-05
6007 | 3.123e-05 | 0.00010116 | 0.011262 | 3.5253 | 3.6789 | 3.0192 | 5.6894 | 6.1282 | 4.4187 | 0.00050461
6008 | 3.568e-05 | 0.0001019 | 0.021369 | 3.7583 | 3.6773 | 3.0192 | 6.3663 | 6.1235 | 4.4187 | 0.00053297
6009 | 2.6508e-05 | 0.00010229 | 0.035375 | 3.893 | 3.6773 | 3.0192 | 6.7892 | 6.1235 | 4.4187 | 8.6369e-05
6010 | 1.2893e-05 | 0.00010025 | 0.036905 | 4.0415 | 3.6773 | 3.0192 | 7.2856 | 6.1235 | 4.4187 | 6.4736e-05
6011 | 2.2004e-05 | 0.0001013 | 0.05198 | 4.1504 | 3.6773 | 3.0192 | 7.6711 | 6.1235 | 4.4187 | 6.5883e-05
6012 | 2.2983e-05 | 0.00010242 | 0.055878 | 4.2504 | 3.6773 | 3.0192 | 8.0426 | 6.1235 | 4.4187 | 6.8014e-05
6013 | 2.2585e-05 | 0.00010289 | 0.05003 | 4.3021 | 3.6773 | 3.0192 | 8.2422 | 6.1235 | 4.4187 | 8.5222e-05
6014 | 2.3704e-05 | 0.00010296 | 0.038985 | 4.3507 | 3.6773 | 3.0192 | 8.434 | 6.1235 | 4.4187 | 7.375e-05
6015 | 2.255e-05 | 0.00010087 | 0.035057 | 4.3619 | 3.6773 | 3.0192 | 8.4788 | 6.1235 | 4.4187 | 0.00022715
6016 | 1.3101e-05 | 0.000101 | 0.017904 | 4.2525 | 3.6789 | 3.0192 | 8.0507 | 6.1282 | 4.4187 | 0.00024862
6017 | 8.813e-06 | 0.00010625 | 0.0076525 | 4.1667 | 3.6789 | 3.0192 | 7.7306 | 6.1282 | 4.4187 | 4.2775e-05
6018 | 8.3639e-06 | 0.00010854 | 0.00080857 | 3.8805 | 3.6789 | 3.0192 | 6.749 | 6.1282 | 4.4187 | 5.0642e-05
6019 | 1.8253e-05 | 0.00010916 | 0 | 3.6342 | 3.6789 | 3.0192 | 5.9976 | 6.1282 | 4.4187 | 4.1792e-05
6020 | 2.4143e-05 | 0.00011128 | 0 | 3.5549 | 3.6789 | 3.0192 | 5.7718 | 6.1282 | 4.4187 | 0.00015602
6021 | 2.4242e-05 | 0.00010442 | 0 | 3.4591 | 3.6773 | 3.0192 | 5.5086 | 6.1235 | 4.4187 | 0.00013586
6022 | 1.9373e-05 | 0.00010373 | 0 | 3.409 | 3.6773 | 3.0192 | 5.3749 | 6.1235 | 4.4187 | 0.00015176
6023 | 2.1976e-05 | 0.00010364 | 0 | 3.367 | 3.6773 | 3.0192 | 5.2648 | 6.1235 | 4.4187 | 2.7369e-05
6024 | 2.8355e-05 | 0.00010397 | 0 | 3.3339 | 3.6773 | 3.0192 | 5.1793 | 6.1235 | 4.4187 | 1.0325e-05
6025 | 2.888e-05 | 0.0001038 | 0 | 3.3144 | 3.6789 | 3.0192 | 5.1293 | 6.1282 | 4.4187 | 1.3111e-05
6026 | 3.0257e-05 | 0.0001039 | 0 | 3.2583 | 3.6789 | 3.0192 | 4.9881 | 6.1282 | 4.4187 | 1.2292e-05
6027 | 3.3094e-05 | 0.00010266 | 0 | 3.2371 | 3.6789 | 3.0192 | 4.9356 | 6.1282 | 4.4187 | 1.0489e-05
6028 | 3.4377e-05 | 0.00010187 | 0 | 3.2334 | 3.6789 | 3.0192 | 4.9265 | 6.1282 | 4.4187 | 1.9831e-05
6029 | 3.2608e-05 | 0.00010289 | 0.00075082 | 3.231 | 3.6805 | 3.0192 | 4.9204 | 6.1329 | 4.4187 | 1.3931e-05
6030 | 4.4238e-05 | 0.0001022 | 0.0082301 | 3.3235 | 3.6805 | 3.0192 | 5.1525 | 6.1329 | 4.4187 | 1.7208e-05
6031 | 5.2588e-05 | 0.00010124 | 0.022813 | 3.5579 | 3.6805 | 3.0192 | 5.7801 | 6.1329 | 4.4187 | 0.00051346
6032 | 3.2608e-05 | 0.00010176 | 0.036313 | 3.7073 | 3.6805 | 3.0192 | 6.2126 | 6.1329 | 4.4187 | 5.8836e-05
6033 | 1.5538e-05 | 0.00010209 | 0.046348 | 3.8876 | 3.6805 | 3.0192 | 6.7719 | 6.1329 | 4.4187 | 6.5883e-05
6034 | 6.8936e-06 | 0.00010165 | 0.054651 | 4.0609 | 3.6805 | 3.0192 | 7.3528 | 6.1329 | 4.4187 | 8.555e-05
6035 | 9.0059e-06 | 0.00010233 | 0.052846 | 4.1525 | 3.6805 | 3.0192 | 7.6785 | 6.1329 | 4.4187 | 8.0797e-05
6036 | 1.589e-05 | 0.00010152 | 0.05429 | 4.2313 | 3.6805 | 3.0192 | 7.9702 | 6.1329 | 4.4187 | 0.00014897
6037 | 9.5613e-06 | 0.00010342 | 0.042161 | 4.3 | 3.6821 | 3.0192 | 8.2336 | 6.1377 | 4.4187 | 8.1453e-05
6038 | 1.0229e-05 | 0.00010307 | 0.034292 | 4.3131 | 3.6821 | 3.0192 | 8.285 | 6.1377 | 4.4187 | 9.6203e-05
6039 | 9.4143e-06 | 0.00010132 | 0.030105 | 4.344 | 3.6821 | 3.0192 | 8.4073 | 6.1377 | 4.4187 | 7.0308e-05
6040 | 9.5105e-06 | 0.00010115 | 0.020575 | 4.2847 | 3.6805 | 3.0192 | 8.1745 | 6.1329 | 4.4187 | 8.9319e-05
6041 | 3.7249e-06 | 0.00010632 | 0.0057755 | 4.1525 | 3.6821 | 3.0192 | 7.6785 | 6.1377 | 4.4187 | 6.0639e-05
6042 | 9.6349e-06 | 0.00010869 | 0.00038503 | 3.8611 | 3.6821 | 3.0192 | 6.6867 | 6.1377 | 4.4187 | 0.00022272
6043 | 1.559e-05 | 0.00010898 | 0 | 3.7417 | 3.6821 | 3.0192 | 6.3159 | 6.1377 | 4.4187 | 0.00019978
6044 | 1.4114e-05 | 0.00011183 | 0 | 3.6483 | 3.6821 | 3.0192 | 6.0384 | 6.1377 | 4.4187 | 0.00024354
6045 | 1.9145e-05 | 0.00010515 | 0 | 3.5624 | 3.6821 | 3.0192 | 5.7927 | 6.1377 | 4.4187 | 0.00024714
6046 | 1.6e-05 | 0.00010339 | 0 | 3.5151 | 3.6805 | 3.0192 | 5.6611 | 6.1329 | 4.4187 | 1.5078e-05
6047 | 1.2502e-05 | 0.00010323 | 0 | 3.4507 | 3.6805 | 3.0192 | 5.4858 | 6.1329 | 4.4187 | 1.5078e-05
6048 | 1.5623e-05 | 0.0001034 | 0 | 3.3711 | 3.6805 | 3.0192 | 5.2753 | 6.1329 | 4.4187 | 4.0972e-06
6049 | 1.6949e-05 | 0.00010339 | 0 | 3.3497 | 3.6805 | 3.0192 | 5.22 | 6.1329 | 4.4187 | 1.4094e-05
6050 | 1.8455e-05 | 0.00010302 | 0 | 3.2938 | 3.6805 | 3.0192 | 5.0771 | 6.1329 | 4.4187 | 9.0139e-06
6051 | 1.8259e-05 | 0.00010295 | 0 | 3.2658 | 3.6805 | 3.0192 | 5.0069 | 6.1329 | 4.4187 | 1.0325e-05
6052 | 1.9882e-05 | 0.00010133 | 0 | 3.2433 | 3.6805 | 3.0192 | 4.951 | 6.1329 | 4.4187 | 1.3439e-05
6053 | 3.4488e-05 | 0.00010265 | 0.00063531 | 3.2458 | 3.6821 | 3.0192 | 4.9571 | 6.1377 | 4.4187 | 1.18e-05
6054 | 3.3477e-05 | 0.00010148 | 0.0064493 | 3.3577 | 3.6821 | 3.0192 | 5.2406 | 6.1377 | 4.4187 | 1.3603e-05
6055 | 3.3688e-05 | 0.00010023 | 0.014944 | 3.5122 | 3.6837 | 3.0192 | 5.6531 | 6.1424 | 4.4187 | 0.0005646
6056 | 1.2108e-05 | 0.0001005 | 0.019781 | 3.6625 | 3.6837 | 3.0192 | 6.0799 | 6.1424 | 4.4187 | 6.5883e-05
6057 | 1.5553e-05 | 0.000102 | 0.033844 | 3.8193 | 3.6837 | 3.0192 | 6.5548 | 6.1424 | 4.4187 | 6.3097e-05
6058 | 1.0419e-05 | 0.0001015 | 0.041872 | 3.9715 | 3.6837 | 3.0192 | 7.0473 | 6.1424 | 4.4187 | 8.2928e-05
6059 | 1.2535e-05 | 0.00010262 | 0.050536 | 4.0746 | 3.6837 | 3.0192 | 7.4005 | 6.1424 | 4.4187 | 7.7028e-05
6060 | 2.2173e-05 | 0.00010083 | 0.049741 | 4.175 | 3.6821 | 3.0192 | 7.7607 | 6.1377 | 4.4187 | 0.00018667
6061 | 2.2839e-05 | 0.0001034 | 0.042739 | 4.2718 | 3.6821 | 3.0192 | 8.1246 | 6.1377 | 4.4187 | 6.9325e-05
6062 | 1.9316e-05 | 0.00010322 | 0.0418 | 4.3043 | 3.6821 | 3.0192 | 8.2507 | 6.1377 | 4.4187 | 7.4078e-05
6063 | 1.5133e-05 | 0.00010099 | 0.024979 | 4.2019 | 3.6821 | 3.0192 | 7.8602 | 6.1377 | 4.4187 | 8.9483e-05
6064 | 2.4578e-05 | 0.00010085 | 0.015305 | 4.1873 | 3.6821 | 3.0192 | 7.8063 | 6.1377 | 4.4187 | 7.293e-05
6065 | 2.5081e-05 | 0.00010565 | 0.005429 | 4.0531 | 3.6821 | 3.0192 | 7.3257 | 6.1377 | 4.4187 | 7.1947e-05
6066 | 1.6095e-05 | 0.00010767 | 0.00043316 | 3.7767 | 3.6837 | 3.0192 | 6.4228 | 6.1424 | 4.4187 | 0.00025632
6067 | 1.1226e-05 | 0.00010934 | 0 | 3.7122 | 3.6837 | 3.0192 | 6.2271 | 6.1424 | 4.4187 | 0.00022109
6068 | 1.9124e-05 | 0.00010898 | 0 | 3.6156 | 3.6837 | 3.0192 | 5.9439 | 6.1424 | 4.4187 | 0.00022535
6069 | 1.9932e-05 | 0.0001042 | 0 | 3.5639 | 3.6853 | 3.0192 | 5.797 | 6.1472 | 4.4187 | 0.00021568
6070 | 1.3539e-05 | 0.0001032 | 0 | 3.5475 | 3.6853 | 3.0192 | 5.751 | 6.1472 | 4.4187 | 8.3583e-06
6071 | 1.2278e-05 | 0.00010162 | 0 | 3.5327 | 3.6837 | 3.0192 | 5.7098 | 6.1424 | 4.4187 | 7.8667e-06
6072 | 1.7623e-05 | 0.0001018 | 0 | 3.479 | 3.6837 | 3.0192 | 5.5624 | 6.1424 | 4.4187 | 6.5555e-06
6073 | 1.9315e-05 | 0.00010118 | 0 | 3.4132 | 3.6837 | 3.0192 | 5.3858 | 6.1424 | 4.4187 | 9.0139e-06
6074 | 2.2747e-05 | 0.00010188 | 0 | 3.409 | 3.6853 | 3.0192 | 5.3749 | 6.1472 | 4.4187 | 1.18e-05
6075 | 2.4005e-05 | 0.00010135 | 0 | 3.3913 | 3.6853 | 3.0192 | 5.3282 | 6.1472 | 4.4187 | 1.3931e-05
6076 | 2.7542e-05 | 0.00010042 | 0 | 3.3872 | 3.6853 | 3.0192 | 5.3175 | 6.1472 | 4.4187 | 1.3439e-05
6077 | 3.6303e-05 | 0.00010153 | 0.00063531 | 3.3497 | 3.6853 | 3.0192 | 5.22 | 6.1472 | 4.4187 | 1.3603e-05
6078 | 4.8065e-05 | 0.00010138 | 0.0047648 | 3.3913 | 3.6853 | 3.0192 | 5.3282 | 6.1472 | 4.4187 | 9.6694e-06
6079 | 4.155e-05 | 0.0001001 | 0.017904 | 3.5166 | 3.6853 | 3.0192 | 5.6651 | 6.1472 | 4.4187 | 0.00054624
6080 | 1.9272e-05 | 9.9672e-05 | 0.030177 | 3.6202 | 3.6853 | 3.0192 | 5.9572 | 6.1472 | 4.4187 | 7.293e-05
6081 | 1.1924e-05 | 0.00010084 | 0.040573 | 3.7269 | 3.6837 | 3.0192 | 6.2712 | 6.1424 | 4.4187 | 7.4897e-05
6082 | 1.0122e-05 | 0.00010028 | 0.047359 | 3.8297 | 3.6837 | 3.0192 | 6.5873 | 6.1424 | 4.4187 | 8.0142e-05
6083 | 1.5853e-05 | 0.00010041 | 0.05133 | 3.9218 | 3.6837 | 3.0192 | 6.883 | 6.1424 | 4.4187 | 7.7683e-05
6084 | 2.5234e-05 | 9.9848e-05 | 0.05299 | 3.9401 | 3.6853 | 3.0192 | 6.943 | 6.1472 | 4.4187 | 0.00018405
6085 | 2.7598e-05 | 9.6898e-05 | 0.050969 | 3.9808 | 3.6853 | 3.0192 | 7.0786 | 6.1472 | 4.4187 | 6.408e-05
6086 | 2.0176e-05 | 0.00010016 | 0.038046 | 3.9902 | 3.6853 | 3.0192 | 7.1101 | 6.1472 | 4.4187 | 7.7355e-05
6087 | 1.765e-05 | 9.9755e-05 | 0.031476 | 4.0377 | 3.6869 | 3.0192 | 7.2723 | 6.1519 | 4.4187 | 7.3422e-05
6088 | 1.5763e-05 | 9.8092e-05 | 0.014944 | 3.9771 | 3.6853 | 3.0192 | 7.066 | 6.1472 | 4.4187 | 5.5067e-05
6089 | 2.721e-05 | 0.00010142 | 0.0050247 | 3.8948 | 3.6853 | 3.0192 | 6.795 | 6.1472 | 4.4187 | 8.3419e-05
6090 | 1.3156e-05 | 0.00010114 | 0.00040429 | 3.6249 | 3.6853 | 3.0192 | 5.9706 | 6.1472 | 4.4187 | 0.0002378
6091 | 1.9099e-05 | 0.00010684 | 0 | 3.4776 | 3.6853 | 3.0192 | 5.5585 | 6.1472 | 4.4187 | 0.0002047
6092 | 2.6043e-05 | 0.00010255 | 0 | 3.4662 | 3.6853 | 3.0192 | 5.5277 | 6.1472 | 4.4187 | 0.00020781
6093 | 3.6014e-05 | 0.00010288 | 0 | 3.4104 | 3.6853 | 3.0192 | 5.3785 | 6.1472 | 4.4187 | 0.00020388
6094 | 2.3172e-05 | 0.00010166 | 0 | 3.3791 | 3.6853 | 3.0192 | 5.2963 | 6.1472 | 4.4187 | 6.7194e-06
6095 | 2.7732e-05 | 0.0001023 | 0 | 3.367 | 3.6837 | 3.0192 | 5.2648 | 6.1424 | 4.4187 | 2.0486e-05
6096 | 3.0959e-05 | 0.00010191 | 0 | 3.3524 | 3.6837 | 3.0192 | 5.2269 | 6.1424 | 4.4187 | 1.2619e-05
6097 | 3.632e-05 | 0.0001017 | 0 | 3.3235 | 3.6837 | 3.0192 | 5.1525 | 6.1424 | 4.4187 | 1.0325e-05
6098 | 4.1042e-05 | 0.00010121 | 0 | 3.2963 | 3.6837 | 3.0192 | 5.0836 | 6.1424 | 4.4187 | 7.7028e-06
6099 | 4.646e-05 | 0.00010024 | 0 | 3.2734 | 3.6853 | 3.0192 | 5.0259 | 6.1472 | 4.4187 | 9.5055e-06
6100 | 5.066e-05 | 0.00010129 | 0 | 3.2747 | 3.6853 | 3.0192 | 5.029 | 6.1472 | 4.4187 | 1.6717e-05
6101 | 6.0702e-05 | 0.00010183 | 0.00057755 | 3.2989 | 3.6853 | 3.0192 | 5.09 | 6.1472 | 4.4187 | 5.0805e-06
6102 | 6.4512e-05 | 0.00010143 | 0.0073638 | 3.3445 | 3.6853 | 3.0192 | 5.2064 | 6.1472 | 4.4187 | 1.0981e-05
6103 | 5.8452e-05 | 9.9935e-05 | 0.019059 | 3.4762 | 3.6853 | 3.0192 | 5.5546 | 6.1472 | 4.4187 | 0.00052002
6104 | 4.1217e-05 | 0.00010025 | 0.031043 | 3.5594 | 3.6853 | 3.0192 | 5.7843 | 6.1472 | 4.4187 | 6.1458e-05
6105 | 2.0593e-05 | 0.00010049 | 0.043749 | 3.6848 | 3.6853 | 3.0192 | 6.1455 | 6.1472 | 4.4187 | 5.9492e-05
6106 | 1.4853e-05 | 0.00010043 | 0.055445 | 3.7335 | 3.6853 | 3.0192 | 6.291 | 6.1472 | 4.4187 | 8.6042e-05
6107 | 1.6089e-05 | 0.00010095 | 0.048514 | 3.8039 | 3.6853 | 3.0192 | 6.5066 | 6.1472 | 4.4187 | 8.1125e-05
6108 | 1.9352e-05 | 0.00010071 | 0.046565 | 3.8331 | 3.6853 | 3.0192 | 6.5982 | 6.1472 | 4.4187 | 0.00017405
6109 | 2.5808e-05 | 9.9983e-05 | 0.043027 | 3.8823 | 3.6853 | 3.0192 | 6.7547 | 6.1472 | 4.4187 | 7.7683e-05
6110 | 2.2521e-05 | 9.9223e-05 | 0.036602 | 3.9146 | 3.6853 | 3.0192 | 6.8593 | 6.1472 | 4.4187 | 9.0303e-05
6111 | 1.7697e-05 | 0.00010103 | 0.031549 | 3.9456 | 3.6821 | 3.0192 | 6.9611 | 6.1377 | 4.4187 | 9.6203e-05
6112 | 1.5605e-05 | 9.9851e-05 | 0.020214 | 3.9074 | 3.6821 | 3.0192 | 6.8358 | 6.1377 | 4.4187 | 6.9817e-05
6113 | 1.1358e-05 | 9.8566e-05 | 0.0070269 | 3.821 | 3.6837 | 3.0192 | 6.5602 | 6.1424 | 4.4187 | 8.7189e-05
6114 | 2.8662e-05 | 0.00010063 | 0.00028878 | 3.5805 | 3.6853 | 3.0192 | 5.8437 | 6.1472 | 4.4187 | 0.00020896
6115 | 1.9295e-05 | 0.00010021 | 0 | 3.4747 | 3.6837 | 3.0192 | 5.5508 | 6.1424 | 4.4187 | 0.00022895
6116 | 3.159e-05 | 0.000101 | 0 | 3.394 | 3.6837 | 3.0192 | 5.3353 | 6.1424 | 4.4187 | 0.00023829
6117 | 2.6024e-05 | 0.00010128 | 0 | 3.3644 | 3.6837 | 3.0192 | 5.2579 | 6.1424 | 4.4187 | 0.00020716
6118 | 2.0978e-05 | 0.00010163 | 0 | 3.3445 | 3.6837 | 3.0192 | 5.2064 | 6.1424 | 4.4187 | 8.1944e-06
6119 | 2.1338e-05 | 0.00010139 | 0 | 3.3144 | 3.6837 | 3.0192 | 5.1293 | 6.1424 | 4.4187 | 1.4258e-05
6120 | 2.6755e-05 | 0.00010125 | 0 | 3.2759 | 3.6821 | 3.0192 | 5.0322 | 6.1377 | 4.4187 | 7.375e-06
6121 | 2.5066e-05 | 0.00010105 | 0 | 3.257 | 3.6805 | 3.0192 | 4.985 | 6.1329 | 4.4187 | 1.7208e-05
6122 | 2.2517e-05 | 0.00010184 | 0 | 3.2211 | 3.6821 | 3.0192 | 4.8962 | 6.1377 | 4.4187 | 1.0653e-05
6123 | 2.2904e-05 | 0.00010065 | 0 | 3.2187 | 3.6821 | 3.0192 | 4.8902 | 6.1377 | 4.4187 | 8.3583e-06
6124 | 2.3925e-05 | 9.967e-05 | 0 | 3.2041 | 3.6805 | 3.0192 | 4.8545 | 6.1329 | 4.4187 | 9.3417e-06
6125 | 3.7222e-05 | 0.00010112 | 0.0005198 | 3.1812 | 3.6805 | 3.0192 | 4.799 | 6.1329 | 4.4187 | 5.4083e-06
6126 | 2.5813e-05 | 0.00010198 | 0.0084467 | 3.2471 | 3.6805 | 3.0192 | 4.9602 | 6.1329 | 4.4187 | 9.8333e-06
6127 | 2.9165e-05 | 0.00010046 | 0.020503 | 3.3995 | 3.6805 | 3.0192 | 5.3496 | 6.1329 | 4.4187 | 0.00055706
6128 | 2.3789e-05 | 0.00010044 | 0.037396 | 3.5445 | 3.6789 | 3.0192 | 5.7427 | 6.1282 | 4.4187 | 7.5225e-05
6129 | 1.1941e-05 | 0.00010045 | 0.048947 | 3.6816 | 3.6773 | 3.0192 | 6.136 | 6.1235 | 4.4187 | 7.2439e-05
6130 | 1.0582e-05 | 0.00010037 | 0.055228 | 3.8159 | 3.6773 | 3.0192 | 6.544 | 6.1235 | 4.4187 | 8.8336e-05
6131 | 1.5264e-05 | 0.00010062 | 0.058188 | 3.8593 | 3.6789 | 3.0192 | 6.6811 | 6.1282 | 4.4187 | 8.1125e-05
6132 | 2.0048e-05 | 9.9163e-05 | 0.053784 | 3.9002 | 3.6789 | 3.0192 | 6.8124 | 6.1282 | 4.4187 | 0.00020765
6133 | 2.2333e-05 | 0.00010098 | 0.051185 | 3.9437 | 3.6789 | 3.0192 | 6.9551 | 6.1282 | 4.4187 | 8.7189e-05
6134 | 2.0398e-05 | 0.00010085 | 0.044832 | 3.9939 | 3.6789 | 3.0192 | 7.1228 | 6.1282 | 4.4187 | 7.375e-05
6135 | 2.1058e-05 | 9.8193e-05 | 0.034249 | 3.992 | 3.6789 | 3.0192 | 7.1165 | 6.1282 | 4.4187 | 7.1783e-05
6136 | 1.4402e-05 | 9.7349e-05 | 0.019204 | 3.9401 | 3.6773 | 3.0192 | 6.943 | 6.1235 | 4.4187 | 6.5555e-05
6137 | 2.3656e-05 | 9.7645e-05 | 0.0069306 | 3.8436 | 3.6773 | 3.0192 | 6.6311 | 6.1235 | 4.4187 | 8.1453e-05
6138 | 1.1398e-05 | 0.00010057 | 0.00046204 | 3.6002 | 3.6757 | 3.0192 | 5.8999 | 6.1188 | 4.4187 | 0.00023846
6139 | 2.8189e-05 | 0.00010254 | 0 | 3.4507 | 3.6741 | 3.0192 | 5.4858 | 6.1141 | 4.4187 | 0.0002224
6140 | 3.4456e-05 | 9.9393e-05 | 0 | 3.4634 | 3.6741 | 3.0192 | 5.52 | 6.1141 | 4.4187 | 0.00022781
6141 | 3.4609e-05 | 0.00010168 | 0 | 3.42 | 3.6741 | 3.0192 | 5.404 | 6.1141 | 4.4187 | 0.00022141
6142 | 3.3551e-05 | 0.0001021 | 0 | 3.359 | 3.6741 | 3.0192 | 5.2441 | 6.1141 | 4.4187 | 1.9994e-05
6143 | 3.9037e-05 | 0.000102 | 0 | 3.2963 | 3.6725 | 3.0192 | 5.0836 | 6.1094 | 4.4187 | 1.2947e-05
6144 | 4.4312e-05 | 0.00010189 | 0 | 3.2823 | 3.6725 | 3.0192 | 5.0481 | 6.1094 | 4.4187 | 1.6061e-05
6145 | 4.6544e-05 | 0.00010213 | 0 | 3.2747 | 3.6741 | 3.0192 | 5.029 | 6.1141 | 4.4187 | 2.36e-05
6146 | 4.9155e-05 | 0.00010079 | 0 | 3.2925 | 3.6741 | 3.0192 | 5.0738 | 6.1141 | 4.4187 | 1.4258e-05
6147 | 5.275e-05 | 0.00010199 | 0 | 3.2671 | 3.6709 | 3.0192 | 5.0101 | 6.1047 | 4.4187 | 2.7042e-05
6148 | 5.7133e-05 | 0.00010199 | 0 | 3.2458 | 3.6709 | 3.0192 | 4.9571 | 6.1047 | 4.4187 | 1.6061e-05
6149 | 5.7153e-05 | 0.00010046 | 0.00038503 | 3.2187 | 3.6709 | 3.0192 | 4.8902 | 6.1047 | 4.4187 | 1.6061e-05
6150 | 7.5454e-05 | 0.0001019 | 0.0036097 | 3.2721 | 3.6709 | 3.0192 | 5.0227 | 6.1047 | 4.4187 | 1.5897e-05
6151 | 7.1154e-05 | 0.00010035 | 0.0098184 | 3.3872 | 3.6693 | 3.0192 | 5.3175 | 6.1 | 4.4187 | 0.000541
6152 | 3.8382e-05 | 0.00010069 | 0.022163 | 3.4549 | 3.6709 | 3.0192 | 5.4972 | 6.1047 | 4.4187 | 0.00053837
6153 | 1.7098e-05 | 0.00010064 | 0.028011 | 3.5297 | 3.6709 | 3.0192 | 5.7016 | 6.1047 | 4.4187 | 8.1289e-05
6154 | 2.3548e-05 | 9.9711e-05 | 0.042739 | 3.6436 | 3.6693 | 3.0192 | 6.0248 | 6.1 | 4.4187 | 7.7028e-05
6155 | 1.5224e-05 | 9.9874e-05 | 0.037252 | 3.7155 | 3.6693 | 3.0192 | 6.2369 | 6.1 | 4.4187 | 7.1619e-05
6156 | 1.8945e-05 | 9.9583e-05 | 0.045121 | 3.7852 | 3.6693 | 3.0192 | 6.4487 | 6.1 | 4.4187 | 6.4408e-05
6157 | 2.3707e-05 | 9.7874e-05 | 0.037469 | 3.7683 | 3.6693 | 3.0192 | 6.397 | 6.1 | 4.4187 | 7.5225e-05
6158 | 2.1515e-05 | 9.8211e-05 | 0.026928 | 3.8383 | 3.6678 | 3.0192 | 6.6146 | 6.0954 | 4.4187 | 8.6042e-05
6159 | 3.1212e-05 | 9.783e-05 | 0.021081 | 3.8752 | 3.6678 | 3.0192 | 6.7319 | 6.0954 | 4.4187 | 0.000285
6160 | 1.7657e-05 | 9.8111e-05 | 0.012129 | 3.8297 | 3.6678 | 3.0192 | 6.5873 | 6.0954 | 4.4187 | 0.00022502
6161 | 1.181e-05 | 9.6625e-05 | 0.004476 | 3.6993 | 3.6662 | 3.0192 | 6.1884 | 6.0907 | 4.4187 | 4.048e-05
6162 | 2.4139e-05 | 9.7601e-05 | 0.00023102 | 3.5006 | 3.6646 | 3.0192 | 5.6212 | 6.0861 | 4.4187 | 2.7533e-05
6163 | 2.9153e-05 | 0.00010466 | 0 | 3.4008 | 3.6646 | 3.0192 | 5.3532 | 6.0861 | 4.4187 | 3.4581e-05
6164 | 2.8548e-05 | 0.00010155 | 0 | 3.3458 | 3.6646 | 3.0192 | 5.2098 | 6.0861 | 4.4187 | 0.0001634
6165 | 2.751e-05 | 0.00010129 | 0 | 3.3222 | 3.6646 | 3.0192 | 5.1492 | 6.0861 | 4.4187 | 0.0001457
6166 | 1.8378e-05 | 0.0001015 | 0 | 3.363 | 3.663 | 3.0192 | 5.2544 | 6.0814 | 4.4187 | 0.00016848
6167 | 1.8757e-05 | 0.0001015 | 0 | 3.3157 | 3.663 | 3.0192 | 5.1326 | 6.0814 | 4.4187 | 1.2783e-05
6168 | 2.4835e-05 | 0.00010003 | 0 | 3.2696 | 3.663 | 3.0192 | 5.0164 | 6.0814 | 4.4187 | 1.9503e-05
6169 | 2.8991e-05 | 0.00010162 | 0 | 3.2835 | 3.6646 | 3.0192 | 5.0513 | 6.0861 | 4.4187 | 2.5894e-05
6170 | 3.0049e-05 | 0.0001005 | 0 | 3.2925 | 3.663 | 3.0192 | 5.0738 | 6.0814 | 4.4187 | 1.8683e-05
6171 | 2.9369e-05 | 0.00010153 | 0 | 3.2709 | 3.663 | 3.0192 | 5.0195 | 6.0814 | 4.4187 | 1.7536e-05
6172 | 2.8601e-05 | 0.00010045 | 0 | 3.2433 | 3.663 | 3.0192 | 4.951 | 6.0814 | 4.4187 | 1.6717e-05
6173 | 3.8475e-05 | 0.00010178 | 0.00028878 | 3.2285 | 3.6598 | 3.0192 | 4.9143 | 6.0721 | 4.4187 | 2.2125e-05
6174 | 2.9973e-05 | 0.00010175 | 0.0038985 | 3.2533 | 3.6598 | 3.0192 | 4.9757 | 6.0721 | 4.4187 | 2.4583e-05
6175 | 3.3507e-05 | 0.00010013 | 0.0098905 | 3.3431 | 3.6598 | 3.0192 | 5.203 | 6.0721 | 4.4187 | 0.00049363
6176 | 2.8427e-05 | 0.0001 | 0.017399 | 3.4465 | 3.6598 | 3.0192 | 5.4745 | 6.0721 | 4.4187 | 0.00049117
6177 | 2.4172e-05 | 9.9947e-05 | 0.023896 | 3.5356 | 3.6582 | 3.0192 | 5.718 | 6.0675 | 4.4187 | 7.6536e-05
6178 | 1.2137e-05 | 9.9264e-05 | 0.024113 | 3.6562 | 3.6582 | 3.0192 | 6.0614 | 6.0675 | 4.4187 | 7.5225e-05
6179 | 2.2785e-05 | 0.00010022 | 0.02368 | 3.7171 | 3.6598 | 3.0192 | 6.2417 | 6.0721 | 4.4187 | 6.8505e-05
6180 | 2.4695e-05 | 9.9378e-05 | 0.025773 | 3.7533 | 3.6598 | 3.0192 | 6.3511 | 6.0721 | 4.4187 | 7.1455e-05
6181 | 4.0438e-05 | 9.8961e-05 | 0.025051 | 3.7937 | 3.6582 | 3.0192 | 6.4749 | 6.0675 | 4.4187 | 6.2278e-05
6182 | 3.1646e-05 | 9.9496e-05 | 0.028083 | 3.8227 | 3.6582 | 3.0192 | 6.5656 | 6.0675 | 4.4187 | 7.3094e-05
6183 | 2.4251e-05 | 9.8036e-05 | 0.027145 | 3.8401 | 3.6582 | 3.0192 | 6.6201 | 6.0675 | 4.4187 | 0.00023731
6184 | 1.6528e-05 | 9.7961e-05 | 0.015594 | 3.7886 | 3.6582 | 3.0192 | 6.4592 | 6.0675 | 4.4187 | 0.00025108
6185 | 1.6029e-05 | 0.00010492 | 0.0046782 | 3.696 | 3.6567 | 3.0192 | 6.1788 | 6.0629 | 4.4187 | 5.0805e-05
6186 | 2.1887e-05 | 0.0001086 | 0.00028878 | 3.5386 | 3.6567 | 3.0192 | 5.7262 | 6.0629 | 4.4187 | 3.0483e-05
6187 | 3.8109e-05 | 0.00010954 | 0 | 3.4297 | 3.6551 | 3.0192 | 5.4298 | 6.0583 | 4.4187 | 5.4739e-05
6188 | 4.9121e-05 | 0.00011207 | 0 | 3.3981 | 3.6551 | 3.0192 | 5.346 | 6.0583 | 4.4187 | 0.00015225
6189 | 5.5771e-05 | 0.00010482 | 0 | 3.363 | 3.6519 | 3.0192 | 5.2544 | 6.0491 | 4.4187 | 0.00014684
6190 | 4.6752e-05 | 0.00010229 | 0 | 3.3027 | 3.6519 | 3.0192 | 5.0998 | 6.0491 | 4.4187 | 0.00017274
6191 | 4.4967e-05 | 0.00010203 | 0 | 3.2458 | 3.6504 | 3.0192 | 4.9571 | 6.0445 | 4.4187 | 1.9339e-05
6192 | 4.8974e-05 | 0.00010261 | 0 | 3.2396 | 3.6504 | 3.0192 | 4.9418 | 6.0445 | 4.4187 | 7.0472e-06
6193 | 4.8543e-05 | 0.00010047 | 0 | 3.2772 | 3.6488 | 3.0192 | 5.0354 | 6.0399 | 4.4187 | 6.8833e-06
6194 | 5.0404e-05 | 0.00010169 | 0 | 3.2285 | 3.6488 | 3.0192 | 4.9143 | 6.0399 | 4.4187 | 8.85e-06
6195 | 5.1916e-05 | 0.00010079 | 0 | 3.2471 | 3.6488 | 3.0192 | 4.9602 | 6.0399 | 4.4187 | 1.7044e-05
6196 | 5.3675e-05 | 0.00010226 | 0 | 3.2005 | 3.6488 | 3.0192 | 4.8456 | 6.0399 | 4.4187 | 8.1944e-06
6197 | 7.026e-05 | 0.00010206 | 0.00036097 | 3.1753 | 3.6456 | 3.0192 | 4.7846 | 6.0307 | 4.4187 | 1.1144e-05
6198 | 6.1284e-05 | 0.00010232 | 0.00566 | 3.2138 | 3.6472 | 3.0192 | 4.8783 | 6.0353 | 4.4187 | 1.4094e-05
6199 | 5.1935e-05 | 0.00010013 | 0.014944 | 3.3954 | 3.6472 | 3.0192 | 5.3389 | 6.0353 | 4.4187 | 0.0005546
6200 | 3.4923e-05 | 0.00010046 | 0.029022 | 3.5386 | 3.6472 | 3.0192 | 5.7262 | 6.0353 | 4.4187 | 7.3258e-05
6201 | 3.1092e-05 | 0.00010073 | 0.044038 | 3.6499 | 3.6456 | 3.0192 | 6.043 | 6.0307 | 4.4187 | 7.3094e-05
6202 | 2.4873e-05 | 9.9106e-05 | 0.050608 | 3.7106 | 3.6456 | 3.0192 | 6.2223 | 6.0307 | 4.4187 | 6.8342e-05
6203 | 2.1694e-05 | 9.9879e-05 | 0.047143 | 3.7971 | 3.6441 | 3.0192 | 6.4855 | 6.0262 | 4.4187 | 7.375e-05
6204 | 2.1202e-05 | 9.9624e-05 | 0.048659 | 3.8436 | 3.6441 | 3.0192 | 6.6311 | 6.0262 | 4.4187 | 0.00021469
6205 | 2.3476e-05 | 0.00010075 | 0.034436 | 3.8841 | 3.6425 | 3.0192 | 6.7604 | 6.0216 | 4.4187 | 7.2111e-05
6206 | 2.5426e-05 | 0.0001012 | 0.02996 | 3.8664 | 3.6425 | 3.0192 | 6.7036 | 6.0216 | 4.4187 | 7.7519e-05
6207 | 2.2387e-05 | 9.6031e-05 | 0.025557 | 3.8841 | 3.6425 | 3.0192 | 6.7604 | 6.0216 | 4.4187 | 8.178e-05
6208 | 2.6691e-05 | 9.4144e-05 | 0.015449 | 3.8646 | 3.6425 | 3.0192 | 6.698 | 6.0216 | 4.4187 | 5.6378e-05
6209 | 2.688e-05 | 9.9046e-05 | 0.0049669 | 3.7467 | 3.6409 | 3.0192 | 6.331 | 6.0171 | 4.4187 | 5.9819e-05
6210 | 2.3926e-05 | 0.00010267 | 0.00028878 | 3.5805 | 3.6394 | 3.0192 | 5.8437 | 6.0125 | 4.4187 | 0.00020437
6211 | 3.7595e-05 | 0.0001118 | 0 | 3.5136 | 3.6394 | 3.0192 | 5.6571 | 6.0125 | 4.4187 | 0.00022649
6212 | 5.2872e-05 | 0.00010452 | 0 | 3.4805 | 3.6394 | 3.0192 | 5.5663 | 6.0125 | 4.4187 | 0.00022289
6213 | 5.5932e-05 | 0.00010195 | 0 | 3.4159 | 3.6394 | 3.0192 | 5.393 | 6.0125 | 4.4187 | 0.00021863
6214 | 5.5298e-05 | 0.00010115 | 0 | 3.367 | 3.6378 | 3.0192 | 5.2648 | 6.008 | 4.4187 | 1.0817e-05
6215 | 5.4384e-05 | 0.00010152 | 0 | 3.3379 | 3.6362 | 3.0192 | 5.1894 | 6.0034 | 4.4187 | 1.1308e-05
6216 | 5.5816e-05 | 0.00010037 | 0 | 3.3261 | 3.6362 | 3.0192 | 5.1592 | 6.0034 | 4.4187 | 1.4094e-05
6217 | 5.5294e-05 | 0.00010183 | 0 | 3.3118 | 3.6347 | 3.0192 | 5.1227 | 5.9989 | 4.4187 | 1.6881e-05
6218 | 5.7005e-05 | 0.00010084 | 0 | 3.3144 | 3.6347 | 3.0192 | 5.1293 | 5.9989 | 4.4187 | 1.3111e-05
6219 | 5.9022e-05 | 0.00010175 | 0 | 3.2848 | 3.6347 | 3.0192 | 5.0545 | 5.9989 | 4.4187 | 1.1636e-05
6220 | 6.2201e-05 | 0.00010082 | 0 | 3.2759 | 3.6347 | 3.0192 | 5.0322 | 5.9989 | 4.4187 | 1.1308e-05
6221 | 6.4353e-05 | 0.0001022 | 0.00038503 | 3.2533 | 3.6331 | 3.0192 | 4.9757 | 5.9944 | 4.4187 | 1.0161e-05
6222 | 7.1909e-05 | 0.00010099 | 0.0060643 | 3.2633 | 3.6331 | 3.0192 | 5.0006 | 5.9944 | 4.4187 | 1.2456e-05
6223 | 9.246e-05 | 0.00010062 | 0.016388 | 3.3764 | 3.6331 | 3.0192 | 5.2893 | 5.9944 | 4.4187 | 0.00052362
6224 | 3.7835e-05 | 0.00010095 | 0.026134 | 3.4691 | 3.6316 | 3.0192 | 5.5353 | 5.9899 | 4.4187 | 6.4244e-05
6225 | 2.8937e-05 | 0.0001013 | 0.037902 | 3.5594 | 3.6316 | 3.0192 | 5.7843 | 5.9899 | 4.4187 | 5.31e-05
6226 | 2.7508e-05 | 0.00010111 | 0.041511 | 3.5744 | 3.6316 | 3.0192 | 5.8266 | 5.9899 | 4.4187 | 7.9814e-05
6227 | 2.5476e-05 | 0.00010047 | 0.047359 | 3.6832 | 3.6316 | 3.0192 | 6.1408 | 5.9899 | 4.4187 | 8.0961e-05
6228 | 3.1682e-05 | 0.00010151 | 0.04541 | 3.7318 | 3.6284 | 3.0192 | 6.286 | 5.9809 | 4.4187 | 0.00016635
6229 | 3.5502e-05 | 0.00010142 | 0.042522 | 3.7567 | 3.6269 | 3.0192 | 6.3613 | 5.9764 | 4.4187 | 7.883e-05
6230 | 3.0899e-05 | 0.00010042 | 0.025918 | 3.8366 | 3.6269 | 3.0192 | 6.6091 | 5.9764 | 4.4187 | 5.9983e-05
6231 | 2.6921e-05 | 9.8276e-05 | 0.014294 | 3.8227 | 3.6269 | 3.0192 | 6.5656 | 5.9764 | 4.4187 | 6.6211e-05
6232 | 2.7226e-05 | 9.9411e-05 | 0.010468 | 3.7954 | 3.6284 | 3.0192 | 6.4802 | 5.9809 | 4.4187 | 8.6697e-05
6233 | 3.4194e-05 | 9.4793e-05 | 0.0043316 | 3.6944 | 3.6269 | 3.0192 | 6.1741 | 5.9764 | 4.4187 | 6.4244e-05
6234 | 2.4397e-05 | 9.9785e-05 | 0 | 3.6002 | 3.6269 | 3.0192 | 5.8999 | 5.9764 | 4.4187 | 0.00020502
6235 | 4.333e-05 | 0.00010438 | 0 | 3.4977 | 3.6253 | 3.0192 | 5.6133 | 5.9719 | 4.4187 | 0.00020765
6236 | 5.3605e-05 | 0.00010052 | 0 | 3.4705 | 3.6238 | 3.0192 | 5.5392 | 5.9674 | 4.4187 | 0.00022387
6237 | 7.0923e-05 | 9.4952e-05 | 0 | 3.4451 | 3.6238 | 3.0192 | 5.4708 | 5.9674 | 4.4187 | 0.00024436
6238 | 5.5285e-05 | 0.00010186 | 0 | 3.4228 | 3.6222 | 3.0192 | 5.4114 | 5.963 | 4.4187 | 9.8333e-06
6239 | 5.4049e-05 | 0.00010105 | 0 | 3.3872 | 3.6222 | 3.0192 | 5.3175 | 5.963 | 4.4187 | 1.2619e-05
6240 | 5.6965e-05 | 0.00010206 | 0 | 3.3657 | 3.6222 | 3.0192 | 5.2614 | 5.963 | 4.4187 | 1.2783e-05
6241 | 5.6706e-05 | 0.00010032 | 0 | 3.3497 | 3.6207 | 3.0192 | 5.22 | 5.9585 | 4.4187 | 1.0653e-05
6242 | 5.7275e-05 | 0.00010236 | 0 | 3.3326 | 3.6207 | 3.0192 | 5.176 | 5.9585 | 4.4187 | 1.4422e-05
6243 | 5.8987e-05 | 9.9801e-05 | 0 | 3.3157 | 3.6207 | 3.0192 | 5.1326 | 5.9585 | 4.4187 | 4.9167e-06
6244 | 6.1817e-05 | 0.00010234 | 0 | 3.2734 | 3.6207 | 3.0192 | 5.0259 | 5.9585 | 4.4187 | 1.2128e-05
6245 | 6.1356e-05 | 0.00010231 | 0.00021658 | 3.2458 | 3.6222 | 3.0192 | 4.9571 | 5.963 | 4.4187 | 7.8667e-06
6246 | 6.8802e-05 | 0.00010113 | 0.0046204 | 3.2963 | 3.6207 | 3.0192 | 5.0836 | 5.9585 | 4.4187 | 9.9972e-06
6247 | 5.8632e-05 | 0.00010111 | 0.012995 | 3.3497 | 3.6176 | 3.0192 | 5.22 | 5.9496 | 4.4187 | 0.00056263
6248 | 3.6314e-05 | 0.00010122 | 0.025557 | 3.4228 | 3.6176 | 3.0192 | 5.4114 | 5.9496 | 4.4187 | 8.85e-05
6249 | 2.8291e-05 | 0.00010116 | 0.039562 | 3.4919 | 3.6176 | 3.0192 | 5.5975 | 5.9496 | 4.4187 | 7.1292e-05
6250 | 2.3528e-05 | 0.00010122 | 0.043749 | 3.5401 | 3.6176 | 3.0192 | 5.7303 | 5.9496 | 4.4187 | 7.1783e-05
6251 | 3.3825e-05 | 0.00010152 | 0.048586 | 3.6672 | 3.6176 | 3.0192 | 6.0938 | 5.9496 | 4.4187 | 8.0633e-05
6252 | 4.1241e-05 | 0.00010114 | 0.044086 | 3.6656 | 3.6176 | 3.0192 | 6.0892 | 5.9496 | 4.4187 | 0.00018618
6253 | 4.5203e-05 | 0.000101 | 0.033426 | 3.7818 | 3.616 | 3.0192 | 6.4383 | 5.9452 | 4.4187 | 8.5386e-05
6254 | 3.6012e-05 | 0.00010038 | 0.020431 | 3.8331 | 3.6129 | 3.0192 | 6.5982 | 5.9363 | 4.4187 | 8.26e-05
6255 | 2.5153e-05 | 0.00010095 | 0.014006 | 3.8418 | 3.6129 | 3.0192 | 6.6256 | 5.9363 | 4.4187 | 6.8997e-05
6256 | 2.4427e-05 | 0.00010026 | 0.0054867 | 3.7483 | 3.6129 | 3.0192 | 6.336 | 5.9363 | 4.4187 | 9.5875e-05
6257 | 2.829e-05 | 0.00010117 | 0.0023102 | 3.6499 | 3.6145 | 3.0192 | 6.043 | 5.9407 | 4.4187 | 6.0967e-05
6258 | 2.8383e-05 | 9.9974e-05 | 0 | 3.518 | 3.6145 | 3.0192 | 5.6692 | 5.9407 | 4.4187 | 0.00023518
6259 | 3.9113e-05 | 0.00010157 | 0 | 3.4145 | 3.6145 | 3.0192 | 5.3894 | 5.9407 | 4.4187 | 0.00021011
6260 | 5.0022e-05 | 0.00010159 | 0 | 3.3524 | 3.6145 | 3.0192 | 5.2269 | 5.9407 | 4.4187 | 0.00024583
6261 | 5.456e-05 | 0.00010157 | 0 | 3.3524 | 3.6114 | 3.0192 | 5.2269 | 5.9319 | 4.4187 | 0.00023485
6262 | 4.7551e-05 | 0.0001022 | 0 | 3.3458 | 3.6114 | 3.0192 | 5.2098 | 5.9319 | 4.4187 | 8.85e-06
6263 | 4.5302e-05 | 0.00010204 | 0 | 3.2938 | 3.6114 | 3.0192 | 5.0771 | 5.9319 | 4.4187 | 8.1944e-06
6264 | 4.7993e-05 | 0.00010229 | 0 | 3.2633 | 3.6114 | 3.0192 | 5.0006 | 5.9319 | 4.4187 | 1.0161e-05
6265 | 4.7911e-05 | 0.00010208 | 0 | 3.2175 | 3.6099 | 3.0192 | 4.8872 | 5.9275 | 4.4187 | 1.0817e-05
6266 | 4.8178e-05 | 0.00010231 | 0 | 3.2077 | 3.6099 | 3.0192 | 4.8634 | 5.9275 | 4.4187 | 1.3111e-05
6267 | 4.8654e-05 | 0.00010215 | 0 | 3.1992 | 3.6099 | 3.0192 | 4.8427 | 5.9275 | 4.4187 | 8.85e-06
6268 | 5.0656e-05 | 0.00010186 | 0 | 3.1788 | 3.6083 | 3.0192 | 4.7932 | 5.9231 | 4.4187 | 1.9339e-05
6269 | 5.3755e-05 | 0.00010232 | 0.00028878 | 3.192 | 3.6083 | 3.0192 | 4.8251 | 5.9231 | 4.4187 | 8.3583e-06
6270 | 5.7615e-05 | 0.00010243 | 0.0059488 | 3.2017 | 3.6083 | 3.0192 | 4.8486 | 5.9231 | 4.4187 | 2.0486e-05
6271 | 6.2424e-05 | 0.00010011 | 0.016171 | 3.295 | 3.6083 | 3.0192 | 5.0803 | 5.9231 | 4.4187 | 0.00059016
6272 | 2.9332e-05 | 0.00010107 | 0.030827 | 3.3886 | 3.6083 | 3.0192 | 5.3211 | 5.9231 | 4.4187 | 7.1292e-05
6273 | 2.0997e-05 | 0.00010122 | 0.047864 | 3.4535 | 3.6083 | 3.0192 | 5.4934 | 5.9231 | 4.4187 | 6.703e-05
6274 | 1.4242e-05 | 0.00010022 | 0.055517 | 3.543 | 3.6083 | 3.0192 | 5.7385 | 5.9231 | 4.4187 | 9.358e-05
6275 | 1.772e-05 | 0.00010097 | 0.049453 | 3.6233 | 3.6052 | 3.0192 | 5.9661 | 5.9143 | 4.4187 | 7.6044e-05
6276 | 3.243e-05 | 0.00010093 | 0.048514 | 3.6672 | 3.6052 | 3.0192 | 6.0938 | 5.9143 | 4.4187 | 0.00018978
6277 | 2.4685e-05 | 9.8115e-05 | 0.035808 | 3.672 | 3.6052 | 3.0192 | 6.1078 | 5.9143 | 4.4187 | 9.1122e-05
6278 | 2.3965e-05 | 9.9804e-05 | 0.023968 | 3.653 | 3.6052 | 3.0192 | 6.0522 | 5.9143 | 4.4187 | 8.768e-05
6279 | 2.2089e-05 | 9.6828e-05 | 0.021008 | 3.6249 | 3.6052 | 3.0192 | 5.9706 | 5.9143 | 4.4187 | 7.1619e-05
6280 | 1.8082e-05 | 9.6463e-05 | 0.013284 | 3.585 | 3.6052 | 3.0192 | 5.8566 | 5.9143 | 4.4187 | 7.1128e-05
6281 | 1.5905e-05 | 0.00010295 | 0.0036097 | 3.5224 | 3.6052 | 3.0192 | 5.6813 | 5.9143 | 4.4187 | 6.6703e-05
6282 | 3.1001e-05 | 0.00010697 | 0 | 3.4311 | 3.6037 | 3.0192 | 5.4335 | 5.9099 | 4.4187 | 0.00020535
6283 | 3.2094e-05 | 0.00011483 | 0 | 3.3657 | 3.6022 | 3.0192 | 5.2614 | 5.9055 | 4.4187 | 0.00019159
6284 | 4.2857e-05 | 0.00010711 | 0 | 3.2938 | 3.6022 | 3.0192 | 5.0771 | 5.9055 | 4.4187 | 0.00022354
6285 | 4.5657e-05 | 0.00010235 | 0 | 3.2721 | 3.6022 | 3.0192 | 5.0227 | 5.9055 | 4.4187 | 0.00021404
6286 | 3.866e-05 | 0.00010299 | 0 | 3.215 | 3.6022 | 3.0192 | 4.8812 | 5.9055 | 4.4187 | 1.4422e-05
6287 | 3.6476e-05 | 0.00010316 | 0 | 3.2396 | 3.6022 | 3.0192 | 4.9418 | 5.9055 | 4.4187 | 4.2611e-06
6288 | 3.969e-05 | 0.00010267 | 0 | 3.2065 | 3.6006 | 3.0192 | 4.8604 | 5.9011 | 4.4187 | 9.5055e-06
6289 | 4.0265e-05 | 0.00010249 | 0 | 3.2102 | 3.5991 | 3.0192 | 4.8693 | 5.8967 | 4.4187 | 1.7536e-05
6290 | 4.2126e-05 | 0.00010245 | 0 | 3.1896 | 3.5991 | 3.0192 | 4.8193 | 5.8967 | 4.4187 | 6.0639e-06
6291 | 4.4142e-05 | 0.00010093 | 0 | 3.1599 | 3.5976 | 3.0192 | 4.7475 | 5.8924 | 4.4187 | 1.0653e-05
6292 | 4.7171e-05 | 0.00010222 | 0 | 3.167 | 3.5976 | 3.0192 | 4.7646 | 5.8924 | 4.4187 | 9.3417e-06
6293 | 4.7936e-05 | 0.00010148 | 0.00021658 | 3.1693 | 3.5976 | 3.0192 | 4.7703 | 5.8924 | 4.4187 | 1.0981e-05
6294 | 6.4971e-05 | 0.00010262 | 0.0043316 | 3.18 | 3.5976 | 3.0192 | 4.7961 | 5.8924 | 4.4187 | 1.3767e-05
6295 | 4.8318e-05 | 0.00010122 | 0.015522 | 3.2533 | 3.5961 | 3.0192 | 4.9757 | 5.888 | 4.4187 | 0.0005228
6296 | 3.1483e-05 | 0.00010158 | 0.021947 | 3.3144 | 3.5961 | 3.0192 | 5.1293 | 5.888 | 4.4187 | 7.4897e-05
6297 | 1.8445e-05 | 0.00010103 | 0.040789 | 3.394 | 3.5961 | 3.0192 | 5.3353 | 5.888 | 4.4187 | 6.8669e-05
6298 | 1.4759e-05 | 9.9529e-05 | 0.047431 | 3.4676 | 3.5961 | 3.0192 | 5.5315 | 5.888 | 4.4187 | 0.00011046
6299 | 2.0291e-05 | 0.00010013 | 0.045338 | 3.5534 | 3.593 | 3.0192 | 5.7676 | 5.8793 | 4.4187 | 7.6208e-05
6300 | 2.7448e-05 | 9.9306e-05 | 0.045771 | 3.6202 | 3.593 | 3.0192 | 5.9572 | 5.8793 | 4.4187 | 0.00020994
6301 | 2.2839e-05 | 9.9427e-05 | 0.034711 | 3.653 | 3.5915 | 3.0192 | 6.0522 | 5.875 | 4.4187 | 7.7355e-05
6302 | 2.3852e-05 | 0.00010042 | 0.024618 | 3.7057 | 3.5915 | 3.0192 | 6.2077 | 5.875 | 4.4187 | 7.67e-05
6303 | 3.5341e-05 | 9.9448e-05 | 0.020936 | 3.6752 | 3.5915 | 3.0192 | 6.1172 | 5.875 | 4.4187 | 6.6539e-05
6304 | 2.1919e-05 | 0.00010075 | 0.016027 | 3.5956 | 3.5915 | 3.0192 | 5.8868 | 5.875 | 4.4187 | 5.015e-05
6305 | 1.7431e-05 | 0.00010646 | 0.0041006 | 3.4862 | 3.5915 | 3.0192 | 5.5818 | 5.875 | 4.4187 | 6.0803e-05
6306 | 1.6824e-05 | 0.00010883 | 0 | 3.4008 | 3.59 | 3.0192 | 5.3532 | 5.8706 | 4.4187 | 0.0002047
6307 | 2.142e-05 | 0.00011394 | 0 | 3.3392 | 3.5884 | 3.0192 | 5.1928 | 5.8663 | 4.4187 | 0.00022174
6308 | 3.3894e-05 | 0.00010684 | 0 | 3.2874 | 3.5884 | 3.0192 | 5.061 | 5.8663 | 4.4187 | 0.00019503
6309 | 4.3456e-05 | 0.00010414 | 0 | 3.2683 | 3.5869 | 3.0192 | 5.0132 | 5.862 | 4.4187 | 0.00019814
6310 | 3.6655e-05 | 0.00010405 | 0 | 3.2558 | 3.5869 | 3.0192 | 4.9819 | 5.862 | 4.4187 | 1.2947e-05
6311 | 3.6106e-05 | 0.00010357 | 0 | 3.2433 | 3.5869 | 3.0192 | 4.951 | 5.862 | 4.4187 | 1.2292e-05
6312 | 3.9593e-05 | 0.00010115 | 0 | 3.1848 | 3.5869 | 3.0192 | 4.8076 | 5.862 | 4.4187 | 1.1964e-05
6313 | 4.053e-05 | 0.00010225 | 0 | 3.186 | 3.5839 | 3.0192 | 4.8106 | 5.8534 | 4.4187 | 2.6714e-05
6314 | 4.3021e-05 | 0.00010065 | 0 | 3.186 | 3.5839 | 3.0192 | 4.8106 | 5.8534 | 4.4187 | 1.475e-05
6315 | 4.6214e-05 | 0.00010265 | 0 | 3.147 | 3.5839 | 3.0192 | 4.7166 | 5.8534 | 4.4187 | 1.8683e-05
6316 | 5.0874e-05 | 0.00010257 | 0 | 3.1134 | 3.5839 | 3.0192 | 4.6371 | 5.8534 | 4.4187 | 1.9831e-05
6317 | 6.755e-05 | 0.00010155 | 0.00014439 | 3.0975 | 3.5824 | 3.0192 | 4.5996 | 5.8491 | 4.4187 | 2.0322e-05
6318 | 7.0418e-05 | 0.00010259 | 0.0041006 | 3.1157 | 3.5824 | 3.0192 | 4.6425 | 5.8491 | 4.4187 | 1.4094e-05
6319 | 5.1661e-05 | 0.00010103 | 0.0086633 | 3.2273 | 3.5824 | 3.0192 | 4.9113 | 5.8491 | 4.4187 | 0.00047462
6320 | 3.1719e-05 | 0.00010121 | 0.016532 | 3.3326 | 3.5793 | 3.0192 | 5.176 | 5.8405 | 4.4187 | 0.0004938
6321 | 3.3339e-05 | 0.00010122 | 0.033209 | 3.4819 | 3.5778 | 3.0192 | 5.5701 | 5.8362 | 4.4187 | 8.3747e-05
6322 | 1.8405e-05 | 0.00010079 | 0.043533 | 3.5714 | 3.5778 | 3.0192 | 5.8181 | 5.8362 | 4.4187 | 8.4239e-05
6323 | 2.1418e-05 | 0.00010114 | 0.045843 | 3.6404 | 3.5778 | 3.0192 | 6.0157 | 5.8362 | 4.4187 | 9.948e-05
6324 | 2.3411e-05 | 0.00010107 | 0.050752 | 3.709 | 3.5778 | 3.0192 | 6.2174 | 5.8362 | 4.4187 | 6.7358e-05
6325 | 2.7658e-05 | 9.9885e-05 | 0.035014 | 3.6816 | 3.5763 | 3.0192 | 6.136 | 5.8319 | 4.4187 | 7.6372e-05
6326 | 2.4822e-05 | 9.846e-05 | 0.02599 | 3.7269 | 3.5763 | 3.0192 | 6.2712 | 5.8319 | 4.4187 | 9.0303e-05
6327 | 2.9108e-05 | 9.7766e-05 | 0.01877 | 3.7401 | 3.5733 | 3.0192 | 6.3109 | 5.8234 | 4.4187 | 0.00027107
6328 | 1.5602e-05 | 9.8134e-05 | 0.013428 | 3.7057 | 3.5733 | 3.0192 | 6.2077 | 5.8234 | 4.4187 | 0.00028009
6329 | 1.0683e-05 | 0.00010412 | 0.0036963 | 3.585 | 3.5733 | 3.0192 | 5.8566 | 5.8234 | 4.4187 | 5.3592e-05
6330 | 1.1428e-05 | 0.00010697 | 9.6258e-05 | 3.3954 | 3.5733 | 3.0192 | 5.3389 | 5.8234 | 4.4187 | 3.54e-05
6331 | 1.9742e-05 | 0.00011485 | 0 | 3.3105 | 3.5733 | 3.0192 | 5.1195 | 5.8234 | 4.4187 | 5.0969e-05
6332 | 2.7902e-05 | 0.00010667 | 0 | 3.3053 | 3.5733 | 3.0192 | 5.1063 | 5.8234 | 4.4187 | 0.00014783
6333 | 3.1818e-05 | 0.00010376 | 0 | 3.2696 | 3.5733 | 3.0192 | 5.0164 | 5.8234 | 4.4187 | 0.00013668
6334 | 2.835e-05 | 0.00010324 | 0 | 3.252 | 3.5718 | 3.0192 | 4.9726 | 5.8191 | 4.4187 | 0.00016471
6335 | 2.8493e-05 | 0.00010343 | 0 | 3.2446 | 3.5688 | 3.0192 | 4.954 | 5.8107 | 4.4187 | 2.1633e-05
6336 | 3.2926e-05 | 0.00010312 | 0 | 3.147 | 3.5688 | 3.0192 | 4.7166 | 5.8107 | 4.4187 | 3.4089e-05
6337 | 3.3802e-05 | 0.00010261 | 0 | 3.0873 | 3.5673 | 3.0192 | 4.5759 | 5.8064 | 4.4187 | 1.9667e-05
6338 | 3.7179e-05 | 0.00010203 | 0 | 3.0941 | 3.5673 | 3.0192 | 4.5917 | 5.8064 | 4.4187 | 2.5567e-05
6339 | 3.962e-05 | 0.00010229 | 0 | 3.0343 | 3.5673 | 3.0192 | 4.4532 | 5.8064 | 4.4187 | 2.7533e-05
6340 | 4.3025e-05 | 0.00010225 | 0 | 3.0191 | 3.5673 | 3.0192 | 4.4186 | 5.8064 | 4.4187 | 2.5239e-05
6341 | 5.8262e-05 | 0.00010162 | 7.2194e-05 | 3.0052 | 3.5657 | 3.0192 | 4.387 | 5.8022 | 4.4187 | 2.0158e-05
6342 | 5.1237e-05 | 0.00010136 | 0.0031765 | 3.0584 | 3.5657 | 3.0192 | 4.5086 | 5.8022 | 4.4187 | 2.6714e-05
6343 | 4.5571e-05 | 0.0001006 | 0.0093852 | 3.252 | 3.5657 | 3.0192 | 4.9726 | 5.8022 | 4.4187 | 0.00052477
6344 | 4.8924e-05 | 0.00010103 | 0.017327 | 3.3954 | 3.5642 | 3.0192 | 5.3389 | 5.798 | 4.4187 | 0.0005151
6345 | 2.765e-05 | 0.00010178 | 0.0283 | 3.5534 | 3.5627 | 3.0192 | 5.7676 | 5.7937 | 4.4187 | 9.1614e-05
6346 | 1.2669e-05 | 0.00010142 | 0.03718 | 3.6656 | 3.5627 | 3.0192 | 6.0892 | 5.7937 | 4.4187 | 5.6378e-05
6347 | 2.4764e-05 | 0.0001013 | 0.040862 | 3.7835 | 3.5627 | 3.0192 | 6.4435 | 5.7937 | 4.4187 | 7.5389e-05
6348 | 2.501e-05 | 0.00010063 | 0.028517 | 3.8176 | 3.5627 | 3.0192 | 6.5494 | 5.7937 | 4.4187 | 8.9811e-05
6349 | 3.4642e-05 | 0.00010134 | 0.026639 | 3.8823 | 3.5612 | 3.0192 | 6.7547 | 5.7895 | 4.4187 | 7.8503e-05
6350 | 2.001e-05 | 0.00010229 | 0.029166 | 3.8805 | 3.5612 | 3.0192 | 6.749 | 5.7895 | 4.4187 | 8.1453e-05
6351 | 1.9387e-05 | 9.5598e-05 | 0.018987 | 3.9164 | 3.5612 | 3.0192 | 6.8652 | 5.7895 | 4.4187 | 0.00025944
6352 | 1.3001e-05 | 9.614e-05 | 0.0066418 | 3.847 | 3.5612 | 3.0192 | 6.6422 | 5.7895 | 4.4187 | 0.00025386
6353 | 1.2485e-05 | 0.00010312 | 0.0021658 | 3.6896 | 3.5612 | 3.0192 | 6.1598 | 5.7895 | 4.4187 | 5.1461e-05
6354 | 2.3132e-05 | 0.00010658 | 0 | 3.4719 | 3.5612 | 3.0192 | 5.543 | 5.7895 | 4.4187 | 3.9005e-05
6355 | 1.957e-05 | 0.00011575 | 0 | 3.3684 | 3.5597 | 3.0192 | 5.2683 | 5.7853 | 4.4187 | 4.6708e-05
6356 | 2.954e-05 | 0.00010651 | 0 | 3.2963 | 3.5583 | 3.0192 | 5.0836 | 5.7811 | 4.4187 | 0.00016602
6357 | 3.2702e-05 | 0.00010288 | 0 | 3.2433 | 3.5568 | 3.0192 | 4.951 | 5.7769 | 4.4187 | 0.00012062
6358 | 2.874e-05 | 0.00010287 | 0 | 3.2236 | 3.5568 | 3.0192 | 4.9022 | 5.7769 | 4.4187 | 0.00017208
6359 | 2.6717e-05 | 0.00010277 | 0 | 3.186 | 3.5568 | 3.0192 | 4.8106 | 5.7769 | 4.4187 | 1.8847e-05
6360 | 3.0977e-05 | 0.00010303 | 0 | 3.1646 | 3.5568 | 3.0192 | 4.7589 | 5.7769 | 4.4187 | 1.0653e-05
6361 | 3.29e-05 | 0.00010258 | 0 | 3.1458 | 3.5568 | 3.0192 | 4.7138 | 5.7769 | 4.4187 | 5.7361e-06
6362 | 3.5357e-05 | 0.0001023 | 0 | 3.1134 | 3.5568 | 3.0192 | 4.6371 | 5.7769 | 4.4187 | 7.5389e-06
6363 | 3.824e-05 | 0.00010293 | 0 | 3.0986 | 3.5568 | 3.0192 | 4.6023 | 5.7769 | 4.4187 | 8.1944e-06
6364 | 3.9626e-05 | 0.00010276 | 0 | 3.0772 | 3.5538 | 3.0192 | 4.5523 | 5.7685 | 4.4187 | 2.0322e-05
6365 | 4.1165e-05 | 0.00010291 | 7.2194e-05 | 3.0573 | 3.5538 | 3.0192 | 4.506 | 5.7685 | 4.4187 | 9.0139e-06
6366 | 4.9777e-05 | 0.00010287 | 0.0034653 | 3.102 | 3.5538 | 3.0192 | 4.6103 | 5.7685 | 4.4187 | 1.0653e-05
6367 | 4.0357e-05 | 0.0001016 | 0.012201 | 3.2533 | 3.5538 | 3.0192 | 4.9757 | 5.7685 | 4.4187 | 0.00051969
6368 | 3.6618e-05 | 0.00010226 | 0.022091 | 3.3617 | 3.5538 | 3.0192 | 5.251 | 5.7685 | 4.4187 | 7.5553e-05
6369 | 2.2273e-05 | 0.00010142 | 0.037396 | 3.4733 | 3.5538 | 3.0192 | 5.5469 | 5.7685 | 4.4187 | 5.5886e-05
6370 | 1.9286e-05 | 9.9204e-05 | 0.045121 | 3.5911 | 3.5523 | 3.0192 | 5.8738 | 5.7644 | 4.4187 | 7.4405e-05
6371 | 2.2184e-05 | 9.8764e-05 | 0.044688 | 3.6467 | 3.5523 | 3.0192 | 6.0339 | 5.7644 | 4.4187 | 6.4408e-05
6372 | 2.1233e-05 | 0.00010018 | 0.042667 | 3.722 | 3.5538 | 3.0192 | 6.2564 | 5.7685 | 4.4187 | 0.0001398
6373 | 2.0309e-05 | 0.00010019 | 0.031476 | 3.77 | 3.5523 | 3.0192 | 6.4021 | 5.7644 | 4.4187 | 6.5719e-05
6374 | 1.7006e-05 | 9.997e-05 | 0.021008 | 3.7869 | 3.5523 | 3.0192 | 6.454 | 5.7644 | 4.4187 | 9.0467e-05
6375 | 1.6588e-05 | 9.808e-05 | 0.020286 | 3.8159 | 3.5508 | 3.0192 | 6.544 | 5.7602 | 4.4187 | 7.6372e-05
6376 | 1.9855e-05 | 9.8929e-05 | 0.01054 | 3.7467 | 3.5508 | 3.0192 | 6.331 | 5.7602 | 4.4187 | 4.933e-05
6377 | 3.2896e-05 | 0.00010529 | 0.0021658 | 3.5654 | 3.5508 | 3.0192 | 5.8012 | 5.7602 | 4.4187 | 6.8014e-05
6378 | 2.1493e-05 | 0.00010791 | 0 | 3.4063 | 3.5508 | 3.0192 | 5.3676 | 5.7602 | 4.4187 | 0.00022994
6379 | 2.486e-05 | 0.0001148 | 0 | 3.3144 | 3.5508 | 3.0192 | 5.1293 | 5.7602 | 4.4187 | 0.00023108
6380 | 5.5144e-05 | 0.00010749 | 0 | 3.2421 | 3.5508 | 3.0192 | 4.9479 | 5.7602 | 4.4187 | 0.00021879
6381 | 4.287e-05 | 0.00010585 | 0 | 3.2175 | 3.5508 | 3.0192 | 4.8872 | 5.7602 | 4.4187 | 0.00021207
6382 | 4.0109e-05 | 0.00010398 | 0 | 3.1908 | 3.5508 | 3.0192 | 4.8222 | 5.7602 | 4.4187 | 1.4422e-05
6383 | 4.093e-05 | 0.00010385 | 0 | 3.18 | 3.5493 | 3.0192 | 4.7961 | 5.756 | 4.4187 | 1.0489e-05
6384 | 4.3808e-05 | 0.00010385 | 0 | 3.1587 | 3.5493 | 3.0192 | 4.7447 | 5.756 | 4.4187 | 7.0472e-06
6385 | 4.3666e-05 | 0.0001038 | 0 | 3.1318 | 3.5493 | 3.0192 | 4.6806 | 5.756 | 4.4187 | 8.3583e-06
6386 | 4.4855e-05 | 0.00010332 | 0 | 3.1123 | 3.5478 | 3.0192 | 4.6344 | 5.7519 | 4.4187 | 8.1944e-06
6387 | 4.6573e-05 | 0.00010296 | 0 | 3.0975 | 3.5478 | 3.0192 | 4.5996 | 5.7519 | 4.4187 | 7.5389e-06
6388 | 4.8019e-05 | 0.00010289 | 0 | 3.0683 | 3.5478 | 3.0192 | 4.5316 | 5.7519 | 4.4187 | 6.3917e-06
6389 | 5.1697e-05 | 0.00010271 | 0 | 3.0706 | 3.5478 | 3.0192 | 4.5368 | 5.7519 | 4.4187 | 1.3111e-05
6390 | 6.7448e-05 | 0.00010267 | 0.002599 | 3.1307 | 3.5463 | 3.0192 | 4.6779 | 5.7477 | 4.4187 | 1.0981e-05
6391 | 5.243e-05 | 0.00010148 | 0.0072194 | 3.2734 | 3.5463 | 3.0192 | 5.0259 | 5.7477 | 4.4187 | 0.00057148
6392 | 2.8801e-05 | 0.0001012 | 0.01711 | 3.4159 | 3.5463 | 3.0192 | 5.393 | 5.7477 | 4.4187 | 8.0961e-05
6393 | 2.5329e-05 | 0.00010024 | 0.027939 | 3.5297 | 3.5463 | 3.0192 | 5.7016 | 5.7477 | 4.4187 | 7.7519e-05
6394 | 1.6778e-05 | 9.3135e-05 | 0.03422 | 3.6625 | 3.5463 | 3.0192 | 6.0799 | 5.7477 | 4.4187 | 7.7192e-05
6395 | 2.089e-05 | 9.8001e-05 | 0.037757 | 3.765 | 3.5463 | 3.0192 | 6.3867 | 5.7477 | 4.4187 | 8.2272e-05
6396 | 2.569e-05 | 0.00010564 | 0.03679 | 3.8699 | 3.5448 | 3.0192 | 6.7149 | 5.7436 | 4.4187 | 0.00018929
6397 | 3.0438e-05 | 0.0001052 | 0.028083 | 3.8646 | 3.5434 | 3.0192 | 6.698 | 5.7394 | 4.4187 | 8.768e-05
6398 | 3.1142e-05 | 0.00010631 | 0.025845 | 3.8628 | 3.5434 | 3.0192 | 6.6923 | 5.7394 | 4.4187 | 7.5061e-05
6399 | 2.5773e-05 | 0.00010393 | 0.016099 | 3.8558 | 3.5434 | 3.0192 | 6.6699 | 5.7394 | 4.4187 | 8.555e-05
6400 | 3.7283e-05 | 0.00010345 | 0.0079702 | 3.7818 | 3.5434 | 3.0192 | 6.4383 | 5.7394 | 4.4187 | 7.1783e-05
6401 | 3.7654e-05 | 0.0001082 | 0.0026952 | 3.6033 | 3.5419 | 3.0192 | 5.9087 | 5.7353 | 4.4187 | 7.2767e-05
6402 | 2.3074e-05 | 0.00011033 | 0 | 3.5122 | 3.5419 | 3.0192 | 5.6531 | 5.7353 | 4.4187 | 0.0001988
6403 | 2.9842e-05 | 0.00010957 | 0 | 3.4437 | 3.5419 | 3.0192 | 5.467 | 5.7353 | 4.4187 | 0.00020568
6404 | 4.2439e-05 | 0.00011225 | 0 | 3.3832 | 3.5419 | 3.0192 | 5.3069 | 5.7353 | 4.4187 | 0.00024878
6405 | 4.6983e-05 | 0.00010585 | 0 | 3.3564 | 3.5419 | 3.0192 | 5.2372 | 5.7353 | 4.4187 | 0.00022649
6406 | 3.9484e-05 | 0.00010512 | 0 | 3.317 | 3.5419 | 3.0192 | 5.136 | 5.7353 | 4.4187 | 1.4586e-05
6407 | 3.662e-05 | 0.0001085 | 0 | 3.2608 | 3.5404 | 3.0192 | 4.9944 | 5.7312 | 4.4187 | 1.2947e-05
6408 | 3.9903e-05 | 0.00010638 | 0 | 3.2297 | 3.5404 | 3.0192 | 4.9174 | 5.7312 | 4.4187 | 8.3583e-06
6409 | 3.9765e-05 | 0.00010589 | 0 | 3.2211 | 3.5389 | 3.0192 | 4.8962 | 5.7271 | 4.4187 | 1.3275e-05
6410 | 4.0828e-05 | 0.00010294 | 0 | 3.2471 | 3.5374 | 3.0192 | 4.9602 | 5.7229 | 4.4187 | 6.7194e-06
6411 | 4.3145e-05 | 0.00010379 | 0 | 3.2236 | 3.5374 | 3.0192 | 4.9022 | 5.7229 | 4.4187 | 1.0489e-05
6412 | 4.7696e-05 | 0.0001037 | 5.7755e-05 | 3.2199 | 3.5374 | 3.0192 | 4.8932 | 5.7229 | 4.4187 | 1.2292e-05
6413 | 5.5196e-05 | 0.00010047 | 0 | 3.198 | 3.5374 | 3.0192 | 4.8398 | 5.7229 | 4.4187 | 8.85e-06
6414 | 6.3682e-05 | 0.00010057 | 0.002238 | 3.2126 | 3.5374 | 3.0192 | 4.8753 | 5.7229 | 4.4187 | 2.0486e-05
6415 | 6.2056e-05 | 0.00010196 | 0.0079124 | 3.2848 | 3.5374 | 3.0192 | 5.0545 | 5.7229 | 4.4187 | 0.00056066
6416 | 4.8228e-05 | 0.00010221 | 0.019637 | 3.3738 | 3.5359 | 3.0192 | 5.2823 | 5.7188 | 4.4187 | 7.3914e-05
6417 | 4.1992e-05 | 0.0001008 | 0.029383 | 3.4521 | 3.5345 | 3.0192 | 5.4896 | 5.7147 | 4.4187 | 7.1455e-05
6418 | 2.8598e-05 | 9.7821e-05 | 0.034581 | 3.5297 | 3.5345 | 3.0192 | 5.7016 | 5.7147 | 4.4187 | 7.6208e-05
6419 | 3.7229e-05 | 9.9931e-05 | 0.038551 | 3.5684 | 3.5345 | 3.0192 | 5.8096 | 5.7147 | 4.4187 | 7.1947e-05
6420 | 3.5099e-05 | 0.00010207 | 0.035952 | 3.6404 | 3.5345 | 3.0192 | 6.0157 | 5.7147 | 4.4187 | 0.00015766
6421 | 3.683e-05 | 0.00010316 | 0.039418 | 3.6514 | 3.5345 | 3.0192 | 6.0476 | 5.7147 | 4.4187 | 9.1286e-05
6422 | 5.1401e-05 | 0.00010427 | 0.029022 | 3.642 | 3.5345 | 3.0192 | 6.0202 | 5.7147 | 4.4187 | 8.2108e-05
6423 | 4.0541e-05 | 0.00010172 | 0.022669 | 3.6358 | 3.533 | 3.0192 | 6.0021 | 5.7106 | 4.4187 | 6.2278e-05
6424 | 2.658e-05 | 0.00010149 | 0.011551 | 3.6187 | 3.5345 | 3.0192 | 5.9528 | 5.7147 | 4.4187 | 6.8178e-05
6425 | 2.7482e-05 | 0.00010667 | 0.0023824 | 3.4962 | 3.5345 | 3.0192 | 5.6093 | 5.7147 | 4.4187 | 7.08e-05
6426 | 3.1567e-05 | 0.00010912 | 0 | 3.3981 | 3.5345 | 3.0192 | 5.346 | 5.7147 | 4.4187 | 0.00022027
6427 | 4.1523e-05 | 0.00011292 | 0 | 3.3511 | 3.5345 | 3.0192 | 5.2234 | 5.7147 | 4.4187 | 0.00021486
6428 | 5.9529e-05 | 0.00010751 | 7.2194e-05 | 3.3053 | 3.5345 | 3.0192 | 5.1063 | 5.7147 | 4.4187 | 0.00022781
6429 | 7.2528e-05 | 0.0001063 | 0 | 3.2874 | 3.5345 | 3.0192 | 5.061 | 5.7147 | 4.4187 | 0.0002224
6430 | 7.2198e-05 | 0.00010484 | 5.7755e-05 | 3.2446 | 3.533 | 3.0192 | 4.954 | 5.7106 | 4.4187 | 8.3583e-06
6431 | 7.6501e-05 | 0.00010434 | 0 | 3.2396 | 3.5315 | 3.0192 | 4.9418 | 5.7065 | 4.4187 | 2.7861e-06
6432 | 0.00019329 | 9.9611e-05 | 0 | 3.2384 | 3.5315 | 3.0192 | 4.9387 | 5.7065 | 4.4187 | 6.5555e-06
6433 | 0.0001962 | 0.00010405 | 0 | 3.198 | 3.5315 | 3.0192 | 4.8398 | 5.7065 | 4.4187 | 4.0972e-06
6434 | 0.00020275 | 0.00010326 | 0 | 3.1956 | 3.5315 | 3.0192 | 4.8339 | 5.7065 | 4.4187 | 1.2128e-05
6435 | 0.00020798 | 0.00010367 | 0 | 3.167 | 3.5315 | 3.0192 | 4.7646 | 5.7065 | 4.4187 | 1.3767e-05
6436 | 0.0002104 | 0.00010327 | 0 | 3.1575 | 3.5315 | 3.0192 | 4.7419 | 5.7065 | 4.4187 | 7.375e-06
6437 | 0.00019919 | 0.00010303 | 0 | 3.1481 | 3.53 | 3.0192 | 4.7194 | 5.7024 | 4.4187 | 8.5222e-06
6438 | 0.00018735 | 0.00010296 | 0.0031188 | 3.1658 | 3.53 | 3.0192 | 4.7617 | 5.7024 | 4.4187 | 1.3767e-05
6439 | 0.00016179 | 0.00010035 | 0.0082301 | 3.2608 | 3.53 | 3.0192 | 4.9944 | 5.7024 | 4.4187 | 0.0004933
6440 | 0.00010041 | 0.00010046 | 0.018337 | 3.359 | 3.53 | 3.0192 | 5.2441 | 5.7024 | 4.4187 | 7.4242e-05
6441 | 7.7803e-05 | 0.00010187 | 0.034292 | 3.4606 | 3.5286 | 3.0192 | 5.5124 | 5.6984 | 4.4187 | 8.8008e-05
6442 | 6.2804e-05 | 0.00010156 | 0.03422 | 3.5239 | 3.5286 | 3.0192 | 5.6853 | 5.6984 | 4.4187 | 6.5555e-05
6443 | 6.4358e-05 | 0.00010251 | 0.037035 | 3.5926 | 3.5286 | 3.0192 | 5.8782 | 5.6984 | 4.4187 | 7.9158e-05
6444 | 9.7139e-05 | 0.00010273 | 0.0431 | 3.6467 | 3.5271 | 3.0192 | 6.0339 | 5.6943 | 4.4187 | 0.00016405
6445 | 7.0165e-05 | 0.00010207 | 0.039346 | 3.6993 | 3.5271 | 3.0192 | 6.1884 | 5.6943 | 4.4187 | 8.5714e-05
6446 | 6.6601e-05 | 0.0001045 | 0.037396 | 3.696 | 3.5271 | 3.0192 | 6.1788 | 5.6943 | 4.4187 | 0.00010063
6447 | 5.8934e-05 | 0.00010247 | 0.029527 | 3.6848 | 3.5271 | 3.0192 | 6.1455 | 5.6943 | 4.4187 | 9.7514e-05
6448 | 5.5853e-05 | 0.00010235 | 0.011479 | 3.6342 | 3.5271 | 3.0192 | 5.9976 | 5.6943 | 4.4187 | 7.4569e-05
6449 | 5.3409e-05 | 0.0001078 | 0.0020214 | 3.5093 | 3.5271 | 3.0192 | 5.6451 | 5.6943 | 4.4187 | 7.6044e-05
6450 | 5.245e-05 | 0.00011034 | 0 | 3.3995 | 3.5271 | 3.0192 | 5.3496 | 5.6943 | 4.4187 | 0.00024206
6451 | 7.3419e-05 | 0.00011125 | 0 | 3.3405 | 3.5256 | 3.0192 | 5.1962 | 5.6902 | 4.4187 | 0.00023403
6452 | 9.2863e-05 | 0.00011372 | 0 | 3.3079 | 3.5256 | 3.0192 | 5.1129 | 5.6902 | 4.4187 | 0.00021797
6453 | 0.00010049 | 0.00010629 | 0 | 3.2696 | 3.5256 | 3.0192 | 5.0164 | 5.6902 | 4.4187 | 0.00022223
6454 | 0.0001102 | 0.00010446 | 0 | 3.226 | 3.5256 | 3.0192 | 4.9083 | 5.6902 | 4.4187 | 1.0325e-05
6455 | 0.00012147 | 0.00010458 | 0 | 3.231 | 3.5256 | 3.0192 | 4.9204 | 5.6902 | 4.4187 | 8.0305e-06
6456 | 0.00013654 | 0.00010492 | 0 | 3.1944 | 3.5256 | 3.0192 | 4.831 | 5.6902 | 4.4187 | 1.1964e-05
6457 | 0.00014664 | 0.00010468 | 0 | 3.1717 | 3.5242 | 3.0192 | 4.776 | 5.6861 | 4.4187 | 2.2125e-05
6458 | 0.00015717 | 0.00010481 | 0 | 3.1376 | 3.5227 | 3.0192 | 4.6944 | 5.6821 | 4.4187 | 1.1964e-05
6459 | 0.00015539 | 0.00010425 | 0 | 3.1493 | 3.5227 | 3.0192 | 4.7222 | 5.6821 | 4.4187 | 7.7028e-06
6460 | 0.00017001 | 0.00010442 | 0 | 3.1388 | 3.5227 | 3.0192 | 4.6972 | 5.6821 | 4.4187 | 8.6861e-06
6461 | 0.00018378 | 0.00010106 | 0 | 3.118 | 3.5227 | 3.0192 | 4.6479 | 5.6821 | 4.4187 | 1.2128e-05
6462 | 0.00019524 | 0.00010322 | 0.002599 | 3.118 | 3.5227 | 3.0192 | 4.6479 | 5.6821 | 4.4187 | 1.5406e-05
6463 | 0.00015285 | 0.00010214 | 0.0080279 | 3.2224 | 3.5212 | 3.0192 | 4.8992 | 5.678 | 4.4187 | 0.00055099
6464 | 0.00010325 | 0.00010143 | 0.01581 | 3.3053 | 3.5212 | 3.0192 | 5.1063 | 5.678 | 4.4187 | 6.3261e-05
6465 | 9.4072e-05 | 0.00010261 | 0.030394 | 3.4214 | 3.5212 | 3.0192 | 5.4077 | 5.678 | 4.4187 | 5.9e-05
6466 | 6.2616e-05 | 9.4981e-05 | 0.036674 | 3.5107 | 3.5212 | 3.0192 | 5.6491 | 5.678 | 4.4187 | 5.6869e-05
6467 | 5.7323e-05 | 0.00010206 | 0.045193 | 3.582 | 3.5198 | 3.0192 | 5.848 | 5.674 | 4.4187 | 7.1947e-05
6468 | 6.166e-05 | 0.00010819 | 0.040068 | 3.5972 | 3.5183 | 3.0192 | 5.8912 | 5.6699 | 4.4187 | 0.00022272
6469 | 6.5868e-05 | 0.00010592 | 0.033498 | 3.6816 | 3.5183 | 3.0192 | 6.136 | 5.6699 | 4.4187 | 6.9489e-05
6470 | 5.7815e-05 | 0.00010656 | 0.022452 | 3.68 | 3.5183 | 3.0192 | 6.1313 | 5.6699 | 4.4187 | 6.4244e-05
6471 | 4.9725e-05 | 0.00010428 | 0.020936 | 3.6358 | 3.5183 | 3.0192 | 6.0021 | 5.6699 | 4.4187 | 7.6208e-05
6472 | 6.3764e-05 | 0.00010376 | 0.01119 | 3.6033 | 3.5183 | 3.0192 | 5.9087 | 5.6699 | 4.4187 | 7.5225e-05
6473 | 5.2262e-05 | 0.00010853 | 0.0028878 | 3.4705 | 3.5183 | 3.0192 | 5.5392 | 5.6699 | 4.4187 | 8.0961e-05
6474 | 5.6846e-05 | 0.00011067 | 0 | 3.3392 | 3.5183 | 3.0192 | 5.1928 | 5.6699 | 4.4187 | 0.00019585
6475 | 6.6397e-05 | 0.00011069 | 0 | 3.3118 | 3.5183 | 3.0192 | 5.1227 | 5.6699 | 4.4187 | 0.0002124
6476 | 8.7095e-05 | 0.0001123 | 0 | 3.2759 | 3.5168 | 3.0192 | 5.0322 | 5.6659 | 4.4187 | 0.00023043
6477 | 9.9181e-05 | 0.00010413 | 0 | 3.2696 | 3.5168 | 3.0192 | 5.0164 | 5.6659 | 4.4187 | 0.00020453
6478 | 9.0547e-05 | 0.00010594 | 0 | 3.2483 | 3.5168 | 3.0192 | 4.9633 | 5.6659 | 4.4187 | 8.5222e-06
6479 | 9.6349e-05 | 0.00011099 | 0 | 3.2408 | 3.5154 | 3.0192 | 4.9448 | 5.6619 | 4.4187 | 1.0489e-05
6480 | 0.00010856 | 0.00010661 | 0 | 3.2359 | 3.5139 | 3.0192 | 4.9326 | 5.6579 | 4.4187 | 2.2453e-05
6481 | 0.00010674 | 0.00010504 | 0 | 3.2065 | 3.5125 | 3.0192 | 4.8604 | 5.6538 | 4.4187 | 1.9994e-05
6482 | 0.00011244 | 0.00010552 | 0 | 3.2005 | 3.5139 | 3.0192 | 4.8456 | 5.6579 | 4.4187 | 1.9994e-05
6483 | 0.00013052 | 0.00010497 | 0 | 3.167 | 3.5139 | 3.0192 | 4.7646 | 5.6579 | 4.4187 | 1.8847e-05
6484 | 0.00015736 | 0.00010335 | 0 | 3.1717 | 3.5139 | 3.0192 | 4.776 | 5.6579 | 4.4187 | 2.0322e-05
6485 | 0.00015899 | 0.00010479 | 0 | 3.1505 | 3.5125 | 3.0192 | 4.725 | 5.6538 | 4.4187 | 1.5242e-05
6486 | 0.00016759 | 0.00010465 | 0.0020936 | 3.154 | 3.5125 | 3.0192 | 4.7334 | 5.6538 | 4.4187 | 1.9503e-05
6487 | 0.00012316 | 0.000103 | 0.0098184 | 3.2384 | 3.5125 | 3.0192 | 4.9387 | 5.6538 | 4.4187 | 0.00051609
6488 | 0.00010978 | 0.00010321 | 0.019565 | 3.3274 | 3.5125 | 3.0192 | 5.1626 | 5.6538 | 4.4187 | 0.00051887
6489 | 8.8658e-05 | 0.00010452 | 0.033931 | 3.4187 | 3.511 | 3.0192 | 5.4004 | 5.6498 | 4.4187 | 7.588e-05
6490 | 7.1358e-05 | 0.00010443 | 0.037757 | 3.4733 | 3.511 | 3.0192 | 5.5469 | 5.6498 | 4.4187 | 8.0797e-05
6491 | 7.0172e-05 | 0.00010462 | 0.045265 | 3.5209 | 3.511 | 3.0192 | 5.6772 | 5.6498 | 4.4187 | 8.3255e-05
6492 | 7.0622e-05 | 0.00010483 | 0.038335 | 3.5534 | 3.5095 | 3.0192 | 5.7676 | 5.6458 | 4.4187 | 8.8336e-05
6493 | 6.9118e-05 | 0.00010494 | 0.040068 | 3.5926 | 3.5081 | 3.0192 | 5.8782 | 5.6418 | 4.4187 | 6.1622e-05
6494 | 7.3689e-05 | 0.00010445 | 0.033281 | 3.6187 | 3.5081 | 3.0192 | 5.9528 | 5.6418 | 4.4187 | 9.1286e-05
6495 | 5.7668e-05 | 0.00010182 | 0.02996 | 3.6018 | 3.5081 | 3.0192 | 5.9043 | 5.6418 | 4.4187 | 0.00025337
6496 | 5.2014e-05 | 9.6301e-05 | 0.013067 | 3.5519 | 3.5081 | 3.0192 | 5.7634 | 5.6418 | 4.4187 | 0.00027582
6497 | 5.1319e-05 | 0.0001032 | 0.0026712 | 3.4648 | 3.5066 | 3.0192 | 5.5238 | 5.6378 | 4.4187 | 2.2617e-05
6498 | 5.126e-05 | 0.0001071 | 0 | 3.3791 | 3.5066 | 3.0192 | 5.2963 | 5.6378 | 4.4187 | 4.7692e-05
6499 | 8.6361e-05 | 0.0001148 | 0 | 3.3196 | 3.5066 | 3.0192 | 5.1426 | 5.6378 | 4.4187 | 2.8025e-05
6500 | 0.00013209 | 0.0001073 | 0 | 3.2861 | 3.5052 | 3.0192 | 5.0578 | 5.6338 | 4.4187 | 0.00017798
6501 | 0.00013958 | 0.00010493 | 0 | 3.2785 | 3.5052 | 3.0192 | 5.0386 | 5.6338 | 4.4187 | 0.00014619
6502 | 0.00015627 | 0.00010445 | 0 | 3.2285 | 3.5066 | 3.0192 | 4.9143 | 5.6378 | 4.4187 | 0.00016766
6503 | 0.00015976 | 0.00010353 | 0 | 3.1968 | 3.5052 | 3.0192 | 4.8368 | 5.6338 | 4.4187 | 2.3272e-05
6504 | 0.00016746 | 0.00010425 | 0 | 3.1908 | 3.5052 | 3.0192 | 4.8222 | 5.6338 | 4.4187 | 2.36e-05
6505 | 0.00017897 | 0.00010343 | 0 | 3.1812 | 3.5052 | 3.0192 | 4.799 | 5.6338 | 4.4187 | 2.2453e-05
6506 | 0.00020118 | 0.00010152 | 0 | 3.1812 | 3.5037 | 3.0192 | 4.799 | 5.6299 | 4.4187 | 2.9992e-05
6507 | 0.00020879 | 0.00010349 | 0 | 3.1203 | 3.5023 | 3.0192 | 4.6533 | 5.6259 | 4.4187 | 1.7864e-05
6508 | 0.00021646 | 9.7293e-05 | 0 | 3.1077 | 3.5023 | 3.0192 | 4.6236 | 5.6259 | 4.4187 | 1.8519e-05
6509 | 0.00022312 | 0.00010293 | 0 | 3.1066 | 3.5023 | 3.0192 | 4.6209 | 5.6259 | 4.4187 | 1.9831e-05
6510 | 0.00024602 | 0.00010361 | 0.002599 | 3.1134 | 3.5023 | 3.0192 | 4.6371 | 5.6259 | 4.4187 | 2.8189e-05
6511 | 0.0002172 | 0.000102 | 0.0077969 | 3.1944 | 3.5008 | 3.0192 | 4.831 | 5.6219 | 4.4187 | 0.00051379
6512 | 0.00016815 | 0.00010264 | 0.016316 | 3.2421 | 3.5008 | 3.0192 | 4.9479 | 5.6219 | 4.4187 | 0.00054116
6513 | 0.0001241 | 0.00010238 | 0.028878 | 3.3144 | 3.5008 | 3.0192 | 5.1293 | 5.6219 | 4.4187 | 6.3097e-05
6514 | 0.00010949 | 0.00010223 | 0.035231 | 3.3886 | 3.4994 | 3.0192 | 5.3211 | 5.6179 | 4.4187 | 8.0797e-05
6515 | 9.1487e-05 | 0.00010181 | 0.030755 | 3.4367 | 3.4979 | 3.0192 | 5.4483 | 5.614 | 4.4187 | 0.00010096
6516 | 8.4644e-05 | 0.00010191 | 0.03422 | 3.4733 | 3.4979 | 3.0192 | 5.5469 | 5.614 | 4.4187 | 6.8997e-05
6517 | 8.9409e-05 | 9.9228e-05 | 0.032848 | 3.5312 | 3.4979 | 3.0192 | 5.7057 | 5.614 | 4.4187 | 6.7522e-05
6518 | 6.7249e-05 | 9.9571e-05 | 0.02072 | 3.5327 | 3.4979 | 3.0192 | 5.7098 | 5.614 | 4.4187 | 9.9317e-05
6519 | 6.0074e-05 | 0.00010022 | 0.016171 | 3.5283 | 3.4965 | 3.0192 | 5.6975 | 5.61 | 4.4187 | 0.00026976
6520 | 5.5303e-05 | 0.00010159 | 0.010468 | 3.4891 | 3.4951 | 3.0192 | 5.5897 | 5.6061 | 4.4187 | 0.00027943
6521 | 5.2529e-05 | 0.00010747 | 0.0017327 | 3.3053 | 3.4979 | 3.0192 | 5.1063 | 5.614 | 4.4187 | 3.753e-05
6522 | 5.2133e-05 | 0.00011024 | 0 | 3.2211 | 3.4979 | 3.0192 | 4.8962 | 5.614 | 4.4187 | 4.638e-05
6523 | 7.6768e-05 | 0.00011126 | 0 | 3.1658 | 3.4965 | 3.0192 | 4.7617 | 5.61 | 4.4187 | 4.1792e-05
6524 | 9.659e-05 | 0.00011256 | 0 | 3.1226 | 3.4951 | 3.0192 | 4.6588 | 5.6061 | 4.4187 | 0.00015864
6525 | 0.00012021 | 0.00010552 | 0 | 3.1169 | 3.4951 | 3.0192 | 4.6452 | 5.6061 | 4.4187 | 0.00017405
6526 | 0.00013078 | 0.00010498 | 0 | 3.0975 | 3.4951 | 3.0192 | 4.5996 | 5.6061 | 4.4187 | 0.00013963
6527 | 0.0001462 | 0.00010473 | 0 | 3.0728 | 3.4951 | 3.0192 | 4.542 | 5.6061 | 4.4187 | 2.6222e-05
6528 | 0.00016119 | 0.00010463 | 0 | 3.0896 | 3.4936 | 3.0192 | 4.5811 | 5.6021 | 4.4187 | 1.1472e-05
6529 | 0.00017444 | 0.00010425 | 0 | 3.0496 | 3.4936 | 3.0192 | 4.4883 | 5.6021 | 4.4187 | 9.0139e-06
6530 | 0.00018004 | 0.0001037 | 0 | 3.0784 | 3.4922 | 3.0192 | 4.5549 | 5.5982 | 4.4187 | 1.6389e-05
6531 | 0.00019267 | 0.00010356 | 0 | 3.0728 | 3.4922 | 3.0192 | 4.542 | 5.5982 | 4.4187 | 1.8683e-05
6532 | 0.00020986 | 0.00010333 | 0 | 3.0772 | 3.4907 | 3.0192 | 4.5523 | 5.5942 | 4.4187 | 1.0489e-05
6533 | 0.00023146 | 9.9916e-05 | 0 | 3.0806 | 3.4907 | 3.0192 | 4.5602 | 5.5942 | 4.4187 | 1.0981e-05
6534 | 0.00023229 | 0.0001032 | 0.002238 | 3.0851 | 3.4893 | 3.0192 | 4.5706 | 5.5903 | 4.4187 | 2.2944e-06
6535 | 0.00020998 | 0.00010248 | 0.0085189 | 3.1681 | 3.4893 | 3.0192 | 4.7674 | 5.5903 | 4.4187 | 0.00053444
6536 | 0.00014477 | 0.00010276 | 0.022813 | 3.2508 | 3.4893 | 3.0192 | 4.9695 | 5.5903 | 4.4187 | 6.49e-05
6537 | 0.00011109 | 0.00010217 | 0.045121 | 3.3274 | 3.4893 | 3.0192 | 5.1626 | 5.5903 | 4.4187 | 8.4567e-05
6538 | 7.1396e-05 | 0.00010142 | 0.050175 | 3.4159 | 3.4879 | 3.0192 | 5.393 | 5.5864 | 4.4187 | 7.9486e-05
6539 | 5.7466e-05 | 0.00010196 | 0.044977 | 3.4891 | 3.4864 | 3.0192 | 5.5897 | 5.5825 | 4.4187 | 8.5222e-05
6540 | 4.8534e-05 | 0.00010179 | 0.050536 | 3.5684 | 3.4864 | 3.0192 | 5.8096 | 5.5825 | 4.4187 | 0.00018552
6541 | 4.7561e-05 | 0.00010051 | 0.048586 | 3.5972 | 3.485 | 3.0192 | 5.8912 | 5.5786 | 4.4187 | 9.1286e-05
6542 | 3.6402e-05 | 0.00010197 | 0.038912 | 3.6218 | 3.485 | 3.0192 | 5.9617 | 5.5786 | 4.4187 | 7.4242e-05
6543 | 3.7198e-05 | 0.00010154 | 0.026928 | 3.5987 | 3.485 | 3.0192 | 5.8956 | 5.5786 | 4.4187 | 8.0797e-05
6544 | 3.5705e-05 | 0.00010135 | 0.01249 | 3.5371 | 3.485 | 3.0192 | 5.7221 | 5.5786 | 4.4187 | 9.358e-05
6545 | 4.1124e-05 | 0.00010604 | 0.0022524 | 3.3564 | 3.485 | 3.0192 | 5.2372 | 5.5786 | 4.4187 | 6.9817e-05
6546 | 4.0962e-05 | 0.00010805 | 0 | 3.2785 | 3.4821 | 3.0192 | 5.0386 | 5.5708 | 4.4187 | 0.00021551
6547 | 6.0588e-05 | 0.00011639 | 0 | 3.192 | 3.4821 | 3.0192 | 4.8251 | 5.5708 | 4.4187 | 0.00020879
6548 | 0.00010603 | 0.00010768 | 0 | 3.1599 | 3.4821 | 3.0192 | 4.7475 | 5.5708 | 4.4187 | 0.00022895
6549 | 0.00012829 | 0.00010533 | 0 | 3.1342 | 3.4821 | 3.0192 | 4.6861 | 5.5708 | 4.4187 | 0.0002124
6550 | 0.00014938 | 0.00010477 | 0 | 3.1157 | 3.4821 | 3.0192 | 4.6425 | 5.5708 | 4.4187 | 1.6881e-05
6551 | 0.00016659 | 0.00010479 | 0 | 3.0817 | 3.4821 | 3.0192 | 4.5628 | 5.5708 | 4.4187 | 9.0139e-06
6552 | 0.00018497 | 0.00010424 | 0 | 3.0463 | 3.4807 | 3.0192 | 4.4807 | 5.5669 | 4.4187 | 1.5897e-05
6553 | 0.00019408 | 0.00010434 | 0 | 3.0364 | 3.4778 | 3.0192 | 4.4582 | 5.5591 | 4.4187 | 1.4586e-05
6554 | 0.00020175 | 0.00010439 | 0 | 3.0159 | 3.4778 | 3.0192 | 4.4113 | 5.5591 | 4.4187 | 8.1944e-06
6555 | 0.00020759 | 0.00010411 | 0 | 3.0127 | 3.4778 | 3.0192 | 4.404 | 5.5591 | 4.4187 | 7.0472e-06
6556 | 0.00021313 | 0.0001039 | 0 | 2.9999 | 3.4778 | 3.0192 | 4.375 | 5.5591 | 4.4187 | 1.0817e-05
6557 | 0.00023431 | 0.00010317 | 0 | 2.9841 | 3.4778 | 3.0192 | 4.3393 | 5.5591 | 4.4187 | 8.85e-06
6558 | 0.00023525 | 0.00010275 | 0.0017327 | 2.9684 | 3.4778 | 3.0192 | 4.3041 | 5.5591 | 4.4187 | 1.9339e-05
6559 | 0.00019282 | 0.00010247 | 0.0052557 | 3.0728 | 3.4764 | 3.0192 | 4.542 | 5.5552 | 4.4187 | 0.00056935
6560 | 0.00013846 | 0.00010238 | 0.01776 | 3.1658 | 3.475 | 3.0192 | 4.7617 | 5.5513 | 4.4187 | 5.3264e-05
6561 | 0.00010777 | 0.0001029 | 0.03653 | 3.2683 | 3.475 | 3.0192 | 5.0132 | 5.5513 | 4.4187 | 5.7525e-05
6562 | 7.1966e-05 | 0.00010109 | 0.04411 | 3.3537 | 3.475 | 3.0192 | 5.2303 | 5.5513 | 4.4187 | 7.3914e-05
6563 | 6.3856e-05 | 0.00010041 | 0.045049 | 3.4104 | 3.4735 | 3.0192 | 5.3785 | 5.5475 | 4.4187 | 6.49e-05
6564 | 6.0138e-05 | 0.00010209 | 0.039779 | 3.4521 | 3.4735 | 3.0192 | 5.4896 | 5.5475 | 4.4187 | 0.00020109
6565 | 5.9525e-05 | 0.00010229 | 0.030682 | 3.5093 | 3.4721 | 3.0192 | 5.6451 | 5.5436 | 4.4187 | 0.0001062
6566 | 6.9356e-05 | 0.0001047 | 0.025557 | 3.5064 | 3.4721 | 3.0192 | 5.6371 | 5.5436 | 4.4187 | 6.0311e-05
6567 | 6.1508e-05 | 0.00010216 | 0.019204 | 3.4905 | 3.4721 | 3.0192 | 5.5936 | 5.5436 | 4.4187 | 9.3417e-05
6568 | 5.4852e-05 | 0.00010132 | 0.0076237 | 3.4493 | 3.4721 | 3.0192 | 5.4821 | 5.5436 | 4.4187 | 8.3255e-05
6569 | 5.3524e-05 | 0.00010549 | 0.0011551 | 3.2545 | 3.4721 | 3.0192 | 4.9788 | 5.5436 | 4.4187 | 7.0308e-05
6570 | 7.0649e-05 | 0.00010776 | 0 | 3.1146 | 3.4707 | 3.0192 | 4.6398 | 5.5397 | 4.4187 | 0.00024534
6571 | 8.4785e-05 | 0.00011562 | 0 | 3.0739 | 3.4693 | 3.0192 | 4.5446 | 5.5359 | 4.4187 | 0.0002478
6572 | 0.00012007 | 0.00010738 | 0 | 3.0463 | 3.4678 | 3.0192 | 4.4807 | 5.5321 | 4.4187 | 0.00022092
6573 | 0.00012709 | 0.00010432 | 0 | 3.0364 | 3.4678 | 3.0192 | 4.4582 | 5.5321 | 4.4187 | 0.00018864
6574 | 0.0001436 | 0.0001053 | 0 | 3.0354 | 3.4678 | 3.0192 | 4.4557 | 5.5321 | 4.4187 | 1.2292e-05
6575 | 0.00015603 | 0.00010569 | 0 | 3.0386 | 3.4664 | 3.0192 | 4.4631 | 5.5282 | 4.4187 | 1.3275e-05
6576 | 0.0001708 | 0.00010554 | 0 | 3.0485 | 3.4664 | 3.0192 | 4.4857 | 5.5282 | 4.4187 | 7.5389e-06
6577 | 0.00018932 | 0.00010567 | 0 | 3.0289 | 3.4664 | 3.0192 | 4.4408 | 5.5282 | 4.4187 | 1.1636e-05
6578 | 0.00019149 | 0.00010534 | 0 | 3.0245 | 3.465 | 3.0192 | 4.4309 | 5.5244 | 4.4187 | 7.8667e-06
6579 | 0.00019425 | 0.00010507 | 0 | 3.031 | 3.4636 | 3.0192 | 4.4457 | 5.5205 | 4.4187 | 1.8192e-05
6580 | 0.00019792 | 0.00010057 | 0 | 3.0191 | 3.465 | 3.0192 | 4.4186 | 5.5244 | 4.4187 | 1.0325e-05
6581 | 0.00020659 | 0.00010509 | 0.00080857 | 3.0224 | 3.465 | 3.0192 | 4.426 | 5.5244 | 4.4187 | 1.2292e-05
6582 | 0.00023631 | 0.00010122 | 0.0044471 | 3.0518 | 3.465 | 3.0192 | 4.4933 | 5.5244 | 4.4187 | 6.8833e-06
6583 | 0.00017702 | 0.00010377 | 0.0075082 | 3.1261 | 3.4636 | 3.0192 | 4.6669 | 5.5205 | 4.4187 | 0.00050478
6584 | 0.00012199 | 0.00010427 | 0.015088 | 3.2347 | 3.4636 | 3.0192 | 4.9295 | 5.5205 | 4.4187 | 7.5225e-05
6585 | 7.9947e-05 | 0.00010399 | 0.023319 | 3.3458 | 3.4636 | 3.0192 | 5.2098 | 5.5205 | 4.4187 | 7.5553e-05
6586 | 5.5432e-05 | 0.00010402 | 0.027939 | 3.4104 | 3.4607 | 3.0192 | 5.3785 | 5.5129 | 4.4187 | 8.7353e-05
6587 | 5.5571e-05 | 0.00010438 | 0.037035 | 3.479 | 3.4593 | 3.0192 | 5.5624 | 5.5091 | 4.4187 | 8.1944e-05
6588 | 5.8432e-05 | 0.00010358 | 0.030971 | 3.5253 | 3.4593 | 3.0192 | 5.6894 | 5.5091 | 4.4187 | 0.00018896
6589 | 5.7189e-05 | 0.00010233 | 0.019781 | 3.5699 | 3.4593 | 3.0192 | 5.8139 | 5.5091 | 4.4187 | 8.1453e-05
6590 | 4.7479e-05 | 0.0001032 | 0.014006 | 3.5579 | 3.4593 | 3.0192 | 5.7801 | 5.5091 | 4.4187 | 8.5878e-05
6591 | 3.8621e-05 | 0.0001021 | 0.0080857 | 3.5729 | 3.4579 | 3.0192 | 5.8224 | 5.5053 | 4.4187 | 7.883e-05
6592 | 4.4388e-05 | 0.00010148 | 0.0015401 | 3.5006 | 3.4579 | 3.0192 | 5.6212 | 5.5053 | 4.4187 | 6.3589e-05
6593 | 4.7102e-05 | 0.00010629 | 0 | 3.3604 | 3.4565 | 3.0192 | 5.2475 | 5.5015 | 4.4187 | 5.3592e-05
6594 | 3.2825e-05 | 0.00010864 | 0 | 3.2759 | 3.4565 | 3.0192 | 5.0322 | 5.5015 | 4.4187 | 0.00021289
6595 | 5.7839e-05 | 0.00011611 | 0 | 3.2595 | 3.4551 | 3.0192 | 4.9913 | 5.4977 | 4.4187 | 0.00021994
6596 | 7.9495e-05 | 0.00010829 | 0 | 3.2248 | 3.4551 | 3.0192 | 4.9053 | 5.4977 | 4.4187 | 0.00023862
6597 | 0.00010067 | 0.0001053 | 0 | 3.1944 | 3.4537 | 3.0192 | 4.831 | 5.4939 | 4.4187 | 0.00021338
6598 | 0.00011097 | 0.00010563 | 0 | 3.1203 | 3.4537 | 3.0192 | 4.6533 | 5.4939 | 4.4187 | 1.5733e-05
6599 | 0.00012532 | 0.00010578 | 0 | 3.14 | 3.4523 | 3.0192 | 4.6999 | 5.4901 | 4.4187 | 1.18e-05
6600 | 0.00014389 | 0.00010602 | 0 | 3.14 | 3.4523 | 3.0192 | 4.6999 | 5.4901 | 4.4187 | 2.4092e-05
6601 | 0.00015443 | 0.00010581 | 0 | 3.1192 | 3.4523 | 3.0192 | 4.6506 | 5.4901 | 4.4187 | 1.9994e-05
6602 | 0.00017118 | 0.0001058 | 0 | 3.1238 | 3.4523 | 3.0192 | 4.6615 | 5.4901 | 4.4187 | 2.4092e-05
6603 | 0.00018086 | 0.00010564 | 0 | 3.0964 | 3.4509 | 3.0192 | 4.597 | 5.4863 | 4.4187 | 2.4911e-05
6604 | 0.00019025 | 0.00010469 | 0 | 3.1032 | 3.4509 | 3.0192 | 4.6129 | 5.4863 | 4.4187 | 2.8681e-05
6605 | 0.00020941 | 0.0001047 | 0.0017327 | 3.1111 | 3.4509 | 3.0192 | 4.6317 | 5.4863 | 4.4187 | 2.4583e-05
6606 | 0.00020768 | 0.00010521 | 0.0079413 | 3.1353 | 3.4509 | 3.0192 | 4.6889 | 5.4863 | 4.4187 | 2.4747e-05
6607 | 0.00018205 | 0.00010424 | 0.020503 | 3.2138 | 3.4495 | 3.0192 | 4.8783 | 5.4825 | 4.4187 | 0.00056214
6608 | 0.00013295 | 0.00010437 | 0.02996 | 3.3274 | 3.4481 | 3.0192 | 5.1626 | 5.4788 | 4.4187 | 0.00054132
6609 | 9.634e-05 | 0.00010444 | 0.035808 | 3.4173 | 3.4481 | 3.0192 | 5.3967 | 5.4788 | 4.4187 | 8.2436e-05
6610 | 6.8444e-05 | 0.00010365 | 0.036039 | 3.5006 | 3.4481 | 3.0192 | 5.6212 | 5.4788 | 4.4187 | 9.9153e-05
6611 | 6.9961e-05 | 0.00010478 | 0.033729 | 3.5911 | 3.4467 | 3.0192 | 5.8738 | 5.475 | 4.4187 | 8.0305e-05
6612 | 5.4966e-05 | 0.00010468 | 0.027217 | 3.6467 | 3.4467 | 3.0192 | 6.0339 | 5.475 | 4.4187 | 9.4072e-05
6613 | 4.9121e-05 | 0.00010361 | 0.019348 | 3.7155 | 3.4452 | 3.0192 | 6.2369 | 5.4712 | 4.4187 | 7.6372e-05
6614 | 4.8768e-05 | 0.00010468 | 0.012345 | 3.6896 | 3.4438 | 3.0192 | 6.1598 | 5.4675 | 4.4187 | 8.4567e-05
6615 | 4.6744e-05 | 0.00010243 | 0.0072194 | 3.6672 | 3.4424 | 3.0192 | 6.0938 | 5.4637 | 4.4187 | 0.00026747
6616 | 2.9175e-05 | 0.00010228 | 0.0014439 | 3.5699 | 3.4424 | 3.0192 | 5.8139 | 5.4637 | 4.4187 | 0.00026681
6617 | 2.9347e-05 | 0.00010752 | 0 | 3.4187 | 3.4424 | 3.0192 | 5.4004 | 5.4637 | 4.4187 | 2.9992e-05
6618 | 4.1485e-05 | 0.00010995 | 0 | 3.3511 | 3.4424 | 3.0192 | 5.2234 | 5.4637 | 4.4187 | 5.1461e-05
6619 | 5.616e-05 | 0.00011364 | 0 | 3.2989 | 3.4424 | 3.0192 | 5.09 | 5.4637 | 4.4187 | 3.9989e-05
6620 | 8.0517e-05 | 0.00011076 | 0 | 3.3209 | 3.4424 | 3.0192 | 5.1459 | 5.4637 | 4.4187 | 0.0001493
6621 | 9.7081e-05 | 0.00010691 | 0 | 3.2861 | 3.4424 | 3.0192 | 5.0578 | 5.4637 | 4.4187 | 0.00016422
6622 | 0.00010498 | 0.00010562 | 0 | 3.2595 | 3.4424 | 3.0192 | 4.9913 | 5.4637 | 4.4187 | 0.00015602
6623 | 0.00011562 | 0.00010621 | 0 | 3.2458 | 3.4424 | 3.0192 | 4.9571 | 5.4637 | 4.4187 | 2.4747e-05
6624 | 0.00012998 | 0.00010647 | 0 | 3.2285 | 3.4396 | 3.0192 | 4.9143 | 5.4562 | 4.4187 | 1.1472e-05
6625 | 0.00014614 | 0.00010582 | 0 | 3.252 | 3.4396 | 3.0192 | 4.9726 | 5.4562 | 4.4187 | 1.2783e-05
6626 | 0.00015092 | 0.00010336 | 0 | 3.2508 | 3.4396 | 3.0192 | 4.9695 | 5.4562 | 4.4187 | 9.6694e-06
6627 | 0.00015735 | 0.00010572 | 0 | 3.2408 | 3.4382 | 3.0192 | 4.9448 | 5.4525 | 4.4187 | 8.85e-06
6628 | 0.00016612 | 0.0001057 | 0 | 3.2508 | 3.4382 | 3.0192 | 4.9695 | 5.4525 | 4.4187 | 1.1472e-05
6629 | 0.00016833 | 0.00010548 | 0.00092408 | 3.2458 | 3.4382 | 3.0192 | 4.9571 | 5.4525 | 4.4187 | 1.0817e-05
6630 | 0.00019582 | 0.00010579 | 0.0036386 | 3.2545 | 3.4369 | 3.0192 | 4.9788 | 5.4488 | 4.4187 | 1.1472e-05
6631 | 0.00015294 | 0.00010388 | 0.01249 | 3.3015 | 3.4369 | 3.0192 | 5.0966 | 5.4488 | 4.4187 | 0.00056066
6632 | 0.00010605 | 0.00010409 | 0.022524 | 3.3818 | 3.4369 | 3.0192 | 5.3034 | 5.4488 | 4.4187 | 6.6539e-05
6633 | 8.3365e-05 | 0.00010548 | 0.029094 | 3.462 | 3.4369 | 3.0192 | 5.5162 | 5.4488 | 4.4187 | 7.0308e-05
6634 | 7.8719e-05 | 0.00010526 | 0.029383 | 3.5684 | 3.4369 | 3.0192 | 5.8096 | 5.4488 | 4.4187 | 8.0469e-05
6635 | 8.258e-05 | 0.00010584 | 0.030033 | 3.6467 | 3.4369 | 3.0192 | 6.0339 | 5.4488 | 4.4187 | 8.2928e-05
6636 | 6.6482e-05 | 0.00010524 | 0.030466 | 3.672 | 3.4355 | 3.0192 | 6.1078 | 5.445 | 4.4187 | 0.00020929
6637 | 6.821e-05 | 0.00010576 | 0.026712 | 3.6993 | 3.4355 | 3.0192 | 6.1884 | 5.445 | 4.4187 | 7.0964e-05
6638 | 6.0658e-05 | 0.00010554 | 0.015738 | 3.6672 | 3.4355 | 3.0192 | 6.0938 | 5.445 | 4.4187 | 8.6861e-05
6639 | 5.0296e-05 | 0.00010395 | 0.006714 | 3.6264 | 3.4355 | 3.0192 | 5.9751 | 5.445 | 4.4187 | 8.0142e-05
6640 | 4.8172e-05 | 0.00010317 | 0.00096258 | 3.5239 | 3.4355 | 3.0192 | 5.6853 | 5.445 | 4.4187 | 8.5386e-05
6641 | 4.6838e-05 | 0.00010456 | 0 | 3.4437 | 3.4355 | 3.0192 | 5.467 | 5.445 | 4.4187 | 6.0311e-05
6642 | 5.8158e-05 | 0.00010664 | 0 | 3.4022 | 3.4341 | 3.0192 | 5.3568 | 5.4413 | 4.4187 | 0.00022944
6643 | 9.452e-05 | 0.00010663 | 0 | 3.3524 | 3.4341 | 3.0192 | 5.2269 | 5.4413 | 4.4187 | 0.00019929
6644 | 0.00012982 | 0.0001048 | 0 | 3.3326 | 3.4341 | 3.0192 | 5.176 | 5.4413 | 4.4187 | 0.00023944
6645 | 0.0001555 | 0.00010333 | 0 | 3.3027 | 3.4341 | 3.0192 | 5.0998 | 5.4413 | 4.4187 | 0.000246
6646 | 0.00017725 | 0.00010574 | 0 | 3.2797 | 3.4341 | 3.0192 | 5.0418 | 5.4413 | 4.4187 | 1.0325e-05
6647 | 0.00016441 | 0.00010541 | 0 | 3.2483 | 3.4327 | 3.0192 | 4.9633 | 5.4376 | 4.4187 | 5.9e-06
6648 | 0.00018208 | 0.00010576 | 0 | 3.2102 | 3.4327 | 3.0192 | 4.8693 | 5.4376 | 4.4187 | 1.7044e-05
6649 | 0.00019063 | 0.00010569 | 0 | 3.18 | 3.4327 | 3.0192 | 4.7961 | 5.4376 | 4.4187 | 2.2125e-05
6650 | 0.00019773 | 0.00010527 | 0 | 3.1729 | 3.4327 | 3.0192 | 4.7788 | 5.4376 | 4.4187 | 2.6714e-05
6651 | 0.00020277 | 0.00010497 | 0 | 3.1435 | 3.4327 | 3.0192 | 4.7083 | 5.4376 | 4.4187 | 2.7369e-05
6652 | 0.00020135 | 0.00010476 | 0 | 3.1226 | 3.4327 | 3.0192 | 4.6588 | 5.4376 | 4.4187 | 1.0325e-05
6653 | 0.00019923 | 0.00010452 | 0.0011551 | 3.1249 | 3.4327 | 3.0192 | 4.6642 | 5.4376 | 4.4187 | 1.4586e-05
6654 | 0.00020793 | 0.00010433 | 0.0057755 | 3.1365 | 3.4327 | 3.0192 | 4.6917 | 5.4376 | 4.4187 | 3.3269e-05
6655 | 0.00014451 | 0.0001023 | 0.015016 | 3.1872 | 3.4313 | 3.0192 | 4.8135 | 5.4339 | 4.4187 | 0.00055214
6656 | 0.00013259 | 0.00010254 | 0.027722 | 3.2421 | 3.4313 | 3.0192 | 4.9479 | 5.4339 | 4.4187 | 0.00058738
6657 | 0.00011402 | 0.0001032 | 0.032978 | 3.2874 | 3.4313 | 3.0192 | 5.061 | 5.4339 | 4.4187 | 8.26e-05
6658 | 6.3668e-05 | 0.0001032 | 0.031332 | 3.3196 | 3.4299 | 3.0192 | 5.1426 | 5.4302 | 4.4187 | 8.0142e-05
6659 | 5.1086e-05 | 0.00010331 | 0.039346 | 3.3832 | 3.4299 | 3.0192 | 5.3069 | 5.4302 | 4.4187 | 7.1455e-05
6660 | 4.7817e-05 | 0.000103 | 0.036097 | 3.4022 | 3.4299 | 3.0192 | 5.3568 | 5.4302 | 4.4187 | 7.5389e-05
6661 | 5.3617e-05 | 0.00010314 | 0.026134 | 3.4049 | 3.4299 | 3.0192 | 5.364 | 5.4302 | 4.4187 | 7.1619e-05
6662 | 4.7081e-05 | 0.00010428 | 0.015449 | 3.4325 | 3.4299 | 3.0192 | 5.4372 | 5.4302 | 4.4187 | 8.6697e-05
6663 | 3.5131e-05 | 0.00010371 | 0.0071472 | 3.4022 | 3.4299 | 3.0192 | 5.3568 | 5.4302 | 4.4187 | 0.00027533
6664 | 2.9694e-05 | 0.00010278 | 0.0010396 | 3.3524 | 3.4299 | 3.0192 | 5.2269 | 5.4302 | 4.4187 | 0.00028713
6665 | 2.4307e-05 | 9.9793e-05 | 0 | 3.2772 | 3.4299 | 3.0192 | 5.0354 | 5.4302 | 4.4187 | 4.13e-05
6666 | 2.8491e-05 | 0.00010209 | 0 | 3.2371 | 3.4285 | 3.0192 | 4.9356 | 5.4265 | 4.4187 | 5.3428e-05
6667 | 8.1435e-05 | 0.0001056 | 0 | 3.2187 | 3.4285 | 3.0192 | 4.8902 | 5.4265 | 4.4187 | 2.8025e-05
6668 | 8.3757e-05 | 0.00010473 | 0 | 3.1836 | 3.4285 | 3.0192 | 4.8048 | 5.4265 | 4.4187 | 0.00019142
6669 | 9.7323e-05 | 0.00010461 | 0 | 3.1587 | 3.4271 | 3.0192 | 4.7447 | 5.4228 | 4.4187 | 0.00016323
6670 | 0.00010741 | 0.00010407 | 0 | 3.1203 | 3.4271 | 3.0192 | 4.6533 | 5.4228 | 4.4187 | 0.00015668
6671 | 0.00010707 | 0.00010397 | 0 | 3.0998 | 3.4271 | 3.0192 | 4.6049 | 5.4228 | 4.4187 | 2.7042e-05
6672 | 0.00012164 | 0.00010443 | 0 | 3.0862 | 3.4271 | 3.0192 | 4.5732 | 5.4228 | 4.4187 | 1.8192e-05
6673 | 0.00013531 | 0.00010396 | 0 | 3.065 | 3.4271 | 3.0192 | 4.5239 | 5.4228 | 4.4187 | 2.3436e-05
6674 | 0.0001445 | 0.00010444 | 0 | 3.0551 | 3.4271 | 3.0192 | 4.5009 | 5.4228 | 4.4187 | 1.8519e-05
6675 | 0.00015661 | 0.00010465 | 0 | 3.0573 | 3.4271 | 3.0192 | 4.506 | 5.4228 | 4.4187 | 2.0322e-05
6676 | 0.00016889 | 0.00010431 | 0 | 3.0784 | 3.4257 | 3.0192 | 4.5549 | 5.4191 | 4.4187 | 2.0814e-05
6677 | 0.00017897 | 0.0001043 | 0.00086633 | 3.0896 | 3.4257 | 3.0192 | 4.5811 | 5.4191 | 4.4187 | 2.36e-05
6678 | 0.00019144 | 0.00010172 | 0.0062953 | 3.0918 | 3.4257 | 3.0192 | 4.5864 | 5.4191 | 4.4187 | 2.6714e-05
6679 | 0.00017357 | 0.00010322 | 0.017615 | 3.1353 | 3.4257 | 3.0192 | 4.6889 | 5.4191 | 4.4187 | 0.00050625
6680 | 0.00013483 | 0.0001034 | 0.027145 | 3.1908 | 3.4257 | 3.0192 | 4.8222 | 5.4191 | 4.4187 | 0.00051445
6681 | 0.00010434 | 0.00010346 | 0.035086 | 3.2334 | 3.4243 | 3.0192 | 4.9265 | 5.4154 | 4.4187 | 6.1786e-05
6682 | 8.2454e-05 | 0.00010323 | 0.037035 | 3.3002 | 3.4243 | 3.0192 | 5.0933 | 5.4154 | 4.4187 | 9.5219e-05
6683 | 7.2372e-05 | 0.00010334 | 0.034769 | 3.3392 | 3.4229 | 3.0192 | 5.1928 | 5.4117 | 4.4187 | 7.3914e-05
6684 | 6.7691e-05 | 0.0001038 | 0.032415 | 3.3497 | 3.4229 | 3.0192 | 5.22 | 5.4117 | 4.4187 | 9.3253e-05
6685 | 6.7062e-05 | 0.00010385 | 0.026062 | 3.3818 | 3.4229 | 3.0192 | 5.3034 | 5.4117 | 4.4187 | 8.5714e-05
6686 | 6.6352e-05 | 0.00010389 | 0.018048 | 3.409 | 3.4229 | 3.0192 | 5.3749 | 5.4117 | 4.4187 | 7.2439e-05
6687 | 5.9141e-05 | 0.00010364 | 0.0062375 | 3.3981 | 3.4243 | 3.0192 | 5.346 | 5.4154 | 4.4187 | 0.00025222
6688 | 5.3388e-05 | 0.00010331 | 0.0011551 | 3.3471 | 3.4229 | 3.0192 | 5.2132 | 5.4117 | 4.4187 | 0.00026386
6689 | 5.7054e-05 | 0.00010332 | 0 | 3.304 | 3.4229 | 3.0192 | 5.1031 | 5.4117 | 4.4187 | 3.6547e-05
6690 | 7.5763e-05 | 0.00010233 | 0 | 3.2835 | 3.4216 | 3.0192 | 5.0513 | 5.408 | 4.4187 | 4.048e-05
6691 | 0.00012834 | 0.00010252 | 0 | 3.2835 | 3.4216 | 3.0192 | 5.0513 | 5.408 | 4.4187 | 2.8025e-05
6692 | 0.00018208 | 0.00010352 | 0 | 3.2696 | 3.4216 | 3.0192 | 5.0164 | 5.408 | 4.4187 | 0.00015684
6693 | 0.00020253 | 0.00010434 | 0 | 3.2334 | 3.4216 | 3.0192 | 4.9265 | 5.408 | 4.4187 | 0.00016241
6694 | 0.00021845 | 0.00010473 | 0 | 3.2224 | 3.4188 | 3.0192 | 4.8992 | 5.4007 | 4.4187 | 0.00015733
6695 | 0.00023143 | 0.00010452 | 0 | 3.2175 | 3.4188 | 3.0192 | 4.8872 | 5.4007 | 4.4187 | 1.7536e-05
6696 | 0.0002428 | 0.00010243 | 0 | 3.1848 | 3.4174 | 3.0192 | 4.8076 | 5.397 | 4.4187 | 1.3931e-05
6697 | 0.00024641 | 0.00010404 | 0 | 3.1765 | 3.4174 | 3.0192 | 4.7874 | 5.397 | 4.4187 | 9.5055e-06
6698 | 0.00025043 | 0.00010479 | 0 | 3.192 | 3.416 | 3.0192 | 4.8251 | 5.3934 | 4.4187 | 1.8192e-05
6699 | 0.00025228 | 0.0001046 | 0 | 3.1944 | 3.4174 | 3.0192 | 4.831 | 5.397 | 4.4187 | 1.7864e-05
6700 | 0.00024821 | 0.00010481 | 0 | 3.1729 | 3.4174 | 3.0192 | 4.7788 | 5.397 | 4.4187 | 1.3767e-05
6701 | 0.00025056 | 0.00010488 | 0.00057755 | 3.1729 | 3.416 | 3.0192 | 4.7788 | 5.3934 | 4.4187 | 1.3931e-05
6702 | 0.00026057 | 0.00010349 | 0.0043316 | 3.154 | 3.4147 | 3.0192 | 4.7334 | 5.3897 | 4.4187 | 1.0653e-05
6703 | 0.00020921 | 0.00010317 | 0.01119 | 3.1765 | 3.4147 | 3.0192 | 4.7874 | 5.3897 | 4.4187 | 0.00059016
6704 | 0.00014014 | 0.00010326 | 0.017182 | 3.2199 | 3.4147 | 3.0192 | 4.8932 | 5.3897 | 4.4187 | 7.9486e-05
6705 | 9.4942e-05 | 0.00010396 | 0.023174 | 3.3015 | 3.4147 | 3.0192 | 5.0966 | 5.3897 | 4.4187 | 7.4078e-05
6706 | 7.4327e-05 | 0.00010383 | 0.025268 | 3.3524 | 3.4133 | 3.0192 | 5.2269 | 5.3861 | 4.4187 | 6.703e-05
6707 | 5.681e-05 | 0.00010387 | 0.022741 | 3.394 | 3.4133 | 3.0192 | 5.3353 | 5.3861 | 4.4187 | 7.9486e-05
6708 | 4.9833e-05 | 0.00010379 | 0.02173 | 3.4228 | 3.4119 | 3.0192 | 5.4114 | 5.3824 | 4.4187 | 0.0001988
6709 | 4.3938e-05 | 0.00010312 | 0.013428 | 3.4437 | 3.4119 | 3.0192 | 5.467 | 5.3824 | 4.4187 | 8.1289e-05
6710 | 4.1874e-05 | 0.00010422 | 0.0090964 | 3.4535 | 3.4119 | 3.0192 | 5.4934 | 5.3824 | 4.4187 | 6.9325e-05
6711 | 3.3621e-05 | 0.00010057 | 0.0046204 | 3.4395 | 3.4119 | 3.0192 | 5.4558 | 5.3824 | 4.4187 | 7.3914e-05
6712 | 2.4154e-05 | 9.7595e-05 | 0.00043316 | 3.3886 | 3.4119 | 3.0192 | 5.3211 | 5.3824 | 4.4187 | 7.6372e-05
6713 | 3.7182e-05 | 9.7505e-05 | 0 | 3.2558 | 3.4092 | 3.0192 | 4.9819 | 5.3752 | 4.4187 | 7.2439e-05
6714 | 4.3708e-05 | 0.00010745 | 0 | 3.1741 | 3.4092 | 3.0192 | 4.7817 | 5.3752 | 4.4187 | 0.00023993
6715 | 8.3364e-05 | 0.00010442 | 0 | 3.1353 | 3.4078 | 3.0192 | 4.6889 | 5.3716 | 4.4187 | 0.00021355
6716 | 0.00011981 | 0.00010361 | 0 | 3.0952 | 3.4078 | 3.0192 | 4.5943 | 5.3716 | 4.4187 | 0.00021863
6717 | 0.00015398 | 0.00010426 | 0 | 3.1066 | 3.4078 | 3.0192 | 4.6209 | 5.3716 | 4.4187 | 0.00022551
6718 | 0.0001725 | 0.00010483 | 0 | 3.0907 | 3.4064 | 3.0192 | 4.5838 | 5.3679 | 4.4187 | 1.2783e-05
6719 | 0.0001827 | 0.00010296 | 0 | 3.0562 | 3.4064 | 3.0192 | 4.5035 | 5.3679 | 4.4187 | 1.3111e-05
6720 | 0.00018742 | 0.00010458 | 0 | 3.0474 | 3.4064 | 3.0192 | 4.4832 | 5.3679 | 4.4187 | 9.9972e-06
6721 | 0.00018473 | 0.000104 | 0 | 3.0256 | 3.4064 | 3.0192 | 4.4334 | 5.3679 | 4.4187 | 1.3111e-05
6722 | 0.00018369 | 0.00010482 | 0 | 3.0256 | 3.4064 | 3.0192 | 4.4334 | 5.3679 | 4.4187 | 4.2611e-06
6723 | 0.00018593 | 0.00010486 | 0 | 3.0191 | 3.405 | 3.0192 | 4.4186 | 5.3643 | 4.4187 | 9.3417e-06
6724 | 0.00018342 | 0.00010485 | 0 | 3.0138 | 3.4037 | 3.0192 | 4.4064 | 5.3607 | 4.4187 | 9.1778e-06
6725 | 0.00019462 | 0.00010426 | 0.00072194 | 2.9757 | 3.4037 | 3.0192 | 4.3204 | 5.3607 | 4.4187 | 1.2619e-05
6726 | 0.00018583 | 0.00010488 | 0.0051402 | 3.0256 | 3.4023 | 3.0192 | 4.4334 | 5.3571 | 4.4187 | 9.5055e-06
6727 | 0.0001514 | 0.00010307 | 0.0078691 | 3.102 | 3.4023 | 3.0192 | 4.6103 | 5.3571 | 4.4187 | 0.00058099
6728 | 0.0001036 | 0.00010357 | 0.012634 | 3.2126 | 3.4037 | 3.0192 | 4.8753 | 5.3607 | 4.4187 | 7.4733e-05
6729 | 7.9839e-05 | 0.00010366 | 0.019492 | 3.3287 | 3.4037 | 3.0192 | 5.1659 | 5.3607 | 4.4187 | 7.3258e-05
6730 | 7.8425e-05 | 0.00010397 | 0.019492 | 3.3954 | 3.4023 | 3.0192 | 5.3389 | 5.3571 | 4.4187 | 0.00010964
6731 | 7.2134e-05 | 0.00010412 | 0.019348 | 3.4833 | 3.4023 | 3.0192 | 5.574 | 5.3571 | 4.4187 | 9.1286e-05
6732 | 7.8739e-05 | 0.00010298 | 0.015666 | 3.4962 | 3.4023 | 3.0192 | 5.6093 | 5.3571 | 4.4187 | 0.00018241
6733 | 7.1215e-05 | 0.00010409 | 0.014367 | 3.5093 | 3.4023 | 3.0192 | 5.6451 | 5.3571 | 4.4187 | 6.408e-05
6734 | 7.0782e-05 | 0.00010365 | 0.0082301 | 3.5312 | 3.4023 | 3.0192 | 5.7057 | 5.3571 | 4.4187 | 9.3417e-05
6735 | 6.0283e-05 | 0.0001021 | 0.0033209 | 3.5107 | 3.3996 | 3.0192 | 5.6491 | 5.3499 | 4.4187 | 8.2272e-05
6736 | 5.9734e-05 | 0.0001023 | 0.0005198 | 3.4591 | 3.3982 | 3.0192 | 5.5086 | 5.3463 | 4.4187 | 7.1128e-05
6737 | 5.5176e-05 | 0.00010154 | 0 | 3.3261 | 3.3982 | 3.0192 | 5.1592 | 5.3463 | 4.4187 | 6.3589e-05
6738 | 7.597e-05 | 0.00010476 | 0 | 3.2671 | 3.3982 | 3.0192 | 5.0101 | 5.3463 | 4.4187 | 0.00023305
6739 | 0.00012533 | 0.00010315 | 0 | 3.2533 | 3.3982 | 3.0192 | 4.9757 | 5.3463 | 4.4187 | 0.00024747
6740 | 0.00015511 | 0.00010428 | 0 | 3.2495 | 3.3968 | 3.0192 | 4.9664 | 5.3427 | 4.4187 | 0.00023174
6741 | 0.00016739 | 0.00010382 | 0 | 3.226 | 3.3968 | 3.0192 | 4.9083 | 5.3427 | 4.4187 | 0.00021633
6742 | 0.00018056 | 0.00010471 | 0 | 3.2138 | 3.3955 | 3.0192 | 4.8783 | 5.3391 | 4.4187 | 1.77e-05
6743 | 0.00018687 | 0.00010481 | 0 | 3.252 | 3.3955 | 3.0192 | 4.9726 | 5.3391 | 4.4187 | 7.0472e-06
6744 | 0.00019195 | 0.00010488 | 0 | 3.2558 | 3.3941 | 3.0192 | 4.9819 | 5.3356 | 4.4187 | 9.3417e-06
6745 | 0.00019195 | 0.00010298 | 0 | 3.252 | 3.3941 | 3.0192 | 4.9726 | 5.3356 | 4.4187 | 1.4586e-05
6746 | 0.00019118 | 0.00010479 | 0 | 3.1992 | 3.3941 | 3.0192 | 4.8427 | 5.3356 | 4.4187 | 7.0472e-06
6747 | 0.0001899 | 0.00010424 | 0 | 3.1622 | 3.3928 | 3.0192 | 4.7532 | 5.332 | 4.4187 | 9.1778e-06
6748 | 0.00019064 | 0.00010415 | 0 | 3.1388 | 3.3928 | 3.0192 | 4.6972 | 5.332 | 4.4187 | 8.5222e-06
6749 | 0.00021579 | 0.00010383 | 0.00072194 | 3.1203 | 3.3914 | 3.0192 | 4.6533 | 5.3284 | 4.4187 | 9.3417e-06
6750 | 0.0002019 | 0.00010459 | 0.0037541 | 3.1226 | 3.3914 | 3.0192 | 4.6588 | 5.3284 | 4.4187 | 9.0139e-06
6751 | 0.00016971 | 0.00010262 | 0.0086633 | 3.1599 | 3.3914 | 3.0192 | 4.7475 | 5.3284 | 4.4187 | 0.00057967
6752 | 0.0001276 | 0.00010358 | 0.010685 | 3.215 | 3.3914 | 3.0192 | 4.8812 | 5.3284 | 4.4187 | 8.5386e-05
6753 | 9.9004e-05 | 0.00010395 | 0.012129 | 3.3027 | 3.3914 | 3.0192 | 5.0998 | 5.3284 | 4.4187 | 3.9005e-05
6754 | 8.5844e-05 | 0.00010347 | 0.017471 | 3.3537 | 3.3914 | 3.0192 | 5.2303 | 5.3284 | 4.4187 | 8.9319e-05
6755 | 8.3849e-05 | 0.00010405 | 0.015377 | 3.4008 | 3.39 | 3.0192 | 5.3532 | 5.3248 | 4.4187 | 7.4078e-05
6756 | 8.3625e-05 | 0.00010308 | 0.019131 | 3.4242 | 3.39 | 3.0192 | 5.415 | 5.3248 | 4.4187 | 0.00017552
6757 | 8.5025e-05 | 0.00010439 | 0.017976 | 3.4507 | 3.39 | 3.0192 | 5.4858 | 5.3248 | 4.4187 | 8.5714e-05
6758 | 8.0428e-05 | 0.00010425 | 0.013789 | 3.4691 | 3.3887 | 3.0192 | 5.5353 | 5.3213 | 4.4187 | 6.8178e-05
6759 | 7.0064e-05 | 0.00010355 | 0.0058718 | 3.4395 | 3.3887 | 3.0192 | 5.4558 | 5.3213 | 4.4187 | 9.1778e-05
6760 | 8.0215e-05 | 0.00010271 | 0.00057755 | 3.3724 | 3.3887 | 3.0192 | 5.2788 | 5.3213 | 4.4187 | 7.7028e-05
6761 | 6.2639e-05 | 0.00010286 | 0 | 3.3157 | 3.3887 | 3.0192 | 5.1326 | 5.3213 | 4.4187 | 6.3753e-05
6762 | 7.5271e-05 | 0.0001037 | 0 | 3.2709 | 3.3887 | 3.0192 | 5.0195 | 5.3213 | 4.4187 | 0.00021863
6763 | 0.00010383 | 0.00010462 | 0 | 3.2322 | 3.3887 | 3.0192 | 4.9234 | 5.3213 | 4.4187 | 0.00024305
6764 | 0.00013923 | 0.0001044 | 0 | 3.192 | 3.3887 | 3.0192 | 4.8251 | 5.3213 | 4.4187 | 0.00024272
6765 | 0.00014609 | 0.00010398 | 0 | 3.154 | 3.3873 | 3.0192 | 4.7334 | 5.3177 | 4.4187 | 0.0002496
6766 | 0.00015451 | 0.00010209 | 0 | 3.1203 | 3.386 | 3.0192 | 4.6533 | 5.3142 | 4.4187 | 1.1144e-05
6767 | 0.00015937 | 0.00010484 | 0 | 3.0896 | 3.386 | 3.0192 | 4.5811 | 5.3142 | 4.4187 | 8.85e-06
6768 | 0.00017016 | 0.00010511 | 0 | 3.0885 | 3.3846 | 3.0192 | 4.5785 | 5.3106 | 4.4187 | 1.9667e-05
6769 | 0.00017529 | 0.00010467 | 0 | 3.0672 | 3.3846 | 3.0192 | 4.5291 | 5.3106 | 4.4187 | 1.2292e-05
6770 | 0.00018799 | 0.00010256 | 0 | 3.0717 | 3.386 | 3.0192 | 4.5394 | 5.3142 | 4.4187 | 7.2111e-06
6771 | 0.00020009 | 0.00010501 | 0 | 3.0672 | 3.386 | 3.0192 | 4.5291 | 5.3142 | 4.4187 | 5.0805e-06
6772 | 0.00020408 | 0.00010429 | 0 | 3.0321 | 3.386 | 3.0192 | 4.4482 | 5.3142 | 4.4187 | 1.0161e-05
6773 | 0.00022433 | 0.00010526 | 0.00067381 | 3.0278 | 3.386 | 3.0192 | 4.4383 | 5.3142 | 4.4187 | 1.3439e-05
6774 | 0.00022592 | 0.0001051 | 0.0043316 | 3.0138 | 3.386 | 3.0192 | 4.4064 | 5.3142 | 4.4187 | 7.8667e-06
6775 | 0.00018041 | 0.00010314 | 0.011118 | 3.0683 | 3.386 | 3.0192 | 4.5316 | 5.3142 | 4.4187 | 0.0005269
6776 | 0.00013314 | 0.00010355 | 0.019637 | 3.1493 | 3.386 | 3.0192 | 4.7222 | 5.3142 | 4.4187 | 5.8017e-05
6777 | 0.00011523 | 0.00010419 | 0.021947 | 3.215 | 3.3846 | 3.0192 | 4.8812 | 5.3106 | 4.4187 | 7.1619e-05
6778 | 9.5053e-05 | 0.00010431 | 0.026712 | 3.295 | 3.3833 | 3.0192 | 5.0803 | 5.3071 | 4.4187 | 7.6536e-05
6779 | 8.6908e-05 | 0.00010473 | 0.030033 | 3.3577 | 3.3833 | 3.0192 | 5.2406 | 5.3071 | 4.4187 | 9.653e-05
6780 | 8.5952e-05 | 0.00010486 | 0.029599 | 3.3872 | 3.3833 | 3.0192 | 5.3175 | 5.3071 | 4.4187 | 0.00019536
6781 | 8.1642e-05 | 0.00010463 | 0.020503 | 3.4008 | 3.3833 | 3.0192 | 5.3532 | 5.3071 | 4.4187 | 7.4405e-05
6782 | 6.5599e-05 | 0.00010409 | 0.010179 | 3.4008 | 3.3819 | 3.0192 | 5.3532 | 5.3036 | 4.4187 | 8.1617e-05
6783 | 5.5117e-05 | 0.00010352 | 0.0042161 | 3.3954 | 3.3819 | 3.0192 | 5.3389 | 5.3036 | 4.4187 | 7.7519e-05
6784 | 5.4847e-05 | 0.00010288 | 0.0005198 | 3.3511 | 3.3819 | 3.0192 | 5.2234 | 5.3036 | 4.4187 | 6.6211e-05
6785 | 7.3771e-05 | 0.00010313 | 0 | 3.2658 | 3.3806 | 3.0192 | 5.0069 | 5.3 | 4.4187 | 6.703e-05
6786 | 6.9822e-05 | 0.00010516 | 0 | 3.226 | 3.3819 | 3.0192 | 4.9083 | 5.3036 | 4.4187 | 0.00020634
6787 | 0.00012635 | 0.00010353 | 0 | 3.2273 | 3.3819 | 3.0192 | 4.9113 | 5.3036 | 4.4187 | 0.00023157
6788 | 0.00016702 | 0.00010557 | 0 | 3.1872 | 3.3819 | 3.0192 | 4.8135 | 5.3036 | 4.4187 | 0.00022469
6789 | 0.00019556 | 0.00010131 | 0 | 3.1705 | 3.3819 | 3.0192 | 4.7731 | 5.3036 | 4.4187 | 0.00023551
6790 | 0.00020941 | 0.0001052 | 0 | 3.1307 | 3.3819 | 3.0192 | 4.6779 | 5.3036 | 4.4187 | 1.475e-05
6791 | 0.00021693 | 0.00010495 | 0 | 3.1043 | 3.3806 | 3.0192 | 4.6156 | 5.3 | 4.4187 | 7.0472e-06
6792 | 0.00022443 | 0.00010502 | 0 | 3.0739 | 3.3806 | 3.0192 | 4.5446 | 5.3 | 4.4187 | 7.375e-06
6793 | 0.00022688 | 0.00010531 | 0 | 3.0639 | 3.3806 | 3.0192 | 4.5214 | 5.3 | 4.4187 | 1.6225e-05
6794 | 0.00022908 | 0.0001055 | 0 | 3.0828 | 3.3806 | 3.0192 | 4.5654 | 5.3 | 4.4187 | 9.6694e-06
6795 | 0.00023734 | 0.00010452 | 0 | 3.0706 | 3.3792 | 3.0192 | 4.5368 | 5.2965 | 4.4187 | 8.5222e-06
6796 | 0.00024458 | 0.00010506 | 0 | 3.0452 | 3.3792 | 3.0192 | 4.4782 | 5.2965 | 4.4187 | 1.0325e-05
6797 | 0.00025775 | 0.00010376 | 0.0005198 | 3.0474 | 3.3779 | 3.0192 | 4.4832 | 5.293 | 4.4187 | 1.3767e-05
6798 | 0.00027316 | 9.9496e-05 | 0.0042739 | 3.0584 | 3.3779 | 3.0192 | 4.5086 | 5.293 | 4.4187 | 9.1778e-06
6799 | 0.00023716 | 0.00010493 | 0.014367 | 3.1077 | 3.3765 | 3.0192 | 4.6236 | 5.2895 | 4.4187 | 0.00058525
6800 | 0.00018625 | 0.00010492 | 0.025557 | 3.1365 | 3.3765 | 3.0192 | 4.6917 | 5.2895 | 4.4187 | 6.4408e-05
6801 | 0.00014798 | 0.00010502 | 0.032343 | 3.2322 | 3.3765 | 3.0192 | 4.9234 | 5.2895 | 4.4187 | 6.2605e-05
6802 | 0.00011233 | 0.00010399 | 0.039201 | 3.3027 | 3.3765 | 3.0192 | 5.0998 | 5.2895 | 4.4187 | 0.00010063
6803 | 9.0266e-05 | 0.00010449 | 0.033902 | 3.3604 | 3.3765 | 3.0192 | 5.2475 | 5.2895 | 4.4187 | 7.9814e-05
6804 | 8.744e-05 | 0.00010455 | 0.030682 | 3.3967 | 3.3779 | 3.0192 | 5.3425 | 5.293 | 4.4187 | 0.00018159
6805 | 8.7668e-05 | 0.0001041 | 0.024257 | 3.4535 | 3.3765 | 3.0192 | 5.4934 | 5.2895 | 4.4187 | 6.2933e-05
6806 | 8.134e-05 | 0.00010378 | 0.013933 | 3.4563 | 3.3765 | 3.0192 | 5.501 | 5.2895 | 4.4187 | 8.3419e-05
6807 | 7.4412e-05 | 0.00010342 | 0.0060643 | 3.4606 | 3.3752 | 3.0192 | 5.5124 | 5.286 | 4.4187 | 8.0142e-05
6808 | 8.1654e-05 | 0.00010178 | 0.00057755 | 3.3564 | 3.3752 | 3.0192 | 5.2372 | 5.286 | 4.4187 | 7.3586e-05
6809 | 7.1033e-05 | 0.00010304 | 0 | 3.2053 | 3.3752 | 3.0192 | 4.8574 | 5.286 | 4.4187 | 4.4578e-05
6810 | 7.7184e-05 | 0.00010358 | 0 | 3.147 | 3.3738 | 3.0192 | 4.7166 | 5.2824 | 4.4187 | 0.00023469
6811 | 0.00013791 | 0.00010397 | 0 | 3.1249 | 3.3738 | 3.0192 | 4.6642 | 5.2824 | 4.4187 | 0.00021535
6812 | 0.00015346 | 0.00010475 | 0 | 3.1089 | 3.3711 | 3.0192 | 4.6263 | 5.2754 | 4.4187 | 0.00022191
6813 | 0.00017223 | 0.00010488 | 0 | 3.0739 | 3.3711 | 3.0192 | 4.5446 | 5.2754 | 4.4187 | 0.00020797
6814 | 0.00017772 | 0.00010524 | 0 | 3.0562 | 3.3711 | 3.0192 | 4.5035 | 5.2754 | 4.4187 | 1.0653e-05
6815 | 0.00018063 | 0.00010524 | 0 | 3.0606 | 3.3711 | 3.0192 | 4.5137 | 5.2754 | 4.4187 | 4.425e-06
6816 | 0.00018769 | 0.00010521 | 0 | 3.0639 | 3.3711 | 3.0192 | 4.5214 | 5.2754 | 4.4187 | 1.475e-05
6817 | 0.00019499 | 0.00010532 | 0 | 3.0507 | 3.3698 | 3.0192 | 4.4908 | 5.272 | 4.4187 | 2.8353e-05
6818 | 0.00020316 | 0.00010546 | 0 | 3.0234 | 3.3698 | 3.0192 | 4.4284 | 5.272 | 4.4187 | 1.4258e-05
6819 | 0.00021252 | 0.00010329 | 0 | 2.9946 | 3.3698 | 3.0192 | 4.363 | 5.272 | 4.4187 | 2.3272e-05
6820 | 0.0002167 | 0.00010521 | 0 | 2.9841 | 3.3684 | 3.0192 | 4.3393 | 5.2685 | 4.4187 | 2.2617e-05
6821 | 0.00022216 | 0.00010494 | 0.0005198 | 2.9841 | 3.3684 | 3.0192 | 4.3393 | 5.2685 | 4.4187 | 1.7864e-05
6822 | 0.00023859 | 0.00010511 | 0.0035808 | 2.9841 | 3.3684 | 3.0192 | 4.3393 | 5.2685 | 4.4187 | 1.7372e-05
6823 | 0.00021798 | 0.0001035 | 0.013284 | 3.0518 | 3.3684 | 3.0192 | 4.4933 | 5.2685 | 4.4187 | 0.00060262
6824 | 0.00016185 | 0.0001041 | 0.031116 | 3.14 | 3.3671 | 3.0192 | 4.6999 | 5.265 | 4.4187 | 0.00053788
6825 | 0.00013455 | 0.0001046 | 0.033137 | 3.2138 | 3.3671 | 3.0192 | 4.8783 | 5.265 | 4.4187 | 8.7353e-05
6826 | 0.00011381 | 0.00010443 | 0.038046 | 3.2595 | 3.3671 | 3.0192 | 4.9913 | 5.265 | 4.4187 | 6.785e-05
6827 | 0.00011077 | 0.00010469 | 0.037541 | 3.2848 | 3.3671 | 3.0192 | 5.0545 | 5.265 | 4.4187 | 0.0001003
6828 | 0.00011115 | 0.00010487 | 0.032993 | 3.3235 | 3.3671 | 3.0192 | 5.1525 | 5.265 | 4.4187 | 6.49e-05
6829 | 0.00011258 | 0.00010515 | 0.025268 | 3.3845 | 3.3658 | 3.0192 | 5.3104 | 5.2615 | 4.4187 | 6.0147e-05
6830 | 9.8602e-05 | 0.00010491 | 0.01581 | 3.3711 | 3.3644 | 3.0192 | 5.2753 | 5.258 | 4.4187 | 7.8175e-05
6831 | 9.6438e-05 | 0.00010417 | 0.0065841 | 3.3711 | 3.3644 | 3.0192 | 5.2753 | 5.258 | 4.4187 | 0.00029893
6832 | 7.9891e-05 | 0.00010398 | 0.0005198 | 3.2963 | 3.3644 | 3.0192 | 5.0836 | 5.258 | 4.4187 | 0.0002873
6833 | 8.3333e-05 | 0.00010427 | 0 | 3.1423 | 3.3644 | 3.0192 | 4.7055 | 5.258 | 4.4187 | 3.6547e-05
6834 | 0.00010425 | 0.00010447 | 0 | 3.0728 | 3.3644 | 3.0192 | 4.542 | 5.258 | 4.4187 | 3.7858e-05
6835 | 0.0001399 | 9.883e-05 | 0 | 3.031 | 3.3644 | 3.0192 | 4.4457 | 5.258 | 4.4187 | 4.343e-05
6836 | 0.00019324 | 0.00010515 | 0 | 3.0343 | 3.3644 | 3.0192 | 4.4532 | 5.258 | 4.4187 | 0.00018569
6837 | 0.00018751 | 0.00010542 | 0 | 3.0224 | 3.3631 | 3.0192 | 4.426 | 5.2546 | 4.4187 | 0.00014865
6838 | 0.00019314 | 0.00010551 | 0 | 3.017 | 3.3618 | 3.0192 | 4.4137 | 5.2511 | 4.4187 | 0.00013488
6839 | 0.00019639 | 0.00010531 | 0 | 2.9925 | 3.3618 | 3.0192 | 4.3582 | 5.2511 | 4.4187 | 2.2125e-05
6840 | 0.00020541 | 0.00010553 | 0 | 2.9621 | 3.3618 | 3.0192 | 4.2902 | 5.2511 | 4.4187 | 3.0319e-05
6841 | 0.00020653 | 0.00010568 | 0 | 2.9365 | 3.3618 | 3.0192 | 4.2333 | 5.2511 | 4.4187 | 1.6225e-05
6842 | 0.00020923 | 0.00010424 | 0 | 2.9365 | 3.3604 | 3.0192 | 4.2333 | 5.2476 | 4.4187 | 1.7864e-05
6843 | 0.00021317 | 0.00010451 | 0 | 2.9304 | 3.3591 | 3.0192 | 4.2198 | 5.2442 | 4.4187 | 2.9664e-05
6844 | 0.00021863 | 0.00010567 | 0 | 2.9253 | 3.3577 | 3.0192 | 4.2087 | 5.2407 | 4.4187 | 1.7044e-05
6845 | 0.00021973 | 0.00010575 | 0.00063531 | 2.9133 | 3.3577 | 3.0192 | 4.1822 | 5.2407 | 4.4187 | 1.3111e-05
6846 | 0.00024253 | 0.0001039 | 0.0037541 | 2.9173 | 3.3577 | 3.0192 | 4.191 | 5.2407 | 4.4187 | 2.0814e-05
6847 | 0.00019456 | 0.00010427 | 0.014078 | 2.9663 | 3.3577 | 3.0192 | 4.2995 | 5.2407 | 4.4187 | 0.00057214
6848 | 0.00015289 | 0.00010454 | 0.030321 | 3.0584 | 3.3577 | 3.0192 | 4.5086 | 5.2407 | 4.4187 | 0.00053346
6849 | 0.000113 | 0.00010494 | 0.034003 | 3.1423 | 3.3564 | 3.0192 | 4.7055 | 5.2373 | 4.4187 | 7.0144e-05
6850 | 8.4183e-05 | 0.000104 | 0.037035 | 3.198 | 3.3564 | 3.0192 | 4.8398 | 5.2373 | 4.4187 | 7.4733e-05
6851 | 7.7709e-05 | 0.00010371 | 0.040356 | 3.2297 | 3.3551 | 3.0192 | 4.9174 | 5.2338 | 4.4187 | 9.2269e-05
6852 | 6.4697e-05 | 0.00010054 | 0.037541 | 3.2446 | 3.3538 | 3.0192 | 4.954 | 5.2304 | 4.4187 | 8.0305e-05
6853 | 6.3545e-05 | 0.00010171 | 0.028156 | 3.2683 | 3.3538 | 3.0192 | 5.0132 | 5.2304 | 4.4187 | 6.9653e-05
6854 | 7.1048e-05 | 0.00010292 | 0.016821 | 3.2874 | 3.3538 | 3.0192 | 5.061 | 5.2304 | 4.4187 | 7.2275e-05
6855 | 4.7002e-05 | 0.00010114 | 0.0053135 | 3.2734 | 3.3538 | 3.0192 | 5.0259 | 5.2304 | 4.4187 | 0.00025452
6856 | 4.8052e-05 | 0.00010055 | 0.00034653 | 3.2187 | 3.3538 | 3.0192 | 4.8902 | 5.2304 | 4.4187 | 0.00027763
6857 | 4.6201e-05 | 0.0001065 | 0 | 3.065 | 3.3524 | 3.0192 | 4.5239 | 5.227 | 4.4187 | 3.54e-05
6858 | 4.6887e-05 | 0.00010929 | 0 | 3.0463 | 3.3511 | 3.0192 | 4.4807 | 5.2235 | 4.4187 | 4.1955e-05
6859 | 6.8176e-05 | 0.00011666 | 0 | 3.0138 | 3.3511 | 3.0192 | 4.4064 | 5.2235 | 4.4187 | 3.0975e-05
6860 | 9.9877e-05 | 0.00010967 | 0 | 3.0181 | 3.3498 | 3.0192 | 4.4162 | 5.2201 | 4.4187 | 0.00013947
6861 | 0.0001269 | 0.00010598 | 0 | 3.0397 | 3.3484 | 3.0192 | 4.4656 | 5.2167 | 4.4187 | 0.00017749
6862 | 0.00012897 | 0.00010687 | 0 | 3.0234 | 3.3484 | 3.0192 | 4.4284 | 5.2167 | 4.4187 | 0.00019536
6863 | 0.00013388 | 0.00010698 | 0 | 3.0354 | 3.3484 | 3.0192 | 4.4557 | 5.2167 | 4.4187 | 2.4092e-05
6864 | 0.00015851 | 0.00010667 | 0 | 3.0441 | 3.3471 | 3.0192 | 4.4757 | 5.2133 | 4.4187 | 1.0817e-05
6865 | 0.00017098 | 0.00010396 | 0 | 3.0375 | 3.3471 | 3.0192 | 4.4606 | 5.2133 | 4.4187 | 9.0139e-06
6866 | 0.00018153 | 0.00010211 | 0 | 3.0474 | 3.3458 | 3.0192 | 4.4832 | 5.2099 | 4.4187 | 6.8833e-06
6867 | 0.00018317 | 0.00010577 | 0 | 3.0364 | 3.3458 | 3.0192 | 4.4582 | 5.2099 | 4.4187 | 7.7028e-06
6868 | 0.00018759 | 0.00010552 | 0 | 3.043 | 3.3445 | 3.0192 | 4.4732 | 5.2064 | 4.4187 | 1.3439e-05
6869 | 0.00020274 | 0.00010587 | 0.00043316 | 3.0639 | 3.3445 | 3.0192 | 4.5214 | 5.2064 | 4.4187 | 1.1964e-05
6870 | 0.00019112 | 0.00010499 | 0.0031765 | 3.0496 | 3.3445 | 3.0192 | 4.4883 | 5.2064 | 4.4187 | 6.2278e-06
6871 | 0.00016773 | 0.000104 | 0.010685 | 3.0828 | 3.3418 | 3.0192 | 4.5654 | 5.1996 | 4.4187 | 0.0005646
6872 | 0.00010536 | 0.00010452 | 0.021586 | 3.1446 | 3.3418 | 3.0192 | 4.7111 | 5.1996 | 4.4187 | 6.0967e-05
6873 | 8.8392e-05 | 0.00010497 | 0.026856 | 3.1944 | 3.3418 | 3.0192 | 4.831 | 5.1996 | 4.4187 | 7.0636e-05
6874 | 7.2537e-05 | 0.00010398 | 0.030105 | 3.2396 | 3.3418 | 3.0192 | 4.9418 | 5.1996 | 4.4187 | 9.1122e-05
6875 | 6.3122e-05 | 0.0001049 | 0.02534 | 3.2963 | 3.3392 | 3.0192 | 5.0836 | 5.1929 | 4.4187 | 8.555e-05
6876 | 5.8641e-05 | 0.00010523 | 0.021803 | 3.3339 | 3.3392 | 3.0192 | 5.1793 | 5.1929 | 4.4187 | 0.00020076
6877 | 5.9686e-05 | 0.00010532 | 0.021442 | 3.394 | 3.3392 | 3.0192 | 5.3353 | 5.1929 | 4.4187 | 9.2597e-05
6878 | 5.1613e-05 | 0.00010507 | 0.0135 | 3.3899 | 3.3379 | 3.0192 | 5.3246 | 5.1895 | 4.4187 | 9.7678e-05
6879 | 3.854e-05 | 0.00010427 | 0.0047359 | 3.3724 | 3.3379 | 3.0192 | 5.2788 | 5.1895 | 4.4187 | 8.2436e-05
6880 | 3.3323e-05 | 0.00010308 | 0.00036097 | 3.3053 | 3.3379 | 3.0192 | 5.1063 | 5.1895 | 4.4187 | 6.703e-05
6881 | 5.6762e-05 | 0.00010402 | 0 | 3.2384 | 3.3379 | 3.0192 | 4.9387 | 5.1895 | 4.4187 | 7.4242e-05
6882 | 4.5492e-05 | 0.00010408 | 0 | 3.2077 | 3.3379 | 3.0192 | 4.8634 | 5.1895 | 4.4187 | 0.00022961
6883 | 8.6898e-05 | 0.00010578 | 0 | 3.1968 | 3.3366 | 3.0192 | 4.8368 | 5.1861 | 4.4187 | 0.00022191
6884 | 0.00010883 | 0.00010292 | 0 | 3.1956 | 3.3353 | 3.0192 | 4.8339 | 5.1827 | 4.4187 | 0.00020863
6885 | 0.00011347 | 9.7908e-05 | 0 | 3.1765 | 3.3353 | 3.0192 | 4.7874 | 5.1827 | 4.4187 | 0.00023076
6886 | 0.00012724 | 0.00010537 | 0 | 3.1646 | 3.3353 | 3.0192 | 4.7589 | 5.1827 | 4.4187 | 1.4094e-05
6887 | 0.00013109 | 0.0001058 | 0 | 3.1884 | 3.3326 | 3.0192 | 4.8164 | 5.176 | 4.4187 | 6.7194e-06
6888 | 0.00014478 | 0.00010419 | 0 | 3.1717 | 3.3326 | 3.0192 | 4.776 | 5.176 | 4.4187 | 1.9011e-05
6889 | 0.00015565 | 0.00010284 | 0 | 3.1634 | 3.3326 | 3.0192 | 4.756 | 5.176 | 4.4187 | 6.8833e-06
6890 | 0.00016577 | 0.00010551 | 0 | 3.1528 | 3.3326 | 3.0192 | 4.7306 | 5.176 | 4.4187 | 2.065e-05
6891 | 0.00017124 | 0.000104 | 0 | 3.154 | 3.3313 | 3.0192 | 4.7334 | 5.1726 | 4.4187 | 1.475e-05
6892 | 0.0001816 | 0.00010593 | 0 | 3.1622 | 3.3313 | 3.0192 | 4.7532 | 5.1726 | 4.4187 | 1.0489e-05
6893 | 0.00018962 | 0.00010584 | 0.00028878 | 3.1435 | 3.33 | 3.0192 | 4.7083 | 5.1693 | 4.4187 | 1.0817e-05
6894 | 0.00021004 | 0.00010441 | 0.002599 | 3.0851 | 3.33 | 3.0192 | 4.5706 | 5.1693 | 4.4187 | 2.1306e-05
6895 | 0.00017096 | 0.00010409 | 0.011912 | 3.0694 | 3.33 | 3.0192 | 4.5342 | 5.1693 | 4.4187 | 0.00056279
6896 | 0.00010527 | 0.00010449 | 0.023102 | 3.1123 | 3.33 | 3.0192 | 4.6344 | 5.1693 | 4.4187 | 6.8178e-05
6897 | 8.6842e-05 | 0.00010512 | 0.032632 | 3.1435 | 3.33 | 3.0192 | 4.7083 | 5.1693 | 4.4187 | 6.4244e-05
6898 | 7.3822e-05 | 0.00010471 | 0.036443 | 3.1944 | 3.33 | 3.0192 | 4.831 | 5.1693 | 4.4187 | 9.3089e-05
6899 | 7.0232e-05 | 0.00010511 | 0.037613 | 3.2396 | 3.3287 | 3.0192 | 4.9418 | 5.1659 | 4.4187 | 7.588e-05
6900 | 7.4918e-05 | 0.00010522 | 0.033382 | 3.2533 | 3.3287 | 3.0192 | 4.9757 | 5.1659 | 4.4187 | 0.00018552
6901 | 7.5436e-05 | 0.00010567 | 0.024979 | 3.2583 | 3.3287 | 3.0192 | 4.9881 | 5.1659 | 4.4187 | 7.2767e-05
6902 | 7.2317e-05 | 0.000105 | 0.014728 | 3.2709 | 3.3261 | 3.0192 | 5.0195 | 5.1592 | 4.4187 | 8.6369e-05
6903 | 5.7104e-05 | 0.00010504 | 0.0051402 | 3.2371 | 3.3261 | 3.0192 | 4.9356 | 5.1592 | 4.4187 | 0.0001021
6904 | 5.3178e-05 | 0.00010452 | 0.00028878 | 3.2089 | 3.3261 | 3.0192 | 4.8663 | 5.1592 | 4.4187 | 8.0305e-05
6905 | 7.4862e-05 | 0.000105 | 0 | 3.1646 | 3.3261 | 3.0192 | 4.7589 | 5.1592 | 4.4187 | 7.2603e-05
6906 | 8.0716e-05 | 0.00010505 | 0 | 3.1587 | 3.3261 | 3.0192 | 4.7447 | 5.1592 | 4.4187 | 0.00019404
6907 | 0.00010972 | 0.00010608 | 0 | 3.147 | 3.3261 | 3.0192 | 4.7166 | 5.1592 | 4.4187 | 0.00021469
6908 | 0.00013215 | 0.00010137 | 0 | 3.1134 | 3.3261 | 3.0192 | 4.6371 | 5.1592 | 4.4187 | 0.00024649
6909 | 0.00014507 | 0.00010604 | 0 | 3.1066 | 3.3248 | 3.0192 | 4.6209 | 5.1559 | 4.4187 | 0.00020191
6910 | 0.00015586 | 0.00010588 | 0 | 3.0717 | 3.3248 | 3.0192 | 4.5394 | 5.1559 | 4.4187 | 5.9e-06
6911 | 0.00016517 | 0.00010571 | 0 | 3.043 | 3.3235 | 3.0192 | 4.4732 | 5.1525 | 4.4187 | 1.0489e-05
6912 | 0.00018135 | 0.00010445 | 0 | 3.0202 | 3.3235 | 3.0192 | 4.4211 | 5.1525 | 4.4187 | 8.3583e-06
6913 | 0.00018777 | 0.00010589 | 0 | 3.0106 | 3.3235 | 3.0192 | 4.3991 | 5.1525 | 4.4187 | 8.85e-06
6914 | 0.00019369 | 0.00010631 | 0 | 3.002 | 3.3235 | 3.0192 | 4.3798 | 5.1525 | 4.4187 | 1.3275e-05
6915 | 0.00019944 | 0.00010614 | 0 | 3.0095 | 3.3222 | 3.0192 | 4.3967 | 5.1492 | 4.4187 | 1.7372e-05
6916 | 0.00020516 | 0.00010405 | 0 | 2.9999 | 3.3222 | 3.0192 | 4.375 | 5.1492 | 4.4187 | 1.0489e-05
6917 | 0.00021731 | 0.00010589 | 0.00023102 | 2.9904 | 3.3222 | 3.0192 | 4.3535 | 5.1492 | 4.4187 | 1.2292e-05
6918 | 0.00022829 | 0.00010617 | 0.002238 | 2.9957 | 3.3235 | 3.0192 | 4.3654 | 5.1525 | 4.4187 | 1.8519e-05
6919 | 0.00018488 | 0.00010481 | 0.011479 | 3.0354 | 3.3222 | 3.0192 | 4.4557 | 5.1492 | 4.4187 | 0.00061737
6920 | 0.00013344 | 0.00010526 | 0.021658 | 3.0828 | 3.3222 | 3.0192 | 4.5654 | 5.1492 | 4.4187 | 7.6208e-05
6921 | 0.00010523 | 0.0001055 | 0.027795 | 3.1622 | 3.3209 | 3.0192 | 4.7532 | 5.1459 | 4.4187 | 6.6703e-05
6922 | 8.7199e-05 | 0.00010514 | 0.029672 | 3.1765 | 3.3195 | 3.0192 | 4.7874 | 5.1425 | 4.4187 | 7.5061e-05
6923 | 8.2068e-05 | 0.00010579 | 0.031621 | 3.2114 | 3.3195 | 3.0192 | 4.8723 | 5.1425 | 4.4187 | 9.3253e-05
6924 | 7.7313e-05 | 0.00010582 | 0.028805 | 3.2199 | 3.3195 | 3.0192 | 4.8932 | 5.1425 | 4.4187 | 0.00020371
6925 | 8.279e-05 | 0.00010595 | 0.020503 | 3.1896 | 3.3195 | 3.0192 | 4.8193 | 5.1425 | 4.4187 | 6.8178e-05
6926 | 8.2412e-05 | 0.00010405 | 0.0091686 | 3.192 | 3.3195 | 3.0192 | 4.8251 | 5.1425 | 4.4187 | 0.00010096
6927 | 6.3474e-05 | 0.00010554 | 0.0041006 | 3.1992 | 3.3195 | 3.0192 | 4.8427 | 5.1425 | 4.4187 | 8.4239e-05
6928 | 5.8916e-05 | 0.000105 | 0.00021658 | 3.1575 | 3.3195 | 3.0192 | 4.7419 | 5.1425 | 4.4187 | 8.6697e-05
6929 | 5.4061e-05 | 0.00010547 | 0 | 3.0851 | 3.3182 | 3.0192 | 4.5706 | 5.1392 | 4.4187 | 7.7683e-05
6930 | 7.842e-05 | 0.00010505 | 0 | 3.0551 | 3.3182 | 3.0192 | 4.5009 | 5.1392 | 4.4187 | 0.00022338
6931 | 0.00012227 | 0.00010172 | 0 | 3.0278 | 3.3182 | 3.0192 | 4.4383 | 5.1392 | 4.4187 | 0.00021142
6932 | 0.00015312 | 0.00010645 | 0 | 3.0042 | 3.3156 | 3.0192 | 4.3846 | 5.1326 | 4.4187 | 0.00024403
6933 | 0.00016132 | 0.00010595 | 0 | 2.9988 | 3.3156 | 3.0192 | 4.3726 | 5.1326 | 4.4187 | 0.0002419
6934 | 0.00016908 | 0.00010339 | 0 | 2.982 | 3.3156 | 3.0192 | 4.3345 | 5.1326 | 4.4187 | 1.2128e-05
6935 | 0.00017255 | 0.00010627 | 0 | 2.9673 | 3.3156 | 3.0192 | 4.3018 | 5.1326 | 4.4187 | 1.9339e-05
6936 | 0.00017976 | 0.00010626 | 0 | 2.9705 | 3.3156 | 3.0192 | 4.3088 | 5.1326 | 4.4187 | 8.0305e-06
6937 | 0.00018351 | 0.00010644 | 0 | 2.9632 | 3.3169 | 3.0192 | 4.2925 | 5.1359 | 4.4187 | 1.4258e-05
6938 | 0.00018985 | 0.00010448 | 0 | 2.9529 | 3.3156 | 3.0192 | 4.2695 | 5.1326 | 4.4187 | 1.3767e-05
6939 | 0.00019583 | 0.00010643 | 0 | 2.9416 | 3.3156 | 3.0192 | 4.2445 | 5.1326 | 4.4187 | 1.1144e-05
6940 | 0.00020414 | 0.00010631 | 0 | 2.9334 | 3.3143 | 3.0192 | 4.2265 | 5.1293 | 4.4187 | 8.1944e-06
6941 | 0.00022023 | 0.00010662 | 0.00021658 | 2.9163 | 3.3143 | 3.0192 | 4.1888 | 5.1293 | 4.4187 | 8.3583e-06
6942 | 0.00023716 | 0.00010379 | 0.0033498 | 2.9294 | 3.3143 | 3.0192 | 4.2176 | 5.1293 | 4.4187 | 1.0489e-05
6943 | 0.00020088 | 0.00010531 | 0.011118 | 2.9694 | 3.3131 | 3.0192 | 4.3064 | 5.126 | 4.4187 | 0.00060393
6944 | 0.00013069 | 0.00010526 | 0.022091 | 3.0386 | 3.3118 | 3.0192 | 4.4631 | 5.1227 | 4.4187 | 7.9158e-05
6945 | 0.00010868 | 0.00010587 | 0.029455 | 3.1146 | 3.3118 | 3.0192 | 4.6398 | 5.1227 | 4.4187 | 6.0967e-05
6946 | 6.7918e-05 | 0.00010466 | 0.031693 | 3.1812 | 3.3118 | 3.0192 | 4.799 | 5.1227 | 4.4187 | 6.5064e-05
6947 | 5.1039e-05 | 0.00010545 | 0.032689 | 3.2408 | 3.3118 | 3.0192 | 4.9448 | 5.1227 | 4.4187 | 0.00010161
6948 | 4.7308e-05 | 0.00010528 | 0.026639 | 3.2823 | 3.3105 | 3.0192 | 5.0481 | 5.1194 | 4.4187 | 0.00018126
6949 | 4.6123e-05 | 0.00010333 | 0.018698 | 3.2925 | 3.3118 | 3.0192 | 5.0738 | 5.1227 | 4.4187 | 9.2269e-05
6950 | 4.4651e-05 | 0.00010338 | 0.011984 | 3.2976 | 3.3105 | 3.0192 | 5.0868 | 5.1194 | 4.4187 | 8.3419e-05
6951 | 3.8737e-05 | 9.9197e-05 | 0.0042161 | 3.2671 | 3.3105 | 3.0192 | 5.0101 | 5.1194 | 4.4187 | 8.6697e-05
6952 | 3.6134e-05 | 9.9303e-05 | 0.00021658 | 3.2029 | 3.3092 | 3.0192 | 4.8515 | 5.1161 | 4.4187 | 7.0308e-05
6953 | 5.5023e-05 | 0.00010388 | 0 | 3.133 | 3.3079 | 3.0192 | 4.6834 | 5.1128 | 4.4187 | 8.3092e-05
6954 | 5.4373e-05 | 0.00010678 | 0 | 3.1066 | 3.3079 | 3.0192 | 4.6209 | 5.1128 | 4.4187 | 0.00022305
6955 | 6.2732e-05 | 0.00010904 | 0 | 3.102 | 3.3066 | 3.0192 | 4.6103 | 5.1095 | 4.4187 | 0.00023731
6956 | 0.00010642 | 0.00010589 | 0 | 3.0761 | 3.3066 | 3.0192 | 4.5497 | 5.1095 | 4.4187 | 0.00020535
6957 | 0.00012032 | 0.00010596 | 0 | 3.0408 | 3.3053 | 3.0192 | 4.4681 | 5.1063 | 4.4187 | 0.00025731
6958 | 0.00013953 | 0.00010617 | 0 | 3.0321 | 3.3053 | 3.0192 | 4.4482 | 5.1063 | 4.4187 | 1.2128e-05
6959 | 0.00015642 | 0.00010616 | 0 | 3.0245 | 3.3053 | 3.0192 | 4.4309 | 5.1063 | 4.4187 | 1.1636e-05
6960 | 0.00017536 | 0.0001022 | 0 | 2.9904 | 3.304 | 3.0192 | 4.3535 | 5.103 | 4.4187 | 8.85e-06
6961 | 0.00018527 | 0.00010477 | 0 | 2.9788 | 3.304 | 3.0192 | 4.3275 | 5.103 | 4.4187 | 1.3931e-05
6962 | 0.00019231 | 0.000106 | 0 | 2.9632 | 3.3027 | 3.0192 | 4.2925 | 5.0997 | 4.4187 | 1.9831e-05
6963 | 0.00019475 | 0.00010634 | 0 | 2.9621 | 3.3027 | 3.0192 | 4.2902 | 5.0997 | 4.4187 | 1.1636e-05
6964 | 0.000202 | 0.00010565 | 0 | 2.9705 | 3.3027 | 3.0192 | 4.3088 | 5.0997 | 4.4187 | 1.4914e-05
6965 | 0.00020973 | 0.00010631 | 0.00021658 | 2.9457 | 3.3014 | 3.0192 | 4.2536 | 5.0965 | 4.4187 | 1.0981e-05
6966 | 0.00023011 | 0.00010658 | 0.0031765 | 2.9406 | 3.3014 | 3.0192 | 4.2423 | 5.0965 | 4.4187 | 2.7861e-06
6967 | 0.00018386 | 0.00010476 | 0.012923 | 3.0052 | 3.3014 | 3.0192 | 4.387 | 5.0965 | 4.4187 | 0.00055165
6968 | 0.0001302 | 0.00010473 | 0.020864 | 3.0907 | 3.3014 | 3.0192 | 4.5838 | 5.0965 | 4.4187 | 7.293e-05
6969 | 9.8415e-05 | 0.00010557 | 0.026784 | 3.1824 | 3.3001 | 3.0192 | 4.8019 | 5.0932 | 4.4187 | 6.9653e-05
6970 | 7.3293e-05 | 0.00010501 | 0.031765 | 3.2835 | 3.3001 | 3.0192 | 5.0513 | 5.0932 | 4.4187 | 8.1944e-05
6971 | 6.4512e-05 | 0.00010533 | 0.032054 | 3.3524 | 3.2988 | 3.0192 | 5.2269 | 5.0899 | 4.4187 | 0.00010063
6972 | 6.2778e-05 | 0.00010483 | 0.029166 | 3.4036 | 3.2988 | 3.0192 | 5.3604 | 5.0899 | 4.4187 | 0.00020814
6973 | 6.3268e-05 | 0.00010354 | 0.022308 | 3.4159 | 3.2976 | 3.0192 | 5.393 | 5.0867 | 4.4187 | 9.0467e-05
6974 | 5.5802e-05 | 0.00010788 | 0.013861 | 3.4284 | 3.2988 | 3.0192 | 5.4261 | 5.0899 | 4.4187 | 7.7683e-05
6975 | 5.0734e-05 | 0.00010029 | 0.0041006 | 3.3899 | 3.2976 | 3.0192 | 5.3246 | 5.0867 | 4.4187 | 8.9975e-05
6976 | 5.9908e-05 | 0.00010331 | 0 | 3.2912 | 3.2976 | 3.0192 | 5.0706 | 5.0867 | 4.4187 | 7.5389e-05
6977 | 6.8213e-05 | 0.00010787 | 0 | 3.1587 | 3.2963 | 3.0192 | 4.7447 | 5.0834 | 4.4187 | 5.9164e-05
6978 | 5.9084e-05 | 0.00010906 | 0 | 3.1089 | 3.295 | 3.0192 | 4.6263 | 5.0802 | 4.4187 | 0.00021043
6979 | 9.0811e-05 | 0.00011436 | 0 | 3.0964 | 3.295 | 3.0192 | 4.597 | 5.0802 | 4.4187 | 0.00022879
6980 | 0.00012354 | 0.00010814 | 0 | 3.0772 | 3.295 | 3.0192 | 4.5523 | 5.0802 | 4.4187 | 0.00020781
6981 | 0.00014937 | 0.00010809 | 0 | 3.0573 | 3.295 | 3.0192 | 4.506 | 5.0802 | 4.4187 | 0.00021568
6982 | 0.0001661 | 0.00010834 | 0 | 3.0224 | 3.295 | 3.0192 | 4.426 | 5.0802 | 4.4187 | 5.4083e-06
6983 | 0.00017945 | 0.00010598 | 0 | 2.9883 | 3.2937 | 3.0192 | 4.3487 | 5.077 | 4.4187 | 1.5897e-05
6984 | 0.00019452 | 0.00010819 | 0 | 2.9841 | 3.2924 | 3.0192 | 4.3393 | 5.0737 | 4.4187 | 2.1142e-05
6985 | 0.00019656 | 0.00010765 | 0 | 2.9673 | 3.2924 | 3.0192 | 4.3018 | 5.0737 | 4.4187 | 3.2122e-05
6986 | 0.00020327 | 0.0001078 | 0 | 2.957 | 3.2937 | 3.0192 | 4.2787 | 5.077 | 4.4187 | 1.475e-05
6987 | 0.00020624 | 0.00010693 | 0 | 2.9446 | 3.2937 | 3.0192 | 4.2513 | 5.077 | 4.4187 | 3.5892e-05
6988 | 0.00020683 | 0.00010779 | 0 | 2.9477 | 3.2924 | 3.0192 | 4.2581 | 5.0737 | 4.4187 | 1.8847e-05
6989 | 0.00020983 | 0.00010785 | 0.00017327 | 2.9375 | 3.2924 | 3.0192 | 4.2355 | 5.0737 | 4.4187 | 2.1797e-05
6990 | 0.00022537 | 0.00010783 | 0.0029455 | 2.9365 | 3.2924 | 3.0192 | 4.2333 | 5.0737 | 4.4187 | 2.1469e-05
6991 | 0.00017446 | 0.00010605 | 0.0084322 | 2.9778 | 3.2924 | 3.0192 | 4.3251 | 5.0737 | 4.4187 | 0.00056542
6992 | 0.00015583 | 0.00010571 | 0.017543 | 3.0507 | 3.2924 | 3.0192 | 4.4908 | 5.0737 | 4.4187 | 0.00051035
6993 | 0.0001103 | 0.00010763 | 0.020792 | 3.1284 | 3.2924 | 3.0192 | 4.6724 | 5.0737 | 4.4187 | 8.1617e-05
6994 | 0.00010361 | 0.00010691 | 0.022597 | 3.2017 | 3.2911 | 3.0192 | 4.8486 | 5.0705 | 4.4187 | 7.965e-05
6995 | 0.00010408 | 0.00010591 | 0.022452 | 3.2446 | 3.2899 | 3.0192 | 4.954 | 5.0673 | 4.4187 | 9.1778e-05
6996 | 0.0001036 | 0.00010698 | 0.01877 | 3.2886 | 3.2911 | 3.0192 | 5.0642 | 5.0705 | 4.4187 | 9.3744e-05
6997 | 0.00010911 | 0.00010684 | 0.012562 | 3.2989 | 3.2911 | 3.0192 | 5.09 | 5.0705 | 4.4187 | 8.5386e-05
6998 | 0.00011925 | 0.00010625 | 0.0091686 | 3.3105 | 3.2911 | 3.0192 | 5.1195 | 5.0705 | 4.4187 | 9.1614e-05
6999 | 9.5627e-05 | 0.000106 | 0.0028878 | 3.2848 | 3.2911 | 3.0192 | 5.0545 | 5.0705 | 4.4187 | 0.00026861
7000 | 9.3195e-05 | 0.00010488 | 7.2194e-05 | 3.2126 | 3.2899 | 3.0192 | 4.8753 | 5.0673 | 4.4187 | 0.00024665
7001 | 9.6904e-05 | 0.00010571 | 0 | 3.147 | 3.2899 | 3.0192 | 4.7166 | 5.0673 | 4.4187 | 2.9992e-05
7002 | 0.00010931 | 0.00010603 | 0 | 3.1215 | 3.2899 | 3.0192 | 4.656 | 5.0673 | 4.4187 | 3.5892e-05
7003 | 0.00017969 | 0.00010607 | 0 | 3.0941 | 3.2899 | 3.0192 | 4.5917 | 5.0673 | 4.4187 | 5.015e-05
7004 | 0.00019583 | 0.00010564 | 0 | 3.0975 | 3.2899 | 3.0192 | 4.5996 | 5.0673 | 4.4187 | 0.00015701
7005 | 0.00021788 | 0.00010661 | 0 | 3.0694 | 3.2886 | 3.0192 | 4.5342 | 5.064 | 4.4187 | 0.00014701
7006 | 0.00022126 | 0.00010622 | 0 | 3.054 | 3.2886 | 3.0192 | 4.4984 | 5.064 | 4.4187 | 0.00016012
7007 | 0.00022807 | 0.00010532 | 0 | 3.0202 | 3.2886 | 3.0192 | 4.4211 | 5.064 | 4.4187 | 3.0975e-05
7008 | 0.00023399 | 0.00010633 | 0 | 3.0042 | 3.2899 | 3.0192 | 4.3846 | 5.0673 | 4.4187 | 1.6061e-05
7009 | 0.00023227 | 0.0001063 | 0 | 3.0138 | 3.2886 | 3.0192 | 4.4064 | 5.064 | 4.4187 | 2.5403e-05
7010 | 0.00022898 | 0.00010684 | 0 | 3.0159 | 3.2873 | 3.0192 | 4.4113 | 5.0608 | 4.4187 | 2.2617e-05
7011 | 0.00022684 | 0.00010684 | 0 | 3.002 | 3.286 | 3.0192 | 4.3798 | 5.0576 | 4.4187 | 1.8356e-05
7012 | 0.00022792 | 0.00010676 | 0 | 3.0213 | 3.286 | 3.0192 | 4.4235 | 5.0576 | 4.4187 | 1.9175e-05
7013 | 0.00024375 | 0.00010678 | 0.00021658 | 3.0256 | 3.286 | 3.0192 | 4.4334 | 5.0576 | 4.4187 | 2.1469e-05
7014 | 0.00023361 | 0.0001069 | 0.0022524 | 3.017 | 3.286 | 3.0192 | 4.4137 | 5.0576 | 4.4187 | 2.5567e-05
7015 | 0.00021187 | 0.00010506 | 0.0087595 | 3.0485 | 3.2848 | 3.0192 | 4.4857 | 5.0544 | 4.4187 | 0.00054165
7016 | 0.00016187 | 0.00010525 | 0.018265 | 3.0986 | 3.2848 | 3.0192 | 4.6023 | 5.0544 | 4.4187 | 0.00055362
7017 | 0.0001333 | 0.0001057 | 0.023174 | 3.1563 | 3.2848 | 3.0192 | 4.7391 | 5.0544 | 4.4187 | 8.6861e-05
7018 | 0.00013499 | 0.00010609 | 0.02238 | 3.2248 | 3.2848 | 3.0192 | 4.9053 | 5.0544 | 4.4187 | 7.3258e-05
7019 | 0.00013322 | 0.00010656 | 0.028444 | 3.304 | 3.2848 | 3.0192 | 5.1031 | 5.0544 | 4.4187 | 5.5558e-05
7020 | 0.00011006 | 0.00010564 | 0.024113 | 3.3604 | 3.2835 | 3.0192 | 5.2475 | 5.0512 | 4.4187 | 7.965e-05
7021 | 0.00010206 | 0.00010592 | 0.015666 | 3.3405 | 3.2835 | 3.0192 | 5.1962 | 5.0512 | 4.4187 | 6.6539e-05
7022 | 9.2748e-05 | 0.00010613 | 0.0090964 | 3.3313 | 3.2835 | 3.0192 | 5.1726 | 5.0512 | 4.4187 | 7.0144e-05
7023 | 8.5008e-05 | 0.00010549 | 0.0025027 | 3.3131 | 3.2835 | 3.0192 | 5.126 | 5.0512 | 4.4187 | 0.00026026
7024 | 8.9187e-05 | 0.00010487 | 0 | 3.2583 | 3.2835 | 3.0192 | 4.9881 | 5.0512 | 4.4187 | 0.00030795
7025 | 7.9873e-05 | 0.00010548 | 0 | 3.1968 | 3.2835 | 3.0192 | 4.8368 | 5.0512 | 4.4187 | 4.0317e-05
7026 | 8.8036e-05 | 0.00010508 | 0 | 3.1307 | 3.2809 | 3.0192 | 4.6779 | 5.0448 | 4.4187 | 3.5236e-05
7027 | 0.00013304 | 0.00010512 | 0 | 3.0795 | 3.2809 | 3.0192 | 4.5575 | 5.0448 | 4.4187 | 3.8186e-05
7028 | 0.00016374 | 0.00010658 | 0 | 3.0584 | 3.2809 | 3.0192 | 4.5086 | 5.0448 | 4.4187 | 0.00016471
7029 | 0.0001734 | 0.00010679 | 0 | 3.0474 | 3.2809 | 3.0192 | 4.4832 | 5.0448 | 4.4187 | 0.00016061
7030 | 0.00017678 | 0.00010683 | 0 | 3.0474 | 3.2809 | 3.0192 | 4.4832 | 5.0448 | 4.4187 | 0.00017143
7031 | 0.00017984 | 0.00010671 | 0 | 3.031 | 3.2809 | 3.0192 | 4.4457 | 5.0448 | 4.4187 | 2.7206e-05
7032 | 0.0001876 | 0.00010657 | 0 | 3.0063 | 3.2797 | 3.0192 | 4.3894 | 5.0416 | 4.4187 | 1.2619e-05
7033 | 0.000191 | 0.00010699 | 0 | 2.9957 | 3.2797 | 3.0192 | 4.3654 | 5.0416 | 4.4187 | 8.85e-06
7034 | 0.00019204 | 0.00010166 | 0 | 2.9946 | 3.2797 | 3.0192 | 4.363 | 5.0416 | 4.4187 | 1.18e-05
7035 | 0.00019534 | 0.0001065 | 0 | 2.9893 | 3.2809 | 3.0192 | 4.3511 | 5.0448 | 4.4187 | 1.3439e-05
7036 | 0.00020357 | 0.00010533 | 0 | 2.959 | 3.2809 | 3.0192 | 4.2833 | 5.0448 | 4.4187 | 1.0325e-05
7037 | 0.00021671 | 0.00010444 | 0.00023102 | 2.9529 | 3.2809 | 3.0192 | 4.2695 | 5.0448 | 4.4187 | 7.7028e-06
7038 | 0.00021353 | 0.00010705 | 0.0032728 | 2.9355 | 3.2809 | 3.0192 | 4.231 | 5.0448 | 4.4187 | 1.1308e-05
7039 | 0.00016791 | 0.00010509 | 0.0076237 | 2.9883 | 3.2809 | 3.0192 | 4.3487 | 5.0448 | 4.4187 | 0.00057787
7040 | 0.00012541 | 0.00010556 | 0.01711 | 3.0795 | 3.2797 | 3.0192 | 4.5575 | 5.0416 | 4.4187 | 6.6211e-05
7041 | 0.00010636 | 0.00010588 | 0.018337 | 3.1563 | 3.2784 | 3.0192 | 4.7391 | 5.0384 | 4.4187 | 8.1453e-05
7042 | 8.8784e-05 | 0.00010612 | 0.017832 | 3.2248 | 3.2784 | 3.0192 | 4.9053 | 5.0384 | 4.4187 | 7.7355e-05
7043 | 7.496e-05 | 0.00010578 | 0.013789 | 3.3118 | 3.2771 | 3.0192 | 5.1227 | 5.0352 | 4.4187 | 9.1778e-05
7044 | 7.0689e-05 | 0.00010648 | 0.01581 | 3.3577 | 3.2771 | 3.0192 | 5.2406 | 5.0352 | 4.4187 | 0.00021355
7045 | 7.432e-05 | 0.00010627 | 0.011479 | 3.3832 | 3.2771 | 3.0192 | 5.3069 | 5.0352 | 4.4187 | 9.7186e-05
7046 | 6.3212e-05 | 0.00010655 | 0.0059199 | 3.3954 | 3.2771 | 3.0192 | 5.3389 | 5.0352 | 4.4187 | 9.9317e-05
7047 | 5.1377e-05 | 0.00010595 | 0.0024546 | 3.3458 | 3.2771 | 3.0192 | 5.2098 | 5.0352 | 4.4187 | 8.6861e-05
7048 | 6.3713e-05 | 0.00010537 | 0 | 3.2938 | 3.2771 | 3.0192 | 5.0771 | 5.0352 | 4.4187 | 7.4733e-05
7049 | 6.2532e-05 | 0.00010555 | 0 | 3.2558 | 3.2759 | 3.0192 | 4.9819 | 5.032 | 4.4187 | 6.8997e-05
7050 | 7.198e-05 | 0.00010546 | 0 | 3.2371 | 3.2759 | 3.0192 | 4.9356 | 5.032 | 4.4187 | 0.00021355
7051 | 9.88e-05 | 0.0001027 | 0 | 3.2114 | 3.2759 | 3.0192 | 4.8723 | 5.032 | 4.4187 | 0.00022977
7052 | 0.00012564 | 0.00010521 | 0 | 3.2053 | 3.2759 | 3.0192 | 4.8574 | 5.032 | 4.4187 | 0.00021846
7053 | 0.00014103 | 0.0001066 | 0 | 3.2187 | 3.2759 | 3.0192 | 4.8902 | 5.032 | 4.4187 | 0.00023125
7054 | 0.00015316 | 0.00010676 | 0 | 3.2595 | 3.2759 | 3.0192 | 4.9913 | 5.032 | 4.4187 | 1.2128e-05
7055 | 0.00016236 | 0.00010615 | 0 | 3.257 | 3.2746 | 3.0192 | 4.985 | 5.0289 | 4.4187 | 1.6553e-05
7056 | 0.00018621 | 0.00010723 | 0 | 3.2721 | 3.2721 | 3.0192 | 5.0227 | 5.0225 | 4.4187 | 6.8833e-06
7057 | 0.00020033 | 0.00010667 | 0 | 3.2759 | 3.2721 | 3.0192 | 5.0322 | 5.0225 | 4.4187 | 5.7361e-06
7058 | 0.00021116 | 0.00010622 | 0 | 3.2508 | 3.2721 | 3.0192 | 4.9695 | 5.0225 | 4.4187 | 1.3931e-05
7059 | 0.00021619 | 0.00010669 | 0 | 3.2533 | 3.2721 | 3.0192 | 4.9757 | 5.0225 | 4.4187 | 1.7044e-05
7060 | 0.00021729 | 0.00010621 | 0 | 3.2421 | 3.2721 | 3.0192 | 4.9479 | 5.0225 | 4.4187 | 9.9972e-06
7061 | 0.00023238 | 0.00010727 | 7.2194e-05 | 3.2545 | 3.2721 | 3.0192 | 4.9788 | 5.0225 | 4.4187 | 8.85e-06
7062 | 0.00022366 | 0.00010735 | 0.0017327 | 3.2471 | 3.2721 | 3.0192 | 4.9602 | 5.0225 | 4.4187 | 1.1636e-05
7063 | 0.00018096 | 0.00010538 | 0.005429 | 3.2747 | 3.2721 | 3.0192 | 5.029 | 5.0225 | 4.4187 | 0.00057132
7064 | 0.00012684 | 0.00010614 | 0.012923 | 3.3313 | 3.2721 | 3.0192 | 5.1726 | 5.0225 | 4.4187 | 4.9658e-05
7065 | 0.00011405 | 0.00010669 | 0.020503 | 3.3738 | 3.2721 | 3.0192 | 5.2823 | 5.0225 | 4.4187 | 4.8019e-05
7066 | 7.449e-05 | 0.00010588 | 0.028372 | 3.4381 | 3.2721 | 3.0192 | 5.4521 | 5.0225 | 4.4187 | 8.1289e-05
7067 | 5.1751e-05 | 0.00010569 | 0.029816 | 3.427 | 3.2708 | 3.0192 | 5.4224 | 5.0193 | 4.4187 | 6.9489e-05
7068 | 5.1101e-05 | 0.00010589 | 0.022163 | 3.4563 | 3.2708 | 3.0192 | 5.501 | 5.0193 | 4.4187 | 0.00021191
7069 | 5.1792e-05 | 0.00010576 | 0.0148 | 3.4563 | 3.2695 | 3.0192 | 5.501 | 5.0162 | 4.4187 | 7.5553e-05
7070 | 6.3302e-05 | 0.0001061 | 0.0090242 | 3.4762 | 3.2683 | 3.0192 | 5.5546 | 5.013 | 4.4187 | 6.8997e-05
7071 | 4.6115e-05 | 0.00010532 | 0.0025268 | 3.4549 | 3.2695 | 3.0192 | 5.4972 | 5.0162 | 4.4187 | 7.9814e-05
7072 | 4.589e-05 | 0.00010511 | 0 | 3.4077 | 3.2695 | 3.0192 | 5.3712 | 5.0162 | 4.4187 | 6.7522e-05
7073 | 5.1451e-05 | 0.00010561 | 0 | 3.2861 | 3.2695 | 3.0192 | 5.0578 | 5.0162 | 4.4187 | 8.2272e-05
7074 | 7.5327e-05 | 0.00010599 | 0 | 3.2187 | 3.2695 | 3.0192 | 4.8902 | 5.0162 | 4.4187 | 0.00025337
7075 | 0.00010563 | 0.00010568 | 0 | 3.257 | 3.2695 | 3.0192 | 4.985 | 5.0162 | 4.4187 | 0.00020699
7076 | 0.00014568 | 0.00010674 | 0 | 3.2396 | 3.2695 | 3.0192 | 4.9418 | 5.0162 | 4.4187 | 0.00020896
7077 | 0.00016197 | 0.0001073 | 0 | 3.231 | 3.2695 | 3.0192 | 4.9204 | 5.0162 | 4.4187 | 0.00025108
7078 | 0.0001735 | 0.00010729 | 0 | 3.2236 | 3.2695 | 3.0192 | 4.9022 | 5.0162 | 4.4187 | 1.1308e-05
7079 | 0.00017849 | 0.00010527 | 0 | 3.2421 | 3.2695 | 3.0192 | 4.9479 | 5.0162 | 4.4187 | 7.375e-06
7080 | 0.00019429 | 0.00010751 | 0 | 3.2322 | 3.2695 | 3.0192 | 4.9234 | 5.0162 | 4.4187 | 8.85e-06
7081 | 0.00019628 | 0.00010693 | 0 | 3.2065 | 3.2695 | 3.0192 | 4.8604 | 5.0162 | 4.4187 | 1.2456e-05
7082 | 0.00020019 | 0.0001069 | 0 | 3.1932 | 3.2695 | 3.0192 | 4.828 | 5.0162 | 4.4187 | 1.1472e-05
7083 | 0.00020963 | 0.00010734 | 0 | 3.1776 | 3.2695 | 3.0192 | 4.7903 | 5.0162 | 4.4187 | 1.5897e-05
7084 | 0.00020526 | 0.00010731 | 0 | 3.1611 | 3.2695 | 3.0192 | 4.7504 | 5.0162 | 4.4187 | 1.5897e-05
7085 | 0.00020589 | 0.00010736 | 0.00014439 | 3.1634 | 3.2695 | 3.0192 | 4.756 | 5.0162 | 4.4187 | 9.3417e-06
7086 | 0.00022172 | 0.00010743 | 0.002238 | 3.1587 | 3.2695 | 3.0192 | 4.7447 | 5.0162 | 4.4187 | 1.4422e-05
7087 | 0.00019593 | 0.00010547 | 0.01119 | 3.2029 | 3.2695 | 3.0192 | 4.8515 | 5.0162 | 4.4187 | 0.00059262
7088 | 0.00014563 | 0.00010601 | 0.018482 | 3.2835 | 3.2695 | 3.0192 | 5.0513 | 5.0162 | 4.4187 | 7.4569e-05
7089 | 0.00010111 | 0.00010622 | 0.018987 | 3.3248 | 3.2695 | 3.0192 | 5.1559 | 5.0162 | 4.4187 | 8.4239e-05
7090 | 9.3324e-05 | 0.00010656 | 0.01249 | 3.3899 | 3.2708 | 3.0192 | 5.3246 | 5.0193 | 4.4187 | 8.6205e-05
7091 | 9.7746e-05 | 0.00010638 | 0.010396 | 3.4242 | 3.2708 | 3.0192 | 5.415 | 5.0193 | 4.4187 | 8.0305e-05
7092 | 8.9736e-05 | 0.00010698 | 0.0060643 | 3.4297 | 3.2695 | 3.0192 | 5.4298 | 5.0162 | 4.4187 | 0.00021519
7093 | 8.7097e-05 | 0.00010717 | 0.0072771 | 3.4507 | 3.2695 | 3.0192 | 5.4858 | 5.0162 | 4.4187 | 8.3255e-05
7094 | 7.7257e-05 | 0.00010703 | 0.0047937 | 3.4409 | 3.2695 | 3.0192 | 5.4595 | 5.0162 | 4.4187 | 8.3092e-05
7095 | 6.4576e-05 | 0.00010633 | 0.0017327 | 3.4063 | 3.2695 | 3.0192 | 5.3676 | 5.0162 | 4.4187 | 0.00011112
7096 | 6.0127e-05 | 0.00010551 | 0 | 3.3524 | 3.2695 | 3.0192 | 5.2269 | 5.0162 | 4.4187 | 6.5555e-05
7097 | 5.0142e-05 | 0.00010585 | 0 | 3.2297 | 3.2695 | 3.0192 | 4.9174 | 5.0162 | 4.4187 | 6.8342e-05
7098 | 7.7413e-05 | 0.00010607 | 0 | 3.1765 | 3.2695 | 3.0192 | 4.7874 | 5.0162 | 4.4187 | 0.00026337
7099 | 0.00011997 | 0.00010733 | 0 | 3.1599 | 3.2695 | 3.0192 | 4.7475 | 5.0162 | 4.4187 | 0.00021781
7100 | 0.0001384 | 0.00010598 | 0 | 3.1493 | 3.267 | 3.0192 | 4.7222 | 5.0099 | 4.4187 | 0.00024223
7101 | 0.00015221 | 0.00010664 | 0 | 3.1238 | 3.267 | 3.0192 | 4.6615 | 5.0099 | 4.4187 | 0.00024895
7102 | 0.00016356 | 0.0001068 | 0 | 3.1066 | 3.267 | 3.0192 | 4.6209 | 5.0099 | 4.4187 | 4.2611e-06
7103 | 0.00017143 | 0.00010715 | 0 | 3.0896 | 3.267 | 3.0192 | 4.5811 | 5.0099 | 4.4187 | 9.1778e-06
7104 | 0.00018052 | 0.00010759 | 0 | 3.0862 | 3.2683 | 3.0192 | 4.5732 | 5.013 | 4.4187 | 1.4586e-05
7105 | 0.00018265 | 0.00010741 | 0 | 3.0661 | 3.2683 | 3.0192 | 4.5265 | 5.013 | 4.4187 | 1.3931e-05
7106 | 0.00018955 | 0.00010773 | 0 | 3.0639 | 3.2695 | 3.0192 | 4.5214 | 5.0162 | 4.4187 | 1.0653e-05
7107 | 0.00019796 | 0.0001077 | 0 | 3.0485 | 3.2695 | 3.0192 | 4.4857 | 5.0162 | 4.4187 | 1.3275e-05
7108 | 0.00020992 | 0.00010734 | 0 | 3.0354 | 3.2695 | 3.0192 | 4.4557 | 5.0162 | 4.4187 | 1.3931e-05
7109 | 0.00020242 | 0.00010763 | 9.6258e-05 | 3.0408 | 3.2695 | 3.0192 | 4.4681 | 5.0162 | 4.4187 | 1.1144e-05
7110 | 0.0002198 | 0.00010705 | 0.0020936 | 3.0224 | 3.2683 | 3.0192 | 4.426 | 5.013 | 4.4187 | 5.0805e-06
7111 | 0.00018286 | 0.00010634 | 0.0069884 | 3.0628 | 3.2683 | 3.0192 | 4.5188 | 5.013 | 4.4187 | 0.00058525
7112 | 0.0001211 | 0.00010614 | 0.012706 | 3.1411 | 3.2683 | 3.0192 | 4.7027 | 5.013 | 4.4187 | 8.1289e-05
7113 | 8.7439e-05 | 0.0001069 | 0.018843 | 3.2065 | 3.2683 | 3.0192 | 4.8604 | 5.013 | 4.4187 | 7.0144e-05
7114 | 7.0151e-05 | 0.00010651 | 0.019059 | 3.295 | 3.2683 | 3.0192 | 5.0803 | 5.013 | 4.4187 | 6.2442e-05
7115 | 6.9225e-05 | 0.00010712 | 0.020647 | 3.3471 | 3.2683 | 3.0192 | 5.2132 | 5.013 | 4.4187 | 8.3911e-05
7116 | 7.0779e-05 | 0.0001074 | 0.014511 | 3.3832 | 3.2683 | 3.0192 | 5.3069 | 5.013 | 4.4187 | 0.00019847
7117 | 7.7297e-05 | 0.00010643 | 0.010685 | 3.4104 | 3.2683 | 3.0192 | 5.3785 | 5.013 | 4.4187 | 8.7844e-05
7118 | 7.4113e-05 | 0.00010728 | 0.0082301 | 3.409 | 3.2683 | 3.0192 | 5.3749 | 5.013 | 4.4187 | 9.6858e-05
7119 | 6.0497e-05 | 0.00010696 | 0.002368 | 3.3697 | 3.2683 | 3.0192 | 5.2718 | 5.013 | 4.4187 | 7.5061e-05
7120 | 6.0959e-05 | 0.00010634 | 0 | 3.281 | 3.2683 | 3.0192 | 5.0449 | 5.013 | 4.4187 | 5.4083e-05
7121 | 6.4714e-05 | 0.00010694 | 0 | 3.1944 | 3.2683 | 3.0192 | 4.831 | 5.013 | 4.4187 | 8.0142e-05
7122 | 0.00010937 | 0.00010702 | 0 | 3.1516 | 3.2683 | 3.0192 | 4.7278 | 5.013 | 4.4187 | 0.00024124
7123 | 0.00012595 | 0.00010401 | 0 | 3.1376 | 3.2683 | 3.0192 | 4.6944 | 5.013 | 4.4187 | 0.00020142
7124 | 0.00014917 | 0.00010764 | 0 | 3.0998 | 3.2695 | 3.0192 | 4.6049 | 5.0162 | 4.4187 | 0.00025206
7125 | 0.00016451 | 0.00010778 | 0 | 3.0573 | 3.2695 | 3.0192 | 4.506 | 5.0162 | 4.4187 | 0.00020142
7126 | 0.00017826 | 0.00010784 | 0 | 3.0321 | 3.2683 | 3.0192 | 4.4482 | 5.013 | 4.4187 | 7.375e-06
7127 | 0.00019188 | 0.00010756 | 0 | 3.0364 | 3.2683 | 3.0192 | 4.4582 | 5.013 | 4.4187 | 1.0161e-05
7128 | 0.00020258 | 0.00010778 | 0 | 3.001 | 3.2683 | 3.0192 | 4.3774 | 5.013 | 4.4187 | 9.6694e-06
7129 | 0.00020382 | 0.00010751 | 0 | 3.0159 | 3.2683 | 3.0192 | 4.4113 | 5.013 | 4.4187 | 1.8356e-05
7130 | 0.00020616 | 0.00010735 | 0 | 2.9967 | 3.2683 | 3.0192 | 4.3678 | 5.013 | 4.4187 | 1.18e-05
7131 | 0.00020904 | 0.00010795 | 0 | 3.0095 | 3.2683 | 3.0192 | 4.3967 | 5.013 | 4.4187 | 9.6694e-06
7132 | 0.0002148 | 0.00010734 | 0 | 3.0106 | 3.2683 | 3.0192 | 4.3991 | 5.013 | 4.4187 | 6.2278e-06
7133 | 0.00021692 | 0.0001079 | 0 | 3.0095 | 3.2657 | 3.0192 | 4.3967 | 5.0067 | 4.4187 | 1.5897e-05
7134 | 0.00022653 | 0.00010801 | 0.002599 | 2.9809 | 3.2657 | 3.0192 | 4.3322 | 5.0067 | 4.4187 | 5.5722e-06
7135 | 0.00020088 | 0.00010713 | 0.0092408 | 3.0127 | 3.2657 | 3.0192 | 4.404 | 5.0067 | 4.4187 | 0.00055657
7136 | 0.0001451 | 0.00010681 | 0.018554 | 3.1169 | 3.2657 | 3.0192 | 4.6452 | 5.0067 | 4.4187 | 7.5717e-05
7137 | 0.00012182 | 0.00010754 | 0.021153 | 3.2248 | 3.2657 | 3.0192 | 4.9053 | 5.0067 | 4.4187 | 5.4903e-05
7138 | 0.00010046 | 0.00010681 | 0.022597 | 3.3053 | 3.2657 | 3.0192 | 5.1063 | 5.0067 | 4.4187 | 7.5717e-05
7139 | 9.7167e-05 | 0.00010776 | 0.023535 | 3.3738 | 3.267 | 3.0192 | 5.2823 | 5.0099 | 4.4187 | 7.5553e-05
7140 | 0.00010448 | 0.00010752 | 0.023607 | 3.3872 | 3.267 | 3.0192 | 5.3175 | 5.0099 | 4.4187 | 0.00021027
7141 | 0.00010708 | 0.00010746 | 0.017399 | 3.4159 | 3.2657 | 3.0192 | 5.393 | 5.0067 | 4.4187 | 8.85e-05
7142 | 9.9543e-05 | 0.00010772 | 0.008182 | 3.4256 | 3.2657 | 3.0192 | 5.4187 | 5.0067 | 4.4187 | 8.7517e-05
7143 | 8.4345e-05 | 0.00010749 | 0.0019637 | 3.3995 | 3.2657 | 3.0192 | 5.3496 | 5.0067 | 4.4187 | 7.1619e-05
7144 | 7.2739e-05 | 0.00010729 | 0 | 3.2938 | 3.2657 | 3.0192 | 5.0771 | 5.0067 | 4.4187 | 5.9164e-05
7145 | 7.9444e-05 | 0.00010677 | 0 | 3.2053 | 3.2657 | 3.0192 | 4.8574 | 5.0067 | 4.4187 | 8.3911e-05
7146 | 0.00012869 | 0.00010582 | 0 | 3.1681 | 3.2645 | 3.0192 | 4.7674 | 5.0036 | 4.4187 | 0.00023961
7147 | 0.00016996 | 0.00010378 | 0 | 3.1599 | 3.2645 | 3.0192 | 4.7475 | 5.0036 | 4.4187 | 0.00023993
7148 | 0.00019927 | 0.00010725 | 0 | 3.1238 | 3.2632 | 3.0192 | 4.6615 | 5.0004 | 4.4187 | 0.00022338
7149 | 0.00021176 | 0.00010803 | 0 | 3.0784 | 3.2632 | 3.0192 | 4.5549 | 5.0004 | 4.4187 | 0.00025124
7150 | 0.00022203 | 0.0001079 | 0 | 3.0419 | 3.2632 | 3.0192 | 4.4707 | 5.0004 | 4.4187 | 1.7536e-05
7151 | 0.00022521 | 0.00010797 | 0 | 3.0386 | 3.2632 | 3.0192 | 4.4631 | 5.0004 | 4.4187 | 1.77e-05
7152 | 0.00023923 | 0.0001052 | 0 | 3.0441 | 3.2632 | 3.0192 | 4.4757 | 5.0004 | 4.4187 | 2.0978e-05
7153 | 0.00024648 | 0.00010697 | 0 | 3.0127 | 3.2632 | 3.0192 | 4.404 | 5.0004 | 4.4187 | 1.8847e-05
7154 | 0.00025193 | 0.00010705 | 0 | 3.001 | 3.2645 | 3.0192 | 4.3774 | 5.0036 | 4.4187 | 1.4914e-05
7155 | 0.00025542 | 0.00010802 | 0 | 3.001 | 3.2632 | 3.0192 | 4.3774 | 5.0004 | 4.4187 | 2.1797e-05
7156 | 0.00025954 | 0.00010534 | 0 | 3.001 | 3.262 | 3.0192 | 4.3774 | 4.9973 | 4.4187 | 2.0158e-05
7157 | 0.0002602 | 0.00010798 | 0 | 2.9872 | 3.2632 | 3.0192 | 4.3464 | 5.0004 | 4.4187 | 1.6553e-05
7158 | 0.00027993 | 0.00010561 | 0.0015401 | 2.9862 | 3.2632 | 3.0192 | 4.344 | 5.0004 | 4.4187 | 3.1139e-05
7159 | 0.00025456 | 0.00010722 | 0.0052557 | 3.0245 | 3.2632 | 3.0192 | 4.4309 | 5.0004 | 4.4187 | 0.00054755
7160 | 0.00018301 | 0.00010775 | 0.013356 | 3.1134 | 3.2632 | 3.0192 | 4.6371 | 5.0004 | 4.4187 | 0.00058934
7161 | 0.00014973 | 0.00010735 | 0.016677 | 3.2347 | 3.2632 | 3.0192 | 4.9295 | 5.0004 | 4.4187 | 7.5225e-05
7162 | 0.00014224 | 0.00010697 | 0.014222 | 3.304 | 3.2632 | 3.0192 | 5.1031 | 5.0004 | 4.4187 | 5.8017e-05
7163 | 0.00012282 | 0.0001067 | 0.013356 | 3.3445 | 3.262 | 3.0192 | 5.2064 | 4.9973 | 4.4187 | 8.1125e-05
7164 | 0.000111 | 0.00010801 | 0.012129 | 3.3818 | 3.262 | 3.0192 | 5.3034 | 4.9973 | 4.4187 | 0.00010128
7165 | 0.0001109 | 0.00010739 | 0.0080279 | 3.42 | 3.262 | 3.0192 | 5.404 | 4.9973 | 4.4187 | 9.7186e-05
7166 | 9.1573e-05 | 0.00010782 | 0.0051402 | 3.4367 | 3.262 | 3.0192 | 5.4483 | 4.9973 | 4.4187 | 8.6533e-05
7167 | 7.8484e-05 | 0.00010721 | 0.0012706 | 3.3845 | 3.262 | 3.0192 | 5.3104 | 4.9973 | 4.4187 | 0.00025386
7168 | 6.0975e-05 | 0.00010698 | 0 | 3.2823 | 3.2607 | 3.0192 | 5.0481 | 4.9941 | 4.4187 | 0.00024452
7169 | 5.9875e-05 | 0.00010689 | 0 | 3.2053 | 3.2607 | 3.0192 | 4.8574 | 4.9941 | 4.4187 | 3.9169e-05
7170 | 8.2709e-05 | 0.00010742 | 0 | 3.1376 | 3.2607 | 3.0192 | 4.6944 | 4.9941 | 4.4187 | 4.1792e-05
7171 | 0.00011046 | 0.00010832 | 0 | 3.1353 | 3.2594 | 3.0192 | 4.6889 | 4.991 | 4.4187 | 3.4089e-05
7172 | 0.00014011 | 0.00010834 | 0 | 3.1318 | 3.2594 | 3.0192 | 4.6806 | 4.991 | 4.4187 | 0.00015815
7173 | 0.0001598 | 0.00010811 | 0 | 3.1215 | 3.2594 | 3.0192 | 4.656 | 4.991 | 4.4187 | 0.00015029
7174 | 0.00015697 | 0.00010815 | 0 | 3.1032 | 3.2594 | 3.0192 | 4.6129 | 4.991 | 4.4187 | 0.00018175
7175 | 0.00015811 | 0.00010818 | 0 | 3.0806 | 3.2582 | 3.0192 | 4.5602 | 4.9879 | 4.4187 | 1.4914e-05
7176 | 0.00016719 | 0.00010826 | 0 | 3.075 | 3.2582 | 3.0192 | 4.5471 | 4.9879 | 4.4187 | 2.0322e-05
7177 | 0.00016614 | 0.0001082 | 0 | 3.0694 | 3.2569 | 3.0192 | 4.5342 | 4.9848 | 4.4187 | 3.2942e-05
7178 | 0.00017476 | 0.00010823 | 0 | 3.0496 | 3.2569 | 3.0192 | 4.4883 | 4.9848 | 4.4187 | 2.3108e-05
7179 | 0.00017948 | 0.00010816 | 0 | 3.0332 | 3.2569 | 3.0192 | 4.4507 | 4.9848 | 4.4187 | 2.4911e-05
7180 | 0.00017785 | 0.00010821 | 0 | 3.043 | 3.2569 | 3.0192 | 4.4732 | 4.9848 | 4.4187 | 3.1139e-05
7181 | 0.00019457 | 0.00010825 | 0 | 3.0343 | 3.2569 | 3.0192 | 4.4532 | 4.9848 | 4.4187 | 2.8189e-05
7182 | 0.00018888 | 0.00010812 | 0.0019059 | 3.0354 | 3.2569 | 3.0192 | 4.4557 | 4.9848 | 4.4187 | 2.4747e-05
7183 | 0.00015399 | 0.00010662 | 0.0069306 | 3.0408 | 3.2582 | 3.0192 | 4.4681 | 4.9879 | 4.4187 | 0.00050805
7184 | 0.00013069 | 0.00010669 | 0.013572 | 3.1123 | 3.2582 | 3.0192 | 4.6344 | 4.9879 | 4.4187 | 0.00057181
7185 | 9.0039e-05 | 0.00010743 | 0.023246 | 3.2005 | 3.2582 | 3.0192 | 4.8456 | 4.9879 | 4.4187 | 7.4897e-05
7186 | 6.5632e-05 | 0.00010655 | 0.028805 | 3.2912 | 3.2544 | 3.0192 | 5.0706 | 4.9785 | 4.4187 | 0.0001003
7187 | 5.4274e-05 | 0.00010628 | 0.028011 | 3.3274 | 3.2544 | 3.0192 | 5.1626 | 4.9785 | 4.4187 | 8.3255e-05
7188 | 4.0575e-05 | 0.00010445 | 0.022885 | 3.367 | 3.2544 | 3.0192 | 5.2648 | 4.9785 | 4.4187 | 8.7844e-05
7189 | 4.81e-05 | 0.00010431 | 0.015233 | 3.3778 | 3.2557 | 3.0192 | 5.2928 | 4.9816 | 4.4187 | 0.00010538
7190 | 4.193e-05 | 0.00010489 | 0.0093852 | 3.3657 | 3.2544 | 3.0192 | 5.2614 | 4.9785 | 4.4187 | 9.5547e-05
7191 | 2.8019e-05 | 0.00010261 | 0.0023102 | 3.3445 | 3.2544 | 3.0192 | 5.2064 | 4.9785 | 4.4187 | 0.00030418
7192 | 2.1411e-05 | 0.00010032 | 0 | 3.2671 | 3.2544 | 3.0192 | 5.0101 | 4.9785 | 4.4187 | 0.00027189
7193 | 2.3237e-05 | 0.00010702 | 0 | 3.1992 | 3.2544 | 3.0192 | 4.8427 | 4.9785 | 4.4187 | 3.245e-05
7194 | 2.1135e-05 | 0.00010955 | 0 | 3.1836 | 3.2544 | 3.0192 | 4.8048 | 4.9785 | 4.4187 | 4.2447e-05
7195 | 3.6572e-05 | 0.00011867 | 0 | 3.1353 | 3.2544 | 3.0192 | 4.6889 | 4.9785 | 4.4187 | 4.4086e-05
7196 | 5.8727e-05 | 0.00011146 | 0 | 3.0885 | 3.2532 | 3.0192 | 4.5785 | 4.9754 | 4.4187 | 0.00016536
7197 | 7.0948e-05 | 0.00010927 | 0 | 3.0441 | 3.2532 | 3.0192 | 4.4757 | 4.9754 | 4.4187 | 0.00011997
7198 | 7.471e-05 | 0.00010882 | 0 | 3.0063 | 3.2532 | 3.0192 | 4.3894 | 4.9754 | 4.4187 | 0.00016028
7199 | 8.9626e-05 | 0.00010902 | 0 | 2.9967 | 3.2532 | 3.0192 | 4.3678 | 4.9754 | 4.4187 | 1.9503e-05
7200 | 0.00011924 | 0.00010753 | 0 | 2.9725 | 3.2532 | 3.0192 | 4.3134 | 4.9754 | 4.4187 | 1.1308e-05
7201 | 0.00013072 | 0.00010906 | 0 | 2.9642 | 3.2532 | 3.0192 | 4.2948 | 4.9754 | 4.4187 | 1.2783e-05
7202 | 0.00013874 | 0.00010866 | 0 | 2.9632 | 3.2532 | 3.0192 | 4.2925 | 4.9754 | 4.4187 | 1.0325e-05
7203 | 0.00015129 | 0.00010681 | 0 | 2.9935 | 3.2532 | 3.0192 | 4.3606 | 4.9754 | 4.4187 | 9.9972e-06
7204 | 0.00016976 | 0.00010707 | 0 | 2.9893 | 3.2532 | 3.0192 | 4.3511 | 4.9754 | 4.4187 | 1.7372e-05
7205 | 0.00017774 | 0.00010738 | 0 | 2.9767 | 3.2532 | 3.0192 | 4.3228 | 4.9754 | 4.4187 | 1.0653e-05
7206 | 0.00021334 | 0.0001082 | 0.0013284 | 2.9978 | 3.2519 | 3.0192 | 4.3702 | 4.9723 | 4.4187 | 1.0161e-05
7207 | 0.00016097 | 0.00010647 | 0.0075082 | 3.0245 | 3.2519 | 3.0192 | 4.4309 | 4.9723 | 4.4187 | 0.00061016
7208 | 0.00010542 | 0.00010691 | 0.014728 | 3.0964 | 3.2519 | 3.0192 | 4.597 | 4.9723 | 4.4187 | 7.6864e-05
7209 | 7.3783e-05 | 0.00010714 | 0.022236 | 3.1611 | 3.2519 | 3.0192 | 4.7504 | 4.9723 | 4.4187 | 8.7844e-05
7210 | 4.1923e-05 | 0.00010631 | 0.027795 | 3.2138 | 3.2519 | 3.0192 | 4.8783 | 4.9723 | 4.4187 | 9.0794e-05
7211 | 2.9648e-05 | 0.00010692 | 0.022236 | 3.2848 | 3.2519 | 3.0192 | 5.0545 | 4.9723 | 4.4187 | 8.1125e-05
7212 | 2.6413e-05 | 0.00010716 | 0.017543 | 3.33 | 3.2519 | 3.0192 | 5.1693 | 4.9723 | 4.4187 | 0.00020945
7213 | 2.2845e-05 | 0.00010645 | 0.0148 | 3.3577 | 3.2507 | 3.0192 | 5.2406 | 4.9692 | 4.4187 | 7.4242e-05
7214 | 2.4386e-05 | 0.00010694 | 0.0068584 | 3.3684 | 3.2507 | 3.0192 | 5.2683 | 4.9692 | 4.4187 | 8.85e-05
7215 | 1.6791e-05 | 0.00010522 | 0.0015594 | 3.3484 | 3.2507 | 3.0192 | 5.2166 | 4.9692 | 4.4187 | 7.588e-05
7216 | 1.58e-05 | 0.00010261 | 0 | 3.2621 | 3.2507 | 3.0192 | 4.9975 | 4.9692 | 4.4187 | 7.4733e-05
7217 | 2.6569e-05 | 0.00010419 | 0 | 3.231 | 3.2507 | 3.0192 | 4.9204 | 4.9692 | 4.4187 | 7.2603e-05
7218 | 3.4966e-05 | 0.00011036 | 0 | 3.2102 | 3.2494 | 3.0192 | 4.8693 | 4.9661 | 4.4187 | 0.00022846
7219 | 6.0303e-05 | 0.00010775 | 0 | 3.192 | 3.2494 | 3.0192 | 4.8251 | 4.9661 | 4.4187 | 0.00024682
7220 | 8.6426e-05 | 0.0001073 | 0 | 3.1788 | 3.2482 | 3.0192 | 4.7932 | 4.963 | 4.4187 | 0.00021732
7221 | 0.00011167 | 0.00010588 | 0 | 3.147 | 3.2482 | 3.0192 | 4.7166 | 4.963 | 4.4187 | 0.00023895
7222 | 0.00013632 | 0.00010681 | 0 | 3.1295 | 3.2482 | 3.0192 | 4.6751 | 4.963 | 4.4187 | 1.2456e-05
7223 | 0.0001439 | 0.00010846 | 0 | 3.1215 | 3.2482 | 3.0192 | 4.656 | 4.963 | 4.4187 | 5.9e-06
7224 | 0.00015587 | 0.00010793 | 0 | 3.1284 | 3.2482 | 3.0192 | 4.6724 | 4.963 | 4.4187 | 9.0139e-06
7225 | 0.00017154 | 0.00010813 | 0 | 3.1089 | 3.2482 | 3.0192 | 4.6263 | 4.963 | 4.4187 | 1.0325e-05
7226 | 0.00018855 | 0.00010848 | 0 | 3.1032 | 3.2482 | 3.0192 | 4.6129 | 4.963 | 4.4187 | 6.0639e-06
7227 | 0.00020402 | 0.00010809 | 0 | 3.0998 | 3.2482 | 3.0192 | 4.6049 | 4.963 | 4.4187 | 1.0653e-05
7228 | 0.00021881 | 0.00010691 | 0 | 3.0728 | 3.2482 | 3.0192 | 4.542 | 4.963 | 4.4187 | 8.6861e-06
7229 | 0.00023329 | 0.00010669 | 0 | 3.0885 | 3.2482 | 3.0192 | 4.5785 | 4.963 | 4.4187 | 6.0639e-06
7230 | 0.00026534 | 0.00010832 | 0.0013284 | 3.0828 | 3.2482 | 3.0192 | 4.5654 | 4.963 | 4.4187 | 1.0489e-05
7231 | 0.00024419 | 0.00010752 | 0.0049814 | 3.1054 | 3.2469 | 3.0192 | 4.6183 | 4.9599 | 4.4187 | 0.00057476
7232 | 0.00017921 | 0.00010797 | 0.0099627 | 3.1776 | 3.2469 | 3.0192 | 4.7903 | 4.9599 | 4.4187 | 7.6208e-05
7233 | 0.00012921 | 0.00010818 | 0.012995 | 3.2583 | 3.2469 | 3.0192 | 4.9881 | 4.9599 | 4.4187 | 5.5558e-05
7234 | 8.4429e-05 | 0.00010746 | 0.014511 | 3.3577 | 3.2469 | 3.0192 | 5.2406 | 4.9599 | 4.4187 | 8.8008e-05
7235 | 5.9119e-05 | 0.00010783 | 0.016893 | 3.409 | 3.2469 | 3.0192 | 5.3749 | 4.9599 | 4.4187 | 8.7025e-05
7236 | 5.4443e-05 | 0.00010793 | 0.012417 | 3.4762 | 3.2469 | 3.0192 | 5.5546 | 4.9599 | 4.4187 | 0.00018732
7237 | 5.9359e-05 | 0.00010675 | 0.0082301 | 3.5166 | 3.2469 | 3.0192 | 5.6651 | 4.9599 | 4.4187 | 9.0139e-05
7238 | 4.7643e-05 | 0.00010745 | 0.0040429 | 3.4962 | 3.2457 | 3.0192 | 5.6093 | 4.9568 | 4.4187 | 9.063e-05
7239 | 3.5895e-05 | 0.00010698 | 0.00098184 | 3.4648 | 3.2457 | 3.0192 | 5.5238 | 4.9568 | 4.4187 | 0.00010538
7240 | 2.7598e-05 | 0.00010567 | 0 | 3.3738 | 3.2457 | 3.0192 | 5.2823 | 4.9568 | 4.4187 | 8.0961e-05
7241 | 4.0809e-05 | 0.00010613 | 0 | 3.3183 | 3.2445 | 3.0192 | 5.1393 | 4.9538 | 4.4187 | 6.785e-05
7242 | 5.2438e-05 | 0.00010799 | 0 | 3.2545 | 3.2445 | 3.0192 | 4.9788 | 4.9538 | 4.4187 | 0.00023928
7243 | 0.00011015 | 0.00010838 | 0 | 3.2322 | 3.2445 | 3.0192 | 4.9234 | 4.9538 | 4.4187 | 0.00022649
7244 | 0.00014163 | 0.00010889 | 0 | 3.1932 | 3.2445 | 3.0192 | 4.828 | 4.9538 | 4.4187 | 0.00024141
7245 | 0.00016839 | 0.00010817 | 0 | 3.1896 | 3.2445 | 3.0192 | 4.8193 | 4.9538 | 4.4187 | 0.00021453
7246 | 0.00017173 | 0.00010797 | 0 | 3.1848 | 3.2445 | 3.0192 | 4.8076 | 4.9538 | 4.4187 | 1.1144e-05
7247 | 0.00017872 | 0.00010873 | 0 | 3.1203 | 3.2445 | 3.0192 | 4.6533 | 4.9538 | 4.4187 | 1.5733e-05
7248 | 0.00018601 | 0.00010884 | 0 | 3.11 | 3.2445 | 3.0192 | 4.629 | 4.9538 | 4.4187 | 6.0639e-06
7249 | 0.00018293 | 0.00010825 | 0 | 3.1203 | 3.2445 | 3.0192 | 4.6533 | 4.9538 | 4.4187 | 1.4422e-05
7250 | 0.00018431 | 0.0001062 | 0 | 3.1249 | 3.2445 | 3.0192 | 4.6642 | 4.9538 | 4.4187 | 1.0161e-05
7251 | 0.00019072 | 0.00010835 | 0 | 3.1077 | 3.2445 | 3.0192 | 4.6236 | 4.9538 | 4.4187 | 1.6061e-05
7252 | 0.00020102 | 0.00010862 | 0 | 3.1089 | 3.2432 | 3.0192 | 4.6263 | 4.9507 | 4.4187 | 1.0817e-05
7253 | 0.00020782 | 0.00010809 | 0 | 3.0706 | 3.242 | 3.0192 | 4.5368 | 4.9476 | 4.4187 | 1.1144e-05
7254 | 0.00024344 | 0.00010715 | 0.0012129 | 3.0595 | 3.242 | 3.0192 | 4.5111 | 4.9476 | 4.4187 | 4.7528e-06
7255 | 0.00019 | 0.00010806 | 0.0053135 | 3.0683 | 3.242 | 3.0192 | 4.5316 | 4.9476 | 4.4187 | 0.00051805
7256 | 0.00014066 | 0.0001082 | 0.010685 | 3.1872 | 3.242 | 3.0192 | 4.8135 | 4.9476 | 4.4187 | 6.4244e-05
7257 | 0.00011094 | 0.00010815 | 0.013861 | 3.2495 | 3.242 | 3.0192 | 4.9664 | 4.9476 | 4.4187 | 6.5228e-05
7258 | 7.3894e-05 | 0.00010768 | 0.015738 | 3.3092 | 3.242 | 3.0192 | 5.1162 | 4.9476 | 4.4187 | 6.703e-05
7259 | 5.8002e-05 | 0.00010825 | 0.014006 | 3.3791 | 3.242 | 3.0192 | 5.2963 | 4.9476 | 4.4187 | 0.00011423
7260 | 5.6308e-05 | 0.00010838 | 0.014511 | 3.3981 | 3.242 | 3.0192 | 5.346 | 4.9476 | 4.4187 | 0.00023584
7261 | 5.6672e-05 | 0.00010818 | 0.010973 | 3.4535 | 3.2432 | 3.0192 | 5.4934 | 4.9507 | 4.4187 | 7.3586e-05
7262 | 4.7231e-05 | 0.00010808 | 0.0053905 | 3.4648 | 3.2432 | 3.0192 | 5.5238 | 4.9507 | 4.4187 | 9.0303e-05
7263 | 3.8741e-05 | 0.00010708 | 0.00086633 | 3.4159 | 3.2432 | 3.0192 | 5.393 | 4.9507 | 4.4187 | 8.6369e-05
7264 | 3.4481e-05 | 0.00010674 | 0 | 3.3015 | 3.2432 | 3.0192 | 5.0966 | 4.9507 | 4.4187 | 7.0964e-05
7265 | 3.8718e-05 | 0.00010677 | 0 | 3.2583 | 3.2432 | 3.0192 | 4.9881 | 4.9507 | 4.4187 | 8.7517e-05
7266 | 6.5117e-05 | 0.00010798 | 0 | 3.2285 | 3.2432 | 3.0192 | 4.9143 | 4.9507 | 4.4187 | 0.00021404
7267 | 9.6505e-05 | 9.9952e-05 | 0 | 3.215 | 3.2432 | 3.0192 | 4.8812 | 4.9507 | 4.4187 | 0.00023436
7268 | 0.00012096 | 0.000108 | 0 | 3.1836 | 3.242 | 3.0192 | 4.8048 | 4.9476 | 4.4187 | 0.00025501
7269 | 0.00013706 | 0.00010879 | 0 | 3.1599 | 3.2407 | 3.0192 | 4.7475 | 4.9445 | 4.4187 | 0.00021584
7270 | 0.00014611 | 0.00010889 | 0 | 3.1505 | 3.2407 | 3.0192 | 4.725 | 4.9445 | 4.4187 | 1.6553e-05
7271 | 0.00014216 | 0.00010833 | 0 | 3.1611 | 3.242 | 3.0192 | 4.7504 | 4.9476 | 4.4187 | 1.4914e-05
7272 | 0.00014291 | 0.00010901 | 0 | 3.1516 | 3.242 | 3.0192 | 4.7278 | 4.9476 | 4.4187 | 1.0325e-05
7273 | 0.0001538 | 0.00010852 | 0 | 3.14 | 3.2407 | 3.0192 | 4.6999 | 4.9445 | 4.4187 | 1.4422e-05
7274 | 0.00017383 | 0.00010686 | 0 | 3.1295 | 3.2407 | 3.0192 | 4.6751 | 4.9445 | 4.4187 | 1.1964e-05
7275 | 0.00018303 | 0.00010889 | 0 | 3.1157 | 3.2407 | 3.0192 | 4.6425 | 4.9445 | 4.4187 | 1.1964e-05
7276 | 0.00018229 | 0.00010899 | 0 | 3.1146 | 3.2407 | 3.0192 | 4.6398 | 4.9445 | 4.4187 | 1.3275e-05
7277 | 0.00020019 | 0.00010902 | 0 | 3.0873 | 3.2407 | 3.0192 | 4.5759 | 4.9445 | 4.4187 | 4.2611e-06
7278 | 0.00019937 | 0.0001091 | 0.0015161 | 3.0817 | 3.2407 | 3.0192 | 4.5628 | 4.9445 | 4.4187 | 5.9e-06
7279 | 0.00016593 | 0.00010798 | 0.0071039 | 3.1134 | 3.2407 | 3.0192 | 4.6371 | 4.9445 | 4.4187 | 0.00061934
7280 | 0.00012045 | 0.00010788 | 0.018121 | 3.198 | 3.2407 | 3.0192 | 4.8398 | 4.9445 | 4.4187 | 5.6705e-05
7281 | 8.7241e-05 | 0.00010811 | 0.024762 | 3.2633 | 3.2407 | 3.0192 | 5.0006 | 4.9445 | 4.4187 | 9.5383e-05
7282 | 7.2922e-05 | 0.00010845 | 0.025845 | 3.3445 | 3.2407 | 3.0192 | 5.2064 | 4.9445 | 4.4187 | 8.2764e-05
7283 | 6.43e-05 | 0.00010855 | 0.028805 | 3.4049 | 3.242 | 3.0192 | 5.364 | 4.9476 | 4.4187 | 7.0144e-05
7284 | 6.1796e-05 | 0.00010811 | 0.022236 | 3.4339 | 3.242 | 3.0192 | 5.4409 | 4.9476 | 4.4187 | 0.00022846
7285 | 5.5168e-05 | 0.00010767 | 0.018482 | 3.4423 | 3.242 | 3.0192 | 5.4633 | 4.9476 | 4.4187 | 0.00010292
7286 | 4.4961e-05 | 0.00010771 | 0.0084467 | 3.4535 | 3.242 | 3.0192 | 5.4934 | 4.9476 | 4.4187 | 9.8005e-05
7287 | 3.4018e-05 | 0.0001065 | 0.0019492 | 3.4145 | 3.242 | 3.0192 | 5.3894 | 4.9476 | 4.4187 | 8.0142e-05
7288 | 3.6609e-05 | 0.00010701 | 0 | 3.2976 | 3.242 | 3.0192 | 5.0868 | 4.9476 | 4.4187 | 6.5555e-05
7289 | 4.9773e-05 | 0.00010715 | 0 | 3.257 | 3.242 | 3.0192 | 4.985 | 4.9476 | 4.4187 | 6.9489e-05
7290 | 4.2374e-05 | 0.00010802 | 0 | 3.2458 | 3.242 | 3.0192 | 4.9571 | 4.9476 | 4.4187 | 0.00024993
7291 | 8.6061e-05 | 0.00010677 | 0 | 3.2595 | 3.2407 | 3.0192 | 4.9913 | 4.9445 | 4.4187 | 0.00024731
7292 | 0.00011558 | 0.00010948 | 0 | 3.2558 | 3.2407 | 3.0192 | 4.9819 | 4.9445 | 4.4187 | 0.00020306
7293 | 0.00013066 | 0.00010913 | 0 | 3.2371 | 3.2407 | 3.0192 | 4.9356 | 4.9445 | 4.4187 | 0.0002106
7294 | 0.00013617 | 0.00010571 | 0 | 3.215 | 3.2395 | 3.0192 | 4.8812 | 4.9415 | 4.4187 | 1.1636e-05
7295 | 0.00014233 | 0.00010884 | 0 | 3.2053 | 3.2395 | 3.0192 | 4.8574 | 4.9415 | 4.4187 | 9.9972e-06
7296 | 0.00015257 | 0.00010915 | 0 | 3.2053 | 3.2395 | 3.0192 | 4.8574 | 4.9415 | 4.4187 | 1.2128e-05
7297 | 0.00015815 | 0.00010917 | 0 | 3.2041 | 3.2395 | 3.0192 | 4.8545 | 4.9415 | 4.4187 | 2.1306e-06
7298 | 0.00016123 | 0.00010675 | 0 | 3.1776 | 3.2395 | 3.0192 | 4.7903 | 4.9415 | 4.4187 | 1.3767e-05
7299 | 0.00016204 | 0.00010678 | 0 | 3.1693 | 3.2395 | 3.0192 | 4.7703 | 4.9415 | 4.4187 | 1.6061e-05
7300 | 0.00016634 | 0.00010908 | 0 | 3.1563 | 3.2395 | 3.0192 | 4.7391 | 4.9415 | 4.4187 | 8.5222e-06
7301 | 0.00018092 | 0.00010927 | 0 | 3.14 | 3.2395 | 3.0192 | 4.6999 | 4.9415 | 4.4187 | 1.0325e-05
7302 | 0.00017452 | 0.00010879 | 0.0016364 | 3.1261 | 3.2395 | 3.0192 | 4.6669 | 4.9415 | 4.4187 | 7.375e-06
7303 | 0.00015561 | 0.00010774 | 0.0075082 | 3.154 | 3.2395 | 3.0192 | 4.7334 | 4.9415 | 4.4187 | 0.00055198
7304 | 9.5675e-05 | 0.00010823 | 0.017687 | 3.2114 | 3.2395 | 3.0192 | 4.8723 | 4.9415 | 4.4187 | 6.0639e-05
7305 | 7.3727e-05 | 0.00010858 | 0.023463 | 3.2785 | 3.2395 | 3.0192 | 5.0386 | 4.9415 | 4.4187 | 5.6214e-05
7306 | 6.7007e-05 | 0.00010814 | 0.028444 | 3.3274 | 3.2395 | 3.0192 | 5.1626 | 4.9415 | 4.4187 | 9.9808e-05
7307 | 6.5753e-05 | 0.00010753 | 0.026351 | 3.3764 | 3.2395 | 3.0192 | 5.2893 | 4.9415 | 4.4187 | 8.9811e-05
7308 | 6.5971e-05 | 0.00010869 | 0.022741 | 3.4173 | 3.2395 | 3.0192 | 5.3967 | 4.9415 | 4.4187 | 0.00021207
7309 | 7.3821e-05 | 0.00010871 | 0.017976 | 3.4367 | 3.242 | 3.0192 | 5.4483 | 4.9476 | 4.4187 | 7.4405e-05
7310 | 6.3249e-05 | 0.00010867 | 0.0081579 | 3.4284 | 3.242 | 3.0192 | 5.4261 | 4.9476 | 4.4187 | 9.2761e-05
7311 | 5.3305e-05 | 0.00010798 | 0.0014439 | 3.4022 | 3.242 | 3.0192 | 5.3568 | 4.9476 | 4.4187 | 7.0472e-05
7312 | 5.1159e-05 | 0.00010765 | 0 | 3.3209 | 3.242 | 3.0192 | 5.1459 | 4.9476 | 4.4187 | 6.4736e-05
7313 | 5.7233e-05 | 0.000108 | 0 | 3.2608 | 3.242 | 3.0192 | 4.9944 | 4.9476 | 4.4187 | 7.6864e-05
7314 | 9.0249e-05 | 0.00010839 | 0 | 3.2114 | 3.242 | 3.0192 | 4.8723 | 4.9476 | 4.4187 | 0.00025436
7315 | 0.00011958 | 0.00010753 | 0 | 3.1741 | 3.2407 | 3.0192 | 4.7817 | 4.9445 | 4.4187 | 0.00024206
7316 | 0.00014639 | 0.00010956 | 0 | 3.1658 | 3.2407 | 3.0192 | 4.7617 | 4.9445 | 4.4187 | 0.00024862
7317 | 0.00015923 | 0.00010676 | 0 | 3.1146 | 3.2407 | 3.0192 | 4.6398 | 4.9445 | 4.4187 | 0.00021125
7318 | 0.00016838 | 0.00010855 | 0 | 3.1066 | 3.2407 | 3.0192 | 4.6209 | 4.9445 | 4.4187 | 1.1964e-05
7319 | 0.00016849 | 0.00010687 | 0 | 3.0728 | 3.2407 | 3.0192 | 4.542 | 4.9445 | 4.4187 | 1.0653e-05
7320 | 0.00017691 | 0.0001078 | 0 | 3.0885 | 3.2407 | 3.0192 | 4.5785 | 4.9445 | 4.4187 | 3.3761e-05
7321 | 0.00017713 | 0.00010486 | 0 | 3.0628 | 3.2407 | 3.0192 | 4.5188 | 4.9445 | 4.4187 | 1.8028e-05
7322 | 0.00018199 | 0.00010808 | 0 | 3.0706 | 3.2407 | 3.0192 | 4.5368 | 4.9445 | 4.4187 | 2.2617e-05
7323 | 0.0001849 | 0.00010883 | 0 | 3.0772 | 3.2407 | 3.0192 | 4.5523 | 4.9445 | 4.4187 | 1.7536e-05
7324 | 0.00018965 | 0.00010931 | 0 | 3.0941 | 3.2407 | 3.0192 | 4.5917 | 4.9445 | 4.4187 | 2.1961e-05
7325 | 0.00019931 | 0.00010693 | 0 | 3.0739 | 3.2407 | 3.0192 | 4.5446 | 4.9445 | 4.4187 | 1.3439e-05
7326 | 0.00023162 | 0.00010898 | 0.0012706 | 3.1054 | 3.2407 | 3.0192 | 4.6183 | 4.9445 | 4.4187 | 1.5569e-05
7327 | 0.00019155 | 0.00010847 | 0.0057177 | 3.1411 | 3.2407 | 3.0192 | 4.7027 | 4.9445 | 4.4187 | 0.00050887
7328 | 0.00015076 | 0.00010812 | 0.018289 | 3.2077 | 3.2407 | 3.0192 | 4.8634 | 4.9445 | 4.4187 | 0.00054362
7329 | 0.00011198 | 0.00010904 | 0.023391 | 3.2396 | 3.2407 | 3.0192 | 4.9418 | 4.9445 | 4.4187 | 8.9319e-05
7330 | 9.5525e-05 | 0.00010879 | 0.021562 | 3.2785 | 3.2395 | 3.0192 | 5.0386 | 4.9415 | 4.4187 | 6.703e-05
7331 | 8.1053e-05 | 0.0001084 | 0.021081 | 3.3053 | 3.2395 | 3.0192 | 5.1063 | 4.9415 | 4.4187 | 0.00010309
7332 | 7.9784e-05 | 0.00010856 | 0.017615 | 3.3392 | 3.2395 | 3.0192 | 5.1928 | 4.9415 | 4.4187 | 7.293e-05
7333 | 8.6825e-05 | 0.00010701 | 0.010203 | 3.3392 | 3.2395 | 3.0192 | 5.1928 | 4.9415 | 4.4187 | 9.8497e-05
7334 | 8.5933e-05 | 0.0001088 | 0.0069306 | 3.3313 | 3.2395 | 3.0192 | 5.1726 | 4.9415 | 4.4187 | 8.85e-05
7335 | 9.1146e-05 | 0.00010816 | 0.0016749 | 3.2976 | 3.2395 | 3.0192 | 5.0868 | 4.9415 | 4.4187 | 0.00027009
7336 | 7.2086e-05 | 0.00010774 | 0 | 3.2347 | 3.2395 | 3.0192 | 4.9295 | 4.9415 | 4.4187 | 0.00029156
7337 | 7.6698e-05 | 0.00010786 | 0 | 3.1932 | 3.2407 | 3.0192 | 4.828 | 4.9445 | 4.4187 | 4.8347e-05
7338 | 0.00011369 | 0.00010384 | 0 | 3.1836 | 3.2407 | 3.0192 | 4.8048 | 4.9445 | 4.4187 | 3.6547e-05
7339 | 0.00016639 | 0.00010656 | 0 | 3.192 | 3.2407 | 3.0192 | 4.8251 | 4.9445 | 4.4187 | 3.4089e-05
7340 | 0.00021297 | 0.00010829 | 0 | 3.1693 | 3.2395 | 3.0192 | 4.7703 | 4.9415 | 4.4187 | 0.00017356
7341 | 0.00023074 | 0.00010753 | 0 | 3.1693 | 3.2395 | 3.0192 | 4.7703 | 4.9415 | 4.4187 | 0.00015864
7342 | 0.00022418 | 0.00010491 | 0 | 3.1622 | 3.2407 | 3.0192 | 4.7532 | 4.9445 | 4.4187 | 0.00017044
7343 | 0.00022605 | 0.00010827 | 0 | 3.1575 | 3.2407 | 3.0192 | 4.7419 | 4.9445 | 4.4187 | 2.0978e-05
7344 | 0.00023122 | 0.00010899 | 0 | 3.1353 | 3.2407 | 3.0192 | 4.6889 | 4.9445 | 4.4187 | 2.8681e-05
7345 | 0.00023437 | 0.00010947 | 0 | 3.1238 | 3.2407 | 3.0192 | 4.6615 | 4.9445 | 4.4187 | 2.3436e-05
7346 | 0.00023651 | 0.0001095 | 0 | 3.1066 | 3.2407 | 3.0192 | 4.6209 | 4.9445 | 4.4187 | 1.6881e-05
7347 | 0.00023959 | 0.00010966 | 0 | 3.1054 | 3.2407 | 3.0192 | 4.6183 | 4.9445 | 4.4187 | 2.2944e-05
7348 | 0.00024181 | 0.00010957 | 0 | 3.11 | 3.2407 | 3.0192 | 4.629 | 4.9445 | 4.4187 | 2.9664e-05
7349 | 0.00026569 | 0.00010932 | 0 | 3.1077 | 3.2407 | 3.0192 | 4.6236 | 4.9445 | 4.4187 | 2.7206e-05
7350 | 0.00025919 | 0.00010794 | 0.0012706 | 3.0795 | 3.2407 | 3.0192 | 4.5575 | 4.9445 | 4.4187 | 3.0811e-05
7351 | 0.00023235 | 0.00010875 | 0.0056022 | 3.0873 | 3.2407 | 3.0192 | 4.5759 | 4.9445 | 4.4187 | 0.00055804
7352 | 0.00019865 | 0.00010948 | 0.01877 | 3.1203 | 3.2407 | 3.0192 | 4.6533 | 4.9445 | 4.4187 | 0.0005505
7353 | 0.00015971 | 0.00010943 | 0.022236 | 3.192 | 3.2407 | 3.0192 | 4.8251 | 4.9445 | 4.4187 | 7.7519e-05
7354 | 0.00013323 | 0.00010899 | 0.026279 | 3.252 | 3.2407 | 3.0192 | 4.9726 | 4.9445 | 4.4187 | 7.4242e-05
7355 | 0.00011542 | 0.00010913 | 0.033137 | 3.3209 | 3.2407 | 3.0192 | 5.1459 | 4.9445 | 4.4187 | 9.8825e-05
7356 | 0.00011833 | 0.00010916 | 0.033281 | 3.33 | 3.2407 | 3.0192 | 5.1693 | 4.9445 | 4.4187 | 6.0311e-05
7357 | 0.00010607 | 0.00010889 | 0.019925 | 3.3144 | 3.2395 | 3.0192 | 5.1293 | 4.9415 | 4.4187 | 8.9975e-05
7358 | 9.7931e-05 | 0.00010883 | 0.011551 | 3.2772 | 3.2395 | 3.0192 | 5.0354 | 4.9415 | 4.4187 | 6.0639e-05
7359 | 0.00010284 | 0.00010804 | 0.0016605 | 3.2421 | 3.2395 | 3.0192 | 4.9479 | 4.9415 | 4.4187 | 0.00026452
7360 | 8.2318e-05 | 0.00010775 | 0 | 3.1693 | 3.2382 | 3.0192 | 4.7703 | 4.9384 | 4.4187 | 0.00026419
7361 | 8.4065e-05 | 0.0001079 | 0 | 3.1043 | 3.2382 | 3.0192 | 4.6156 | 4.9384 | 4.4187 | 4.0972e-05
7362 | 9.727e-05 | 0.0001089 | 0 | 3.0617 | 3.2382 | 3.0192 | 4.5162 | 4.9384 | 4.4187 | 5.4411e-05
7363 | 0.00013836 | 0.00010626 | 0 | 3.0148 | 3.2382 | 3.0192 | 4.4088 | 4.9384 | 4.4187 | 2.9008e-05
7364 | 0.00017123 | 0.00010989 | 0 | 2.9757 | 3.2382 | 3.0192 | 4.3204 | 4.9384 | 4.4187 | 0.00017143
7365 | 0.00018425 | 0.00010862 | 0 | 2.983 | 3.237 | 3.0192 | 4.3369 | 4.9353 | 4.4187 | 0.00016815
7366 | 0.00019547 | 0.00010528 | 0 | 2.9946 | 3.237 | 3.0192 | 4.363 | 4.9353 | 4.4187 | 0.00016225
7367 | 0.00020072 | 0.0001049 | 0 | 3.001 | 3.237 | 3.0192 | 4.3774 | 4.9353 | 4.4187 | 1.18e-05
7368 | 0.00020993 | 0.0001076 | 0 | 2.9694 | 3.237 | 3.0192 | 4.3064 | 4.9353 | 4.4187 | 1.2619e-05
7369 | 0.00021239 | 0.00010885 | 0 | 2.9233 | 3.237 | 3.0192 | 4.2042 | 4.9353 | 4.4187 | 7.5389e-06
7370 | 0.00021637 | 0.00010965 | 0 | 2.9153 | 3.237 | 3.0192 | 4.1866 | 4.9353 | 4.4187 | 9.9972e-06
7371 | 0.00021645 | 0.00010592 | 0 | 2.9013 | 3.2382 | 3.0192 | 4.156 | 4.9384 | 4.4187 | 9.1778e-06
7372 | 0.00022267 | 0.00010816 | 0 | 2.8806 | 3.2382 | 3.0192 | 4.111 | 4.9384 | 4.4187 | 1.2783e-05
7373 | 0.00022323 | 0.00010901 | 0 | 2.8757 | 3.2382 | 3.0192 | 4.1004 | 4.9384 | 4.4187 | 8.6861e-06
7374 | 0.00022962 | 0.00010861 | 0.0011551 | 2.8796 | 3.2382 | 3.0192 | 4.1089 | 4.9384 | 4.4187 | 1.1636e-05
7375 | 0.00022144 | 0.00010899 | 0.0060643 | 2.8757 | 3.2382 | 3.0192 | 4.1004 | 4.9384 | 4.4187 | 0.00059803
7376 | 0.00015248 | 0.00010951 | 0.020022 | 2.9487 | 3.237 | 3.0192 | 4.2604 | 4.9353 | 4.4187 | 6.4736e-05
7377 | 0.00015008 | 0.00010953 | 0.025893 | 3.0321 | 3.2358 | 3.0192 | 4.4482 | 4.9323 | 4.4187 | 7.2275e-05
7378 | 0.00013455 | 0.00010945 | 0.028974 | 3.0683 | 3.2333 | 3.0192 | 4.5316 | 4.9262 | 4.4187 | 8.3747e-05
7379 | 0.00011988 | 0.00010928 | 0.030803 | 3.1342 | 3.2333 | 3.0192 | 4.6861 | 4.9262 | 4.4187 | 8.1453e-05
7380 | 0.00011455 | 0.00010917 | 0.029263 | 3.1812 | 3.2333 | 3.0192 | 4.799 | 4.9262 | 4.4187 | 0.00019978
7381 | 0.00010398 | 0.00010896 | 0.020118 | 3.1932 | 3.2333 | 3.0192 | 4.828 | 4.9262 | 4.4187 | 8.178e-05
7382 | 9.4763e-05 | 0.00010895 | 0.0098184 | 3.1968 | 3.2333 | 3.0192 | 4.8368 | 4.9262 | 4.4187 | 8.3583e-05
7383 | 9.7388e-05 | 0.00010771 | 0.0016605 | 3.1634 | 3.2345 | 3.0192 | 4.756 | 4.9292 | 4.4187 | 7.7355e-05
7384 | 8.5759e-05 | 0.00010729 | 5.7755e-05 | 3.0694 | 3.2333 | 3.0192 | 4.5342 | 4.9262 | 4.4187 | 6.2278e-05
7385 | 9.2318e-05 | 0.0001081 | 0 | 3.0191 | 3.2333 | 3.0192 | 4.4186 | 4.9262 | 4.4187 | 8.5222e-05
7386 | 0.00010946 | 0.00010742 | 0 | 2.9925 | 3.2333 | 3.0192 | 4.3582 | 4.9262 | 4.4187 | 0.00022354
7387 | 0.00013862 | 0.00010792 | 0 | 2.9663 | 3.2321 | 3.0192 | 4.2995 | 4.9231 | 4.4187 | 0.00027861
7388 | 0.00015608 | 0.00010859 | 0 | 2.9549 | 3.2321 | 3.0192 | 4.2741 | 4.9231 | 4.4187 | 0.0002242
7389 | 0.00017469 | 0.00010933 | 0 | 2.9508 | 3.2321 | 3.0192 | 4.265 | 4.9231 | 4.4187 | 0.00023879
7390 | 0.00018248 | 0.00010872 | 0 | 2.9436 | 3.2321 | 3.0192 | 4.2491 | 4.9231 | 4.4187 | 1.1964e-05
7391 | 0.00019144 | 0.00010877 | 0 | 2.9143 | 3.2308 | 3.0192 | 4.1844 | 4.9201 | 4.4187 | 8.3583e-06
7392 | 0.00020732 | 0.0001084 | 0 | 2.9053 | 3.2296 | 3.0192 | 4.1647 | 4.917 | 4.4187 | 1.1964e-05
7393 | 0.00021236 | 0.00010878 | 0 | 2.8993 | 3.2284 | 3.0192 | 4.1517 | 4.914 | 4.4187 | 8.6861e-06
7394 | 0.00021919 | 0.0001057 | 0 | 2.9013 | 3.2284 | 3.0192 | 4.156 | 4.914 | 4.4187 | 1.0653e-05
7395 | 0.00022708 | 0.0001097 | 0 | 2.9033 | 3.2284 | 3.0192 | 4.1604 | 4.914 | 4.4187 | 1.0325e-05
7396 | 0.00023701 | 0.00010989 | 0 | 2.8963 | 3.2296 | 3.0192 | 4.1452 | 4.917 | 4.4187 | 1.0653e-05
7397 | 0.00024019 | 0.00010996 | 0 | 2.8816 | 3.2296 | 3.0192 | 4.1131 | 4.917 | 4.4187 | 1.9503e-05
7398 | 0.00025881 | 0.00010941 | 0.0010973 | 2.8894 | 3.2284 | 3.0192 | 4.1302 | 4.914 | 4.4187 | 1.8847e-05
7399 | 0.00024717 | 0.00010955 | 0.0046204 | 2.8875 | 3.2284 | 3.0192 | 4.1259 | 4.914 | 4.4187 | 0.00061475
7400 | 0.00019364 | 0.00010962 | 0.0093371 | 2.9163 | 3.2271 | 3.0192 | 4.1888 | 4.911 | 4.4187 | 6.3261e-05
7401 | 0.00017515 | 0.00010965 | 0.014439 | 2.959 | 3.2271 | 3.0192 | 4.2833 | 4.911 | 4.4187 | 6.2769e-05
7402 | 0.00016088 | 0.00010924 | 0.02368 | 2.9978 | 3.2271 | 3.0192 | 4.3702 | 4.911 | 4.4187 | 0.0001021
7403 | 0.00014438 | 0.00010958 | 0.018097 | 3.0127 | 3.2271 | 3.0192 | 4.404 | 4.911 | 4.4187 | 7.8011e-05
7404 | 0.00013934 | 0.0001096 | 0.015209 | 3.0321 | 3.2247 | 3.0192 | 4.4482 | 4.9049 | 4.4187 | 0.00017929
7405 | 0.00012942 | 0.00010911 | 0.010781 | 3.0397 | 3.2234 | 3.0192 | 4.4656 | 4.9019 | 4.4187 | 9.063e-05
7406 | 0.00012496 | 0.00010937 | 0.0070461 | 3.043 | 3.2222 | 3.0192 | 4.4732 | 4.8989 | 4.4187 | 9.8333e-05
7407 | 0.00011972 | 0.00010926 | 0.0012129 | 3.0354 | 3.2222 | 3.0192 | 4.4557 | 4.8989 | 4.4187 | 8.3255e-05
7408 | 0.00011089 | 0.00010852 | 0 | 2.9946 | 3.2222 | 3.0192 | 4.363 | 4.8989 | 4.4187 | 7.7028e-05
7409 | 0.00011361 | 0.00010849 | 0 | 2.9611 | 3.2222 | 3.0192 | 4.2879 | 4.8989 | 4.4187 | 5.5394e-05
7410 | 0.00012262 | 0.00010866 | 0 | 2.9487 | 3.2222 | 3.0192 | 4.2604 | 4.8989 | 4.4187 | 0.00023026
7411 | 0.00017317 | 9.6999e-05 | 0 | 2.9518 | 3.2222 | 3.0192 | 4.2673 | 4.8989 | 4.4187 | 0.0002342
7412 | 0.00019479 | 0.00010969 | 0 | 2.9183 | 3.221 | 3.0192 | 4.1932 | 4.8959 | 4.4187 | 0.0002419
7413 | 0.00020099 | 0.00010705 | 0 | 2.9003 | 3.2198 | 3.0192 | 4.1539 | 4.8929 | 4.4187 | 0.00022961
7414 | 0.00019808 | 0.00010914 | 0 | 2.8934 | 3.2185 | 3.0192 | 4.1388 | 4.8899 | 4.4187 | 1.8847e-05
7415 | 0.00019707 | 0.00010974 | 0 | 2.8855 | 3.2185 | 3.0192 | 4.1216 | 4.8899 | 4.4187 | 1.7372e-05
7416 | 0.00020556 | 0.00011019 | 0 | 2.8865 | 3.2185 | 3.0192 | 4.1238 | 4.8899 | 4.4187 | 1.2292e-05
7417 | 0.00020906 | 0.00011022 | 0 | 2.8894 | 3.2173 | 3.0192 | 4.1302 | 4.8869 | 4.4187 | 8.3583e-06
7418 | 0.00021608 | 0.00010995 | 0 | 2.8855 | 3.2173 | 3.0192 | 4.1216 | 4.8869 | 4.4187 | 1.1144e-05
7419 | 0.00021664 | 0.00010912 | 0 | 2.8904 | 3.2173 | 3.0192 | 4.1323 | 4.8869 | 4.4187 | 7.2111e-06
7420 | 0.00022023 | 0.00011019 | 0 | 2.8776 | 3.2161 | 3.0192 | 4.1047 | 4.8839 | 4.4187 | 1.9994e-05
7421 | 0.00024384 | 0.00010962 | 0 | 2.8689 | 3.2161 | 3.0192 | 4.0857 | 4.8839 | 4.4187 | 1.3111e-05
7422 | 0.00023628 | 0.00011035 | 0.0016749 | 2.8602 | 3.2149 | 3.0192 | 4.067 | 4.8809 | 4.4187 | 8.85e-06
7423 | 0.00018908 | 0.00010954 | 0.0048129 | 2.8592 | 3.2124 | 3.0192 | 4.0649 | 4.8749 | 4.4187 | 0.00055837
7424 | 0.00015467 | 0.00010887 | 0.0080135 | 2.9013 | 3.2124 | 3.0192 | 4.156 | 4.8749 | 4.4187 | 5.4903e-05
7425 | 0.00014343 | 0.00010967 | 0.013284 | 2.9549 | 3.2112 | 3.0192 | 4.2741 | 4.8719 | 4.4187 | 6.2769e-05
7426 | 0.00013796 | 0.00010965 | 0.019444 | 3.0191 | 3.2112 | 3.0192 | 4.4186 | 4.8719 | 4.4187 | 8.8828e-05
7427 | 0.00013717 | 0.00010977 | 0.018385 | 3.0661 | 3.2112 | 3.0192 | 4.5265 | 4.8719 | 4.4187 | 6.5064e-05
7428 | 0.00013494 | 0.00010985 | 0.019252 | 3.0873 | 3.2112 | 3.0192 | 4.5759 | 4.8719 | 4.4187 | 0.00021601
7429 | 0.00013016 | 0.00010923 | 0.013957 | 3.1146 | 3.2112 | 3.0192 | 4.6398 | 4.8719 | 4.4187 | 7.9978e-05
7430 | 0.00012693 | 0.00010978 | 0.0058477 | 3.0964 | 3.2088 | 3.0192 | 4.597 | 4.8659 | 4.4187 | 7.8503e-05
7431 | 0.00011069 | 0.00010922 | 0.0011551 | 3.0873 | 3.2076 | 3.0192 | 4.5759 | 4.863 | 4.4187 | 9.2105e-05
7432 | 0.00010457 | 0.00010902 | 0 | 2.9967 | 3.2063 | 3.0192 | 4.3678 | 4.86 | 4.4187 | 7.7683e-05
7433 | 0.00011182 | 0.00010937 | 0 | 2.9284 | 3.2063 | 3.0192 | 4.2154 | 4.86 | 4.4187 | 8.1617e-05
7434 | 0.00011249 | 0.00010785 | 0 | 2.9083 | 3.2051 | 3.0192 | 4.1712 | 4.857 | 4.4187 | 0.00023518
7435 | 0.00016843 | 0.00010035 | 0 | 2.9033 | 3.2051 | 3.0192 | 4.1604 | 4.857 | 4.4187 | 0.00025894
7436 | 0.00019302 | 0.00010929 | 0 | 2.8855 | 3.2051 | 3.0192 | 4.1216 | 4.857 | 4.4187 | 0.00023895
7437 | 0.00020963 | 0.00010896 | 0 | 2.9043 | 3.2051 | 3.0192 | 4.1625 | 4.857 | 4.4187 | 0.00021781
7438 | 0.00021056 | 0.00010906 | 0 | 2.8884 | 3.2051 | 3.0192 | 4.1281 | 4.857 | 4.4187 | 8.0305e-06
7439 | 0.00020952 | 0.00011033 | 0 | 2.8708 | 3.2039 | 3.0192 | 4.0899 | 4.8541 | 4.4187 | 1.8192e-05
7440 | 0.00021932 | 0.00011034 | 0 | 2.8747 | 3.2039 | 3.0192 | 4.0983 | 4.8541 | 4.4187 | 1.4094e-05
7441 | 0.00021953 | 0.00010864 | 0 | 2.8708 | 3.2027 | 3.0192 | 4.0899 | 4.8511 | 4.4187 | 1.5242e-05
7442 | 0.00022235 | 0.00011048 | 0 | 2.8669 | 3.1991 | 3.0192 | 4.0816 | 4.8423 | 4.4187 | 1.4586e-05
7443 | 0.00022236 | 0.00011048 | 0 | 2.864 | 3.1991 | 3.0192 | 4.0753 | 4.8423 | 4.4187 | 7.8667e-06
7444 | 0.00022421 | 0.00010889 | 0 | 2.864 | 3.1991 | 3.0192 | 4.0753 | 4.8423 | 4.4187 | 1.9175e-05
7445 | 0.00024045 | 0.00010938 | 0 | 2.866 | 3.1991 | 3.0192 | 4.0795 | 4.8423 | 4.4187 | 1.0489e-05
7446 | 0.00023428 | 0.0001102 | 0.00098184 | 2.8611 | 3.1991 | 3.0192 | 4.0691 | 4.8423 | 4.4187 | 8.0305e-06
7447 | 0.00019593 | 0.00010984 | 0.0057177 | 2.8884 | 3.1979 | 3.0192 | 4.1281 | 4.8393 | 4.4187 | 0.00058836
7448 | 0.00015317 | 0.00010947 | 0.017904 | 2.9223 | 3.1967 | 3.0192 | 4.202 | 4.8364 | 4.4187 | 7.5225e-05
7449 | 0.00014014 | 0.00011024 | 0.024642 | 2.9757 | 3.1967 | 3.0192 | 4.3204 | 4.8364 | 4.4187 | 5.4739e-05
7450 | 0.00012005 | 0.00010982 | 0.029936 | 3.0245 | 3.1967 | 3.0192 | 4.4309 | 4.8364 | 4.4187 | 8.768e-05
7451 | 0.00012875 | 0.00011017 | 0.02907 | 3.0706 | 3.1967 | 3.0192 | 4.5368 | 4.8364 | 4.4187 | 6.8833e-05
7452 | 0.00012496 | 0.0001103 | 0.025508 | 3.1032 | 3.1967 | 3.0192 | 4.6129 | 4.8364 | 4.4187 | 0.00018224
7453 | 0.00011772 | 0.00011017 | 0.014824 | 3.1318 | 3.1942 | 3.0192 | 4.6806 | 4.8305 | 4.4187 | 7.7519e-05
7454 | 0.00011662 | 0.0001095 | 0.0062809 | 3.1261 | 3.1942 | 3.0192 | 4.6669 | 4.8305 | 4.4187 | 0.00010718
7455 | 9.9909e-05 | 0.0001097 | 0.00069306 | 3.0941 | 3.1942 | 3.0192 | 4.5917 | 4.8305 | 4.4187 | 8.2764e-05
7456 | 0.00010066 | 0.00010916 | 0 | 3.017 | 3.1942 | 3.0192 | 4.4137 | 4.8305 | 4.4187 | 5.8344e-05
7457 | 9.3292e-05 | 0.00010983 | 0 | 2.9684 | 3.193 | 3.0192 | 4.3041 | 4.8276 | 4.4187 | 6.6047e-05
7458 | 0.00010949 | 0.00010976 | 0 | 2.9153 | 3.1906 | 3.0192 | 4.1866 | 4.8217 | 4.4187 | 0.0002201
7459 | 0.0001545 | 0.00010685 | 0 | 2.8963 | 3.1894 | 3.0192 | 4.1452 | 4.8188 | 4.4187 | 0.00023223
7460 | 0.00018131 | 0.00010574 | 0 | 2.8825 | 3.1894 | 3.0192 | 4.1153 | 4.8188 | 4.4187 | 0.00023567
7461 | 0.00018476 | 0.0001067 | 0 | 2.8786 | 3.1882 | 3.0192 | 4.1068 | 4.8159 | 4.4187 | 0.00021715
7462 | 0.00019006 | 0.0001094 | 0 | 2.8747 | 3.1882 | 3.0192 | 4.0983 | 4.8159 | 4.4187 | 1.2783e-05
7463 | 0.0001905 | 0.00011025 | 0 | 2.8914 | 3.1882 | 3.0192 | 4.1345 | 4.8159 | 4.4187 | 1.3767e-05
7464 | 0.00021135 | 0.00011013 | 0 | 2.8953 | 3.1882 | 3.0192 | 4.1431 | 4.8159 | 4.4187 | 5.5722e-06
7465 | 0.00021491 | 0.00011015 | 0 | 2.8904 | 3.187 | 3.0192 | 4.1323 | 4.813 | 4.4187 | 1.2619e-05
7466 | 0.00021714 | 0.00011032 | 0 | 2.866 | 3.187 | 3.0192 | 4.0795 | 4.813 | 4.4187 | 3.6056e-06
7467 | 0.00022407 | 0.00011054 | 0 | 2.8698 | 3.187 | 3.0192 | 4.0878 | 4.813 | 4.4187 | 9.3417e-06
7468 | 0.00022978 | 0.00010931 | 0 | 2.8728 | 3.1846 | 3.0192 | 4.0941 | 4.8072 | 4.4187 | 1.1144e-05
7469 | 0.00023193 | 0.00011009 | 0 | 2.8611 | 3.1846 | 3.0192 | 4.0691 | 4.8072 | 4.4187 | 1.6717e-05
7470 | 0.00025492 | 0.00010867 | 0.00079413 | 2.8496 | 3.1846 | 3.0192 | 4.0443 | 4.8072 | 4.4187 | 1.2456e-05
7471 | 0.00019337 | 0.00010951 | 0.004837 | 2.8631 | 3.1846 | 3.0192 | 4.0732 | 4.8072 | 4.4187 | 0.00063343
7472 | 0.00014331 | 0.00010974 | 0.012225 | 2.9063 | 3.1834 | 3.0192 | 4.1669 | 4.8043 | 4.4187 | 6.5555e-05
7473 | 0.00012975 | 0.00011039 | 0.016171 | 2.9705 | 3.1834 | 3.0192 | 4.3088 | 4.8043 | 4.4187 | 8.0633e-05
7474 | 0.00012819 | 0.00010978 | 0.016364 | 3.0375 | 3.1822 | 3.0192 | 4.4606 | 4.8014 | 4.4187 | 6.4244e-05
7475 | 0.00010927 | 0.0001103 | 0.017327 | 3.0761 | 3.1798 | 3.0192 | 4.5497 | 4.7956 | 4.4187 | 0.00010309
7476 | 0.0001102 | 0.00011039 | 0.01646 | 3.102 | 3.1798 | 3.0192 | 4.6103 | 4.7956 | 4.4187 | 0.0002106
7477 | 0.00011105 | 0.00011054 | 0.014246 | 3.1032 | 3.1798 | 3.0192 | 4.6129 | 4.7956 | 4.4187 | 8.6861e-05
7478 | 0.00010382 | 0.0001105 | 0.0054867 | 3.11 | 3.1798 | 3.0192 | 4.629 | 4.7956 | 4.4187 | 7.6536e-05
7479 | 9.043e-05 | 0.00010954 | 0.00069306 | 3.0728 | 3.1774 | 3.0192 | 4.542 | 4.7898 | 4.4187 | 8.9975e-05
7480 | 8.4651e-05 | 0.00010956 | 0 | 3.0267 | 3.1774 | 3.0192 | 4.4358 | 4.7898 | 4.4187 | 6.9653e-05
7481 | 0.00011053 | 0.00011021 | 0 | 2.9914 | 3.1774 | 3.0192 | 4.3558 | 4.7898 | 4.4187 | 6.8505e-05
7482 | 0.00011938 | 0.00011038 | 0 | 2.9663 | 3.1774 | 3.0192 | 4.2995 | 4.7898 | 4.4187 | 0.00023207
7483 | 0.0001526 | 0.0001086 | 0 | 2.9334 | 3.1763 | 3.0192 | 4.2265 | 4.7869 | 4.4187 | 0.0002319
7484 | 0.00018601 | 0.00010992 | 0 | 2.9344 | 3.1763 | 3.0192 | 4.2288 | 4.7869 | 4.4187 | 0.00022797
7485 | 0.0001974 | 0.00011074 | 0 | 2.9233 | 3.1763 | 3.0192 | 4.2042 | 4.7869 | 4.4187 | 0.00025616
7486 | 0.00020626 | 0.00010897 | 0 | 2.9093 | 3.1763 | 3.0192 | 4.1734 | 4.7869 | 4.4187 | 1.1472e-05
7487 | 0.00020691 | 0.00010712 | 0 | 2.8983 | 3.1751 | 3.0192 | 4.1495 | 4.7841 | 4.4187 | 4.9167e-06
7488 | 0.00021309 | 0.00011033 | 0 | 2.8973 | 3.1751 | 3.0192 | 4.1474 | 4.7841 | 4.4187 | 2.1469e-05
7489 | 0.00021678 | 0.00011022 | 0 | 2.8875 | 3.1739 | 3.0192 | 4.1259 | 4.7812 | 4.4187 | 2.6878e-05
7490 | 0.00022019 | 0.0001088 | 0 | 2.8767 | 3.1727 | 3.0192 | 4.1026 | 4.7783 | 4.4187 | 3.245e-05
7491 | 0.00022422 | 0.00010961 | 0 | 2.8816 | 3.1715 | 3.0192 | 4.1131 | 4.7755 | 4.4187 | 1.7044e-05
7492 | 0.0002271 | 0.00010816 | 0 | 2.8679 | 3.1703 | 3.0192 | 4.0836 | 4.7726 | 4.4187 | 1.9339e-05
7493 | 0.00023214 | 0.0001083 | 0 | 2.864 | 3.1703 | 3.0192 | 4.0753 | 4.7726 | 4.4187 | 2.5894e-05
7494 | 0.00024345 | 0.00010885 | 0.00069306 | 2.8806 | 3.1691 | 3.0192 | 4.111 | 4.7697 | 4.4187 | 3.1631e-05
7495 | 0.00020448 | 0.00011054 | 0.0036963 | 2.8825 | 3.1691 | 3.0192 | 4.1153 | 4.7697 | 4.4187 | 0.00058312
7496 | 0.00017545 | 0.00011065 | 0.012032 | 2.9395 | 3.1691 | 3.0192 | 4.24 | 4.7697 | 4.4187 | 0.0005859
7497 | 0.00013199 | 0.00011072 | 0.018482 | 3.001 | 3.1691 | 3.0192 | 4.3774 | 4.7697 | 4.4187 | 6.7522e-05
7498 | 0.00013294 | 0.00011069 | 0.022717 | 3.0562 | 3.1691 | 3.0192 | 4.5035 | 4.7697 | 4.4187 | 6.8014e-05
7499 | 0.0001148 | 0.00011067 | 0.021466 | 3.1284 | 3.1691 | 3.0192 | 4.6724 | 4.7697 | 4.4187 | 7.588e-05
7500 | 0.00010568 | 0.00011009 | 0.016171 | 3.1528 | 3.1679 | 3.0192 | 4.7306 | 4.7669 | 4.4187 | 5.6378e-05
7501 | 0.00010353 | 0.00010957 | 0.010877 | 3.1611 | 3.1679 | 3.0192 | 4.7504 | 4.7669 | 4.4187 | 8.6533e-05
7502 | 9.2194e-05 | 0.00011028 | 0.0042739 | 3.1528 | 3.1679 | 3.0192 | 4.7306 | 4.7669 | 4.4187 | 8.6697e-05
7503 | 8.4749e-05 | 0.00011001 | 0.00050536 | 3.1111 | 3.1667 | 3.0192 | 4.6317 | 4.764 | 4.4187 | 0.00024862
7504 | 8.867e-05 | 0.00010946 | 0 | 3.0386 | 3.1667 | 3.0192 | 4.4631 | 4.764 | 4.4187 | 0.00026583
7505 | 8.0739e-05 | 0.00010994 | 0 | 3.0063 | 3.1632 | 3.0192 | 4.3894 | 4.7555 | 4.4187 | 5.1789e-05
7506 | 9.59e-05 | 0.00010865 | 0 | 2.9851 | 3.1632 | 3.0192 | 4.3416 | 4.7555 | 4.4187 | 2.5731e-05
7507 | 0.00015616 | 0.00010919 | 0 | 2.9653 | 3.162 | 3.0192 | 4.2972 | 4.7527 | 4.4187 | 3.6219e-05
7508 | 0.00016906 | 0.00011122 | 0 | 2.9304 | 3.162 | 3.0192 | 4.2198 | 4.7527 | 4.4187 | 0.00017962
7509 | 0.00018378 | 0.00011037 | 0 | 2.9093 | 3.162 | 3.0192 | 4.1734 | 4.7527 | 4.4187 | 0.00014979
7510 | 0.00019265 | 0.00010616 | 0 | 2.9043 | 3.162 | 3.0192 | 4.1625 | 4.7527 | 4.4187 | 0.00017176
7511 | 0.00020015 | 0.00010986 | 0 | 2.9153 | 3.162 | 3.0192 | 4.1866 | 4.7527 | 4.4187 | 2.3764e-05
7512 | 0.00021379 | 0.00011095 | 0 | 2.9053 | 3.162 | 3.0192 | 4.1647 | 4.7527 | 4.4187 | 2.2944e-05
7513 | 0.0002215 | 0.00011113 | 0 | 2.8973 | 3.1608 | 3.0192 | 4.1474 | 4.7498 | 4.4187 | 2.7697e-05
7514 | 0.00022777 | 0.00011069 | 0 | 2.8944 | 3.1608 | 3.0192 | 4.1409 | 4.7498 | 4.4187 | 2.4092e-05
7515 | 0.00023743 | 0.00011111 | 0 | 2.8825 | 3.1608 | 3.0192 | 4.1153 | 4.7498 | 4.4187 | 2.8844e-05
7516 | 0.00024043 | 0.00011058 | 0 | 2.8776 | 3.1608 | 3.0192 | 4.1047 | 4.7498 | 4.4187 | 3.6056e-05
7517 | 0.00024651 | 0.00011091 | 0 | 2.8767 | 3.1608 | 3.0192 | 4.1026 | 4.7498 | 4.4187 | 1.3275e-05
7518 | 0.00025476 | 0.0001108 | 0.00028878 | 2.864 | 3.1596 | 3.0192 | 4.0753 | 4.747 | 4.4187 | 2.2781e-05
7519 | 0.00023802 | 0.00011037 | 0.0017904 | 2.865 | 3.1585 | 3.0192 | 4.0774 | 4.7442 | 4.4187 | 0.00052199
7520 | 0.00016986 | 0.00011038 | 0.0040429 | 2.8855 | 3.1549 | 3.0192 | 4.1216 | 4.7357 | 4.4187 | 0.00054575
7521 | 0.00012492 | 0.00011074 | 0.0077969 | 2.9143 | 3.1549 | 3.0192 | 4.1844 | 4.7357 | 4.4187 | 7.3914e-05
7522 | 0.00011175 | 0.00010961 | 0.012321 | 2.958 | 3.1549 | 3.0192 | 4.281 | 4.7357 | 4.4187 | 7.5389e-05
7523 | 0.00010603 | 0.00011045 | 0.010203 | 3.0106 | 3.1549 | 3.0192 | 4.3991 | 4.7357 | 4.4187 | 7.3586e-05
7524 | 0.00010263 | 0.00010801 | 0.0096258 | 3.0245 | 3.1549 | 3.0192 | 4.4309 | 4.7357 | 4.4187 | 7.2439e-05
7525 | 0.00011104 | 0.00011031 | 0.006714 | 3.0551 | 3.1549 | 3.0192 | 4.5009 | 4.7357 | 4.4187 | 9.7842e-05
7526 | 8.0496e-05 | 0.00011054 | 0.0032343 | 3.0862 | 3.1538 | 3.0192 | 4.5732 | 4.7329 | 4.4187 | 8.7353e-05
7527 | 6.1182e-05 | 0.00011003 | 0.00040429 | 3.065 | 3.1538 | 3.0192 | 4.5239 | 4.7329 | 4.4187 | 0.00031499
7528 | 5.7657e-05 | 0.00010978 | 0 | 2.9684 | 3.1538 | 3.0192 | 4.3041 | 4.7329 | 4.4187 | 0.00026861
7529 | 5.7128e-05 | 0.00011014 | 0 | 2.9203 | 3.1538 | 3.0192 | 4.1976 | 4.7329 | 4.4187 | 5.2608e-05
7530 | 7.095e-05 | 0.00011043 | 0 | 2.9143 | 3.1538 | 3.0192 | 4.1844 | 4.7329 | 4.4187 | 6.0967e-05
7531 | 0.00010965 | 0.00011059 | 0 | 2.8953 | 3.1538 | 3.0192 | 4.1431 | 4.7329 | 4.4187 | 3.2614e-05
7532 | 0.00013434 | 0.00010998 | 0 | 2.8728 | 3.1538 | 3.0192 | 4.0941 | 4.7329 | 4.4187 | 0.00017487
7533 | 0.00014835 | 0.00011104 | 0 | 2.8429 | 3.1526 | 3.0192 | 4.03 | 4.7301 | 4.4187 | 0.00015979
7534 | 0.00015824 | 0.00011103 | 0 | 2.8563 | 3.1502 | 3.0192 | 4.0587 | 4.7245 | 4.4187 | 0.00016438
7535 | 0.00016089 | 0.00011087 | 0 | 2.8458 | 3.1502 | 3.0192 | 4.0361 | 4.7245 | 4.4187 | 2.7861e-05
7536 | 0.00017737 | 0.00011042 | 0 | 2.8419 | 3.1502 | 3.0192 | 4.0279 | 4.7245 | 4.4187 | 8.3583e-06
7537 | 0.0001814 | 0.00011042 | 0 | 2.8136 | 3.1502 | 3.0192 | 3.9678 | 4.7245 | 4.4187 | 2.0978e-05
7538 | 0.00018643 | 0.00011124 | 0 | 2.7941 | 3.1491 | 3.0192 | 3.9268 | 4.7216 | 4.4187 | 1.2456e-05
7539 | 0.00019017 | 0.0001108 | 0 | 2.7877 | 3.1491 | 3.0192 | 3.9133 | 4.7216 | 4.4187 | 8.6861e-06
7540 | 0.00019167 | 0.00011088 | 0 | 2.7822 | 3.1491 | 3.0192 | 3.9018 | 4.7216 | 4.4187 | 1.475e-05
7541 | 0.0002069 | 0.0001112 | 0 | 2.7749 | 3.1479 | 3.0192 | 3.8866 | 4.7189 | 4.4187 | 6.2278e-06
7542 | 0.00019986 | 0.00011121 | 0.00069306 | 2.7587 | 3.1479 | 3.0192 | 3.8527 | 4.7189 | 4.4187 | 1.2619e-05
7543 | 0.00016344 | 0.00010959 | 0.0038985 | 2.7722 | 3.1479 | 3.0192 | 3.8809 | 4.7189 | 4.4187 | 0.00056476
7544 | 0.00011844 | 0.00010977 | 0.0096258 | 2.7988 | 3.1479 | 3.0192 | 3.9365 | 4.7189 | 4.4187 | 8.2436e-05
7545 | 9.7341e-05 | 0.00011053 | 0.014631 | 2.8381 | 3.1467 | 3.0192 | 4.0198 | 4.7161 | 4.4187 | 5.8344e-05
7546 | 8.9447e-05 | 0.00011031 | 0.016556 | 2.8757 | 3.1467 | 3.0192 | 4.1004 | 4.7161 | 4.4187 | 7.965e-05
7547 | 8.1415e-05 | 0.00011068 | 0.014824 | 2.8944 | 3.1456 | 3.0192 | 4.1409 | 4.7133 | 4.4187 | 9.3089e-05
7548 | 8.0691e-05 | 0.00011075 | 0.012032 | 2.9274 | 3.1444 | 3.0192 | 4.2131 | 4.7105 | 4.4187 | 0.00019241
7549 | 8.1308e-05 | 0.00010992 | 0.0075082 | 2.9498 | 3.1444 | 3.0192 | 4.2627 | 4.7105 | 4.4187 | 9.2925e-05
7550 | 7.0461e-05 | 0.00011044 | 0.0032343 | 2.958 | 3.1444 | 3.0192 | 4.281 | 4.7105 | 4.4187 | 0.00010079
7551 | 6.3014e-05 | 0.00010985 | 0.00040429 | 2.9314 | 3.1444 | 3.0192 | 4.2221 | 4.7105 | 4.4187 | 9.9972e-05
7552 | 5.8018e-05 | 0.00010976 | 0 | 2.8553 | 3.1444 | 3.0192 | 4.0566 | 4.7105 | 4.4187 | 5.8672e-05
7553 | 8.958e-05 | 0.00011013 | 0 | 2.8202 | 3.1444 | 3.0192 | 3.9817 | 4.7105 | 4.4187 | 6.0311e-05
7554 | 9.2476e-05 | 0.00011011 | 0 | 2.7923 | 3.1444 | 3.0192 | 3.9229 | 4.7105 | 4.4187 | 0.00025354
7555 | 0.00013209 | 0.00011053 | 0 | 2.7822 | 3.142 | 3.0192 | 3.9018 | 4.7049 | 4.4187 | 0.00023157
7556 | 0.00015126 | 0.00010965 | 0 | 2.7804 | 3.142 | 3.0192 | 3.898 | 4.7049 | 4.4187 | 0.00024239
7557 | 0.00016761 | 0.00010997 | 0 | 2.7632 | 3.142 | 3.0192 | 3.8621 | 4.7049 | 4.4187 | 0.00025042
7558 | 0.00017639 | 0.00010955 | 0 | 2.7587 | 3.1409 | 3.0192 | 3.8527 | 4.7021 | 4.4187 | 9.3417e-06
7559 | 0.00017921 | 0.00011085 | 0 | 2.7605 | 3.1409 | 3.0192 | 3.8565 | 4.7021 | 4.4187 | 1.3931e-05
7560 | 0.00018719 | 0.00011132 | 0 | 2.7587 | 3.1409 | 3.0192 | 3.8527 | 4.7021 | 4.4187 | 1.0325e-05
7561 | 0.00019284 | 0.0001114 | 0 | 2.7382 | 3.1409 | 3.0192 | 3.8104 | 4.7021 | 4.4187 | 1.3767e-05
7562 | 0.00019838 | 0.00011037 | 0 | 2.7329 | 3.1409 | 3.0192 | 3.7995 | 4.7021 | 4.4187 | 6.0639e-06
7563 | 0.00020243 | 0.00011125 | 0 | 2.7453 | 3.1386 | 3.0192 | 3.825 | 4.6966 | 4.4187 | 1.2783e-05
7564 | 0.00020827 | 0.00010431 | 0 | 2.7569 | 3.1374 | 3.0192 | 3.849 | 4.6938 | 4.4187 | 1.2619e-05
7565 | 0.00022645 | 0.00011131 | 0 | 2.7795 | 3.1374 | 3.0192 | 3.8961 | 4.6938 | 4.4187 | 8.3583e-06
7566 | 0.00022372 | 0.00011099 | 0.00028878 | 2.774 | 3.1374 | 3.0192 | 3.8847 | 4.6938 | 4.4187 | 1.4258e-05
7567 | 0.00020087 | 0.00010993 | 0.0031765 | 2.7877 | 3.1374 | 3.0192 | 3.9133 | 4.6938 | 4.4187 | 0.00059639
7568 | 0.00015683 | 0.00011004 | 0.0097221 | 2.8438 | 3.1362 | 3.0192 | 4.032 | 4.691 | 4.4187 | 8.4894e-05
7569 | 0.00013813 | 0.00011069 | 0.010396 | 2.8835 | 3.1351 | 3.0192 | 4.1174 | 4.6883 | 4.4187 | 7.0308e-05
7570 | 0.0001261 | 0.00011021 | 0.0052701 | 2.9233 | 3.1351 | 3.0192 | 4.2042 | 4.6883 | 4.4187 | 8.1289e-05
7571 | 0.00012198 | 0.00011076 | 0.013765 | 2.9611 | 3.1351 | 3.0192 | 4.2879 | 4.6883 | 4.4187 | 9.4072e-05
7572 | 0.0001228 | 0.00011054 | 0.017712 | 3.001 | 3.1351 | 3.0192 | 4.3774 | 4.6883 | 4.4187 | 0.00024157
7573 | 0.0001298 | 0.00011106 | 0.012995 | 3.0354 | 3.1339 | 3.0192 | 4.4557 | 4.6855 | 4.4187 | 9.5219e-05
7574 | 0.00012941 | 0.00011118 | 0.0055445 | 3.0364 | 3.1339 | 3.0192 | 4.4582 | 4.6855 | 4.4187 | 9.3089e-05
7575 | 0.00012015 | 0.00011097 | 0.00069306 | 3.0074 | 3.1339 | 3.0192 | 4.3918 | 4.6855 | 4.4187 | 9.948e-05
7576 | 0.00011494 | 0.00011074 | 0 | 2.9163 | 3.1327 | 3.0192 | 4.1888 | 4.6828 | 4.4187 | 5.3919e-05
7577 | 0.0001207 | 0.00011018 | 0 | 2.8757 | 3.1304 | 3.0192 | 4.1004 | 4.6773 | 4.4187 | 7.08e-05
7578 | 0.00014794 | 0.00010998 | 0 | 2.8737 | 3.1304 | 3.0192 | 4.0962 | 4.6773 | 4.4187 | 0.00022502
7579 | 0.00019919 | 0.00010669 | 0 | 2.8708 | 3.1304 | 3.0192 | 4.0899 | 4.6773 | 4.4187 | 0.00024403
7580 | 0.00022343 | 0.00011137 | 0 | 2.8669 | 3.1304 | 3.0192 | 4.0816 | 4.6773 | 4.4187 | 0.00024731
7581 | 0.00023726 | 0.0001083 | 0 | 2.8689 | 3.1304 | 3.0192 | 4.0857 | 4.6773 | 4.4187 | 0.00022223
7582 | 0.00023981 | 0.00011113 | 0 | 2.8592 | 3.1293 | 3.0192 | 4.0649 | 4.6745 | 4.4187 | 1.4422e-05
7583 | 0.00024304 | 0.00011157 | 0 | 2.8582 | 3.1281 | 3.0192 | 4.0628 | 4.6718 | 4.4187 | 1.3111e-05
7584 | 0.00024915 | 0.00011154 | 0 | 2.8728 | 3.1281 | 3.0192 | 4.0941 | 4.6718 | 4.4187 | 1.0817e-05
7585 | 0.0002524 | 0.00011173 | 0 | 2.8621 | 3.127 | 3.0192 | 4.0711 | 4.669 | 4.4187 | 1.2292e-05
7586 | 0.00025614 | 0.00011013 | 0 | 2.8429 | 3.127 | 3.0192 | 4.03 | 4.669 | 4.4187 | 1.8028e-05
7587 | 0.00025882 | 0.00011162 | 0 | 2.8334 | 3.1258 | 3.0192 | 4.0097 | 4.6663 | 4.4187 | 8.85e-06
7588 | 0.00026377 | 0.00011167 | 0 | 2.823 | 3.1258 | 3.0192 | 3.9876 | 4.6663 | 4.4187 | 9.5055e-06
7589 | 0.00028958 | 0.00011125 | 0 | 2.8174 | 3.1246 | 3.0192 | 3.9757 | 4.6636 | 4.4187 | 9.3417e-06
7590 | 0.00027656 | 0.00011111 | 0.00069306 | 2.809 | 3.1235 | 3.0192 | 3.9579 | 4.6608 | 4.4187 | 1.18e-05
7591 | 0.0002487 | 0.00011063 | 0.0037541 | 2.7895 | 3.1235 | 3.0192 | 3.9171 | 4.6608 | 4.4187 | 0.00058639
7592 | 0.00017537 | 0.00011077 | 0.0069306 | 2.8127 | 3.1235 | 3.0192 | 3.9658 | 4.6608 | 4.4187 | 6.0147e-05
7593 | 0.00015716 | 0.00011123 | 0.016268 | 2.8796 | 3.1223 | 3.0192 | 4.1089 | 4.6581 | 4.4187 | 6.2933e-05
7594 | 0.00014407 | 0.00011115 | 0.019348 | 2.9163 | 3.1223 | 3.0192 | 4.1888 | 4.6581 | 4.4187 | 7.0472e-05
7595 | 0.00013177 | 0.00011123 | 0.024161 | 2.9446 | 3.1223 | 3.0192 | 4.2513 | 4.6581 | 4.4187 | 0.00011226
7596 | 0.00012885 | 0.00011024 | 0.013765 | 2.9621 | 3.1223 | 3.0192 | 4.2902 | 4.6581 | 4.4187 | 0.00019175
7597 | 0.00013584 | 0.00011131 | 0.010781 | 2.982 | 3.1212 | 3.0192 | 4.3345 | 4.6554 | 4.4187 | 8.1453e-05
7598 | 0.00013377 | 0.00011124 | 0.0036819 | 2.9653 | 3.1189 | 3.0192 | 4.2972 | 4.6499 | 4.4187 | 8.6861e-05
7599 | 0.00010243 | 0.00011057 | 0.00040429 | 2.9324 | 3.1189 | 3.0192 | 4.2243 | 4.6499 | 4.4187 | 9.6203e-05
7600 | 0.00010484 | 0.00011067 | 0 | 2.8845 | 3.1189 | 3.0192 | 4.1195 | 4.6499 | 4.4187 | 8.5878e-05
7601 | 0.00012516 | 0.00011046 | 0 | 2.8669 | 3.1177 | 3.0192 | 4.0816 | 4.6472 | 4.4187 | 7.883e-05
7602 | 0.00013415 | 0.0001112 | 0 | 2.8486 | 3.1177 | 3.0192 | 4.0422 | 4.6472 | 4.4187 | 0.00023502
7603 | 0.00017959 | 0.00010771 | 0 | 2.8305 | 3.1177 | 3.0192 | 4.0037 | 4.6472 | 4.4187 | 0.00019781
7604 | 0.00021911 | 0.00010676 | 0 | 2.8221 | 3.1177 | 3.0192 | 3.9857 | 4.6472 | 4.4187 | 0.00020863
7605 | 0.00022231 | 0.00011133 | 0 | 2.7969 | 3.1177 | 3.0192 | 3.9326 | 4.6472 | 4.4187 | 0.0002378
7606 | 0.00023487 | 0.00011178 | 0 | 2.7859 | 3.1154 | 3.0192 | 3.9094 | 4.6418 | 4.4187 | 1.6389e-05
7607 | 0.00023663 | 0.0001118 | 0 | 2.7569 | 3.1154 | 3.0192 | 3.849 | 4.6418 | 4.4187 | 8.5222e-06
7608 | 0.00024534 | 0.00011058 | 0 | 2.7551 | 3.1154 | 3.0192 | 3.8453 | 4.6418 | 4.4187 | 9.1778e-06
7609 | 0.00024742 | 0.00011033 | 0 | 2.7408 | 3.1154 | 3.0192 | 3.8159 | 4.6418 | 4.4187 | 1.1308e-05
7610 | 0.00025175 | 0.00011116 | 0 | 2.732 | 3.1143 | 3.0192 | 3.7977 | 4.6391 | 4.4187 | 1.2783e-05
7611 | 0.00025474 | 0.00011189 | 0 | 2.7337 | 3.1143 | 3.0192 | 3.8013 | 4.6391 | 4.4187 | 9.1778e-06
7612 | 0.00026016 | 0.00011091 | 0 | 2.7232 | 3.1143 | 3.0192 | 3.7797 | 4.6391 | 4.4187 | 9.5055e-06
7613 | 0.00027069 | 0.00011174 | 0 | 2.7337 | 3.1143 | 3.0192 | 3.8013 | 4.6391 | 4.4187 | 1.1308e-05
7614 | 0.00028463 | 0.00010973 | 0.00028878 | 2.7267 | 3.1143 | 3.0192 | 3.7869 | 4.6391 | 4.4187 | 6.7194e-06
7615 | 0.00023943 | 0.00011098 | 0.0029455 | 2.747 | 3.1143 | 3.0192 | 3.8287 | 4.6391 | 4.4187 | 0.0005174
7616 | 0.000183 | 0.0001105 | 0.0041872 | 2.7905 | 3.1143 | 3.0192 | 3.919 | 4.6391 | 4.4187 | 8.9811e-05
7617 | 0.0001554 | 0.00011137 | 0.005429 | 2.8419 | 3.1143 | 3.0192 | 4.0279 | 4.6391 | 4.4187 | 6.6375e-05
7618 | 0.00015021 | 0.0001114 | 0.010107 | 2.8845 | 3.1143 | 3.0192 | 4.1195 | 4.6391 | 4.4187 | 8.6533e-05
7619 | 0.00014235 | 0.00011133 | 0.0091445 | 2.9304 | 3.1109 | 3.0192 | 4.2198 | 4.631 | 4.4187 | 9.0467e-05
7620 | 0.00014363 | 0.00011171 | 0.0077969 | 2.9642 | 3.1109 | 3.0192 | 4.2948 | 4.631 | 4.4187 | 0.00020142
7621 | 0.00014131 | 0.00011121 | 0.008952 | 2.9946 | 3.1086 | 3.0192 | 4.363 | 4.6256 | 4.4187 | 9.8497e-05
7622 | 0.00014294 | 0.00011158 | 0.0051402 | 3.0181 | 3.1086 | 3.0192 | 4.4162 | 4.6256 | 4.4187 | 9.653e-05
7623 | 0.0001273 | 0.00011123 | 0.00050536 | 3.001 | 3.1086 | 3.0192 | 4.3774 | 4.6256 | 4.4187 | 0.00010243
7624 | 0.00011647 | 0.00011051 | 0 | 2.9477 | 3.1086 | 3.0192 | 4.2581 | 4.6256 | 4.4187 | 7.3422e-05
7625 | 0.00012964 | 0.0001109 | 0 | 2.9549 | 3.1086 | 3.0192 | 4.2741 | 4.6256 | 4.4187 | 7.588e-05
7626 | 0.00013937 | 0.00011095 | 0 | 2.957 | 3.1086 | 3.0192 | 4.2787 | 4.6256 | 4.4187 | 0.00025468
7627 | 0.00017591 | 0.00010847 | 0 | 2.9457 | 3.1086 | 3.0192 | 4.2536 | 4.6256 | 4.4187 | 0.00021338
7628 | 0.0002047 | 0.00011185 | 0 | 2.9284 | 3.1086 | 3.0192 | 4.2154 | 4.6256 | 4.4187 | 0.00019749
7629 | 0.00021456 | 0.00011177 | 0 | 2.9193 | 3.1063 | 3.0192 | 4.1954 | 4.6203 | 4.4187 | 0.00024944
7630 | 0.00021713 | 0.00010879 | 0 | 2.9243 | 3.1052 | 3.0192 | 4.2065 | 4.6176 | 4.4187 | 1.2128e-05
7631 | 0.00021702 | 0.00011185 | 0 | 2.9203 | 3.1052 | 3.0192 | 4.1976 | 4.6176 | 4.4187 | 1.2128e-05
7632 | 0.00022668 | 0.00011198 | 0 | 2.9153 | 3.1052 | 3.0192 | 4.1866 | 4.6176 | 4.4187 | 1.9831e-05
7633 | 0.00023058 | 0.00010954 | 0 | 2.9163 | 3.1052 | 3.0192 | 4.1888 | 4.6176 | 4.4187 | 8.85e-06
7634 | 0.0002316 | 0.0001119 | 0 | 2.9173 | 3.1052 | 3.0192 | 4.191 | 4.6176 | 4.4187 | 1.5733e-05
7635 | 0.00023261 | 0.00011127 | 0 | 2.9163 | 3.1052 | 3.0192 | 4.1888 | 4.6176 | 4.4187 | 1.7372e-05
7636 | 0.00023506 | 0.0001117 | 0 | 2.9243 | 3.104 | 3.0192 | 4.2065 | 4.6149 | 4.4187 | 1.4258e-05
7637 | 0.00024784 | 0.00011053 | 0 | 2.9063 | 3.104 | 3.0192 | 4.1669 | 4.6149 | 4.4187 | 1.0653e-05
7638 | 0.0002432 | 0.00011197 | 0.00080857 | 2.9043 | 3.104 | 3.0192 | 4.1625 | 4.6149 | 4.4187 | 1.1964e-05
7639 | 0.00020852 | 0.00011073 | 0.004837 | 2.9063 | 3.104 | 3.0192 | 4.1669 | 4.6149 | 4.4187 | 0.00058148
7640 | 0.00015098 | 0.00011095 | 0.017519 | 2.9632 | 3.1017 | 3.0192 | 4.2925 | 4.6096 | 4.4187 | 6.5064e-05
7641 | 0.00012398 | 0.000111 | 0.016845 | 3.0343 | 3.1017 | 3.0192 | 4.4532 | 4.6096 | 4.4187 | 8.8172e-05
7642 | 0.0001176 | 0.00011144 | 0.024931 | 3.0941 | 3.1017 | 3.0192 | 4.5917 | 4.6096 | 4.4187 | 7.7847e-05
7643 | 0.0001111 | 0.00011156 | 0.026182 | 3.1446 | 3.0995 | 3.0192 | 4.7111 | 4.6042 | 4.4187 | 7.8503e-05
7644 | 0.00011617 | 0.00011166 | 0.020696 | 3.1848 | 3.0995 | 3.0192 | 4.8076 | 4.6042 | 4.4187 | 0.00019077
7645 | 0.00012217 | 0.00011132 | 0.011455 | 3.1824 | 3.0995 | 3.0192 | 4.8019 | 4.6042 | 4.4187 | 8.4403e-05
7646 | 0.00011326 | 0.00011122 | 0.0033209 | 3.1788 | 3.0995 | 3.0192 | 4.7932 | 4.6042 | 4.4187 | 8.8336e-05
7647 | 9.4681e-05 | 0.00011106 | 0.00040429 | 3.1342 | 3.0995 | 3.0192 | 4.6861 | 4.6042 | 4.4187 | 7.7847e-05
7648 | 9.6087e-05 | 0.00011067 | 0 | 3.0573 | 3.0995 | 3.0192 | 4.506 | 4.6042 | 4.4187 | 6.6211e-05
7649 | 9.5417e-05 | 0.00011106 | 0 | 3.0507 | 3.0995 | 3.0192 | 4.4908 | 4.6042 | 4.4187 | 7.6372e-05
7650 | 0.00013924 | 0.0001112 | 0 | 3.0289 | 3.0983 | 3.0192 | 4.4408 | 4.6016 | 4.4187 | 0.00026091
7651 | 0.00016573 | 0.00011154 | 0 | 3.0278 | 3.0983 | 3.0192 | 4.4383 | 4.6016 | 4.4187 | 0.00024239
7652 | 0.0001846 | 0.00011107 | 0 | 3.002 | 3.0983 | 3.0192 | 4.3798 | 4.6016 | 4.4187 | 0.00024682
7653 | 0.0001986 | 0.0001109 | 0 | 2.9663 | 3.0983 | 3.0192 | 4.2995 | 4.6016 | 4.4187 | 0.0002496
7654 | 0.00020578 | 0.00011216 | 0 | 2.9416 | 3.0972 | 3.0192 | 4.2445 | 4.5989 | 4.4187 | 1.18e-05
7655 | 0.00021095 | 0.00010814 | 0 | 2.9294 | 3.0972 | 3.0192 | 4.2176 | 4.5989 | 4.4187 | 8.0305e-06
7656 | 0.00021535 | 0.00011172 | 0 | 2.957 | 3.0961 | 3.0192 | 4.2787 | 4.5963 | 4.4187 | 2.7861e-05
7657 | 0.00021844 | 0.000111 | 0 | 2.9487 | 3.0927 | 3.0192 | 4.2604 | 4.5883 | 4.4187 | 1.4914e-05
7658 | 0.00022385 | 0.00011199 | 0 | 2.9487 | 3.0938 | 3.0192 | 4.2604 | 4.591 | 4.4187 | 2.0814e-05
7659 | 0.00022664 | 0.00011226 | 0 | 2.959 | 3.0949 | 3.0192 | 4.2833 | 4.5936 | 4.4187 | 2.4419e-05
7660 | 0.0002298 | 0.00011229 | 0 | 2.9487 | 3.0949 | 3.0192 | 4.2604 | 4.5936 | 4.4187 | 2.4419e-05
7661 | 0.00025552 | 0.00011214 | 0 | 2.9498 | 3.0949 | 3.0192 | 4.2627 | 4.5936 | 4.4187 | 2.6386e-05
7662 | 0.00024733 | 0.00011198 | 0.00050536 | 2.9446 | 3.0949 | 3.0192 | 4.2513 | 4.5936 | 4.4187 | 3.1958e-05
7663 | 0.00023102 | 0.00011159 | 0.0027434 | 2.9498 | 3.0949 | 3.0192 | 4.2627 | 4.5936 | 4.4187 | 0.00057197
7664 | 0.00018228 | 0.00011165 | 0.0091445 | 2.9715 | 3.0938 | 3.0192 | 4.3111 | 4.591 | 4.4187 | 0.00063114
7665 | 0.00015188 | 0.00011185 | 0.014535 | 3.0052 | 3.0938 | 3.0192 | 4.387 | 4.591 | 4.4187 | 8.4894e-05
7666 | 0.00014538 | 0.0001123 | 0.020503 | 3.0386 | 3.0938 | 3.0192 | 4.4631 | 4.591 | 4.4187 | 7.5225e-05
7667 | 0.00013813 | 0.00011197 | 0.020888 | 3.0896 | 3.0938 | 3.0192 | 4.5811 | 4.591 | 4.4187 | 7.5553e-05
7668 | 0.00014108 | 0.00011159 | 0.013091 | 3.1043 | 3.0938 | 3.0192 | 4.6156 | 4.591 | 4.4187 | 7.9814e-05
7669 | 0.00014305 | 0.00011118 | 0.011166 | 3.118 | 3.0949 | 3.0192 | 4.6479 | 4.5936 | 4.4187 | 6.998e-05
7670 | 0.00012984 | 0.00011178 | 0.004837 | 3.1238 | 3.0949 | 3.0192 | 4.6615 | 4.5936 | 4.4187 | 9.2597e-05
7671 | 0.00012865 | 0.00011106 | 0.00028878 | 3.0595 | 3.0938 | 3.0192 | 4.5111 | 4.591 | 4.4187 | 0.00029647
7672 | 0.00010996 | 0.00011104 | 0 | 3.0052 | 3.0938 | 3.0192 | 4.387 | 4.591 | 4.4187 | 0.00030614
7673 | 0.00011721 | 0.00011151 | 0 | 2.9653 | 3.0927 | 3.0192 | 4.2972 | 4.5883 | 4.4187 | 3.0156e-05
7674 | 0.00014037 | 0.00011162 | 0 | 2.9467 | 3.0927 | 3.0192 | 4.2559 | 4.5883 | 4.4187 | 3.54e-05
7675 | 0.00019155 | 0.00011155 | 0 | 2.9173 | 3.0927 | 3.0192 | 4.191 | 4.5883 | 4.4187 | 5.1133e-05
7676 | 0.00020583 | 0.00010599 | 0 | 2.9233 | 3.0927 | 3.0192 | 4.2042 | 4.5883 | 4.4187 | 0.00016602
7677 | 0.00021744 | 0.00011232 | 0 | 2.9113 | 3.0927 | 3.0192 | 4.1778 | 4.5883 | 4.4187 | 0.00017028
7678 | 0.00022691 | 0.00011227 | 0 | 2.8934 | 3.0927 | 3.0192 | 4.1388 | 4.5883 | 4.4187 | 0.00016274
7679 | 0.00022801 | 0.00011181 | 0 | 2.9043 | 3.0927 | 3.0192 | 4.1625 | 4.5883 | 4.4187 | 1.8847e-05
7680 | 0.00023531 | 0.00011227 | 0 | 2.8835 | 3.0927 | 3.0192 | 4.1174 | 4.5883 | 4.4187 | 2.8353e-05
7681 | 0.00023809 | 0.00011223 | 0 | 2.8611 | 3.0915 | 3.0192 | 4.0691 | 4.5857 | 4.4187 | 2.1797e-05
7682 | 0.00024099 | 0.00011242 | 0 | 2.8544 | 3.0915 | 3.0192 | 4.0546 | 4.5857 | 4.4187 | 2.1633e-05
7683 | 0.00024566 | 0.00011248 | 0 | 2.8534 | 3.0915 | 3.0192 | 4.0525 | 4.5857 | 4.4187 | 2.2453e-05
7684 | 0.00025381 | 0.00010876 | 0 | 2.8573 | 3.0915 | 3.0192 | 4.0608 | 4.5857 | 4.4187 | 1.4422e-05
7685 | 0.000282 | 0.0001126 | 0 | 2.864 | 3.0915 | 3.0192 | 4.0753 | 4.5857 | 4.4187 | 2.6058e-05
7686 | 0.00027694 | 0.00011224 | 0.00057755 | 2.8582 | 3.0915 | 3.0192 | 4.0628 | 4.5857 | 4.4187 | 2.7042e-05
7687 | 0.00025346 | 0.00011182 | 0.0048129 | 2.865 | 3.0915 | 3.0192 | 4.0774 | 4.5857 | 4.4187 | 0.00063507
7688 | 0.00021866 | 0.00011136 | 0.010011 | 2.8845 | 3.0915 | 3.0192 | 4.1195 | 4.5857 | 4.4187 | 0.00056574
7689 | 0.00018702 | 0.00011188 | 0.019444 | 2.9123 | 3.0915 | 3.0192 | 4.18 | 4.5857 | 4.4187 | 8.1944e-05
7690 | 0.00017733 | 0.00011075 | 0.023968 | 2.9334 | 3.0915 | 3.0192 | 4.2265 | 4.5857 | 4.4187 | 8.1617e-05
7691 | 0.00016057 | 0.00011214 | 0.019637 | 2.9632 | 3.0915 | 3.0192 | 4.2925 | 4.5857 | 4.4187 | 8.8172e-05
7692 | 0.00014952 | 0.00011175 | 0.017712 | 2.982 | 3.0915 | 3.0192 | 4.3345 | 4.5857 | 4.4187 | 8.5386e-05
7693 | 0.00015031 | 0.00011163 | 0.01107 | 2.9893 | 3.0915 | 3.0192 | 4.3511 | 4.5857 | 4.4187 | 9.4892e-05
7694 | 0.00015065 | 0.0001116 | 0.0048514 | 2.9757 | 3.0904 | 3.0192 | 4.3204 | 4.583 | 4.4187 | 7.2439e-05
7695 | 0.00012482 | 0.00011091 | 0.00040429 | 2.9549 | 3.0904 | 3.0192 | 4.2741 | 4.583 | 4.4187 | 0.00025993
7696 | 0.00012519 | 0.00011086 | 0 | 2.9375 | 3.0904 | 3.0192 | 4.2355 | 4.583 | 4.4187 | 0.00029107
7697 | 0.00012938 | 0.00011114 | 0 | 2.9324 | 3.0904 | 3.0192 | 4.2243 | 4.583 | 4.4187 | 5.3755e-05
7698 | 0.00014437 | 0.00011074 | 0 | 2.9113 | 3.0904 | 3.0192 | 4.1778 | 4.583 | 4.4187 | 5.0805e-05
7699 | 0.00018722 | 0.0001102 | 0 | 2.9023 | 3.0904 | 3.0192 | 4.1582 | 4.583 | 4.4187 | 3.753e-05
7700 | 0.00023246 | 0.0001125 | 0 | 2.8865 | 3.0904 | 3.0192 | 4.1238 | 4.583 | 4.4187 | 0.00019617
7701 | 0.00024747 | 0.00011191 | 0 | 2.8875 | 3.0904 | 3.0192 | 4.1259 | 4.583 | 4.4187 | 0.00017471
7702 | 0.00025319 | 0.00011181 | 0 | 2.8855 | 3.0904 | 3.0192 | 4.1216 | 4.583 | 4.4187 | 0.00016848
7703 | 0.00025437 | 0.00011005 | 0 | 2.8816 | 3.0904 | 3.0192 | 4.1131 | 4.583 | 4.4187 | 2.3436e-05
7704 | 0.00025115 | 0.00011249 | 0 | 2.8631 | 3.0904 | 3.0192 | 4.0732 | 4.583 | 4.4187 | 1.2128e-05
7705 | 0.00025063 | 0.00011223 | 0 | 2.8553 | 3.0904 | 3.0192 | 4.0566 | 4.583 | 4.4187 | 6.3917e-06
7706 | 0.00025494 | 0.00011244 | 0 | 2.8534 | 3.0904 | 3.0192 | 4.0525 | 4.583 | 4.4187 | 7.2111e-06
7707 | 0.00025964 | 0.00011265 | 0 | 2.8515 | 3.0904 | 3.0192 | 4.0484 | 4.583 | 4.4187 | 7.8667e-06
7708 | 0.00026302 | 0.0001115 | 0 | 2.8467 | 3.0882 | 3.0192 | 4.0381 | 4.5778 | 4.4187 | 1.7044e-05
7709 | 0.0002627 | 0.00011261 | 0 | 2.8334 | 3.0882 | 3.0192 | 4.0097 | 4.5778 | 4.4187 | 1.6389e-05
7710 | 0.00026856 | 0.00011253 | 0.00021658 | 2.8296 | 3.0882 | 3.0192 | 4.0017 | 4.5778 | 4.4187 | 2.1961e-05
7711 | 0.00025979 | 0.00011108 | 0.0021658 | 2.8391 | 3.0882 | 3.0192 | 4.0218 | 4.5778 | 4.4187 | 0.00060934
7712 | 0.00017769 | 0.0001111 | 0.0064686 | 2.8515 | 3.0882 | 3.0192 | 4.0484 | 4.5778 | 4.4187 | 7.3914e-05
7713 | 0.00015435 | 0.00011181 | 0.014439 | 2.8621 | 3.0882 | 3.0192 | 4.0711 | 4.5778 | 4.4187 | 8.2928e-05
7714 | 0.00014791 | 0.00011185 | 0.021947 | 2.8806 | 3.0882 | 3.0192 | 4.111 | 4.5778 | 4.4187 | 8.0469e-05
7715 | 0.00014722 | 0.00011194 | 0.020311 | 2.8973 | 3.0882 | 3.0192 | 4.1474 | 4.5778 | 4.4187 | 8.8828e-05
7716 | 0.00015186 | 0.00011204 | 0.021081 | 2.9063 | 3.0882 | 3.0192 | 4.1669 | 4.5778 | 4.4187 | 0.00021486
7717 | 0.00015763 | 0.00011221 | 0.012417 | 2.9223 | 3.087 | 3.0192 | 4.202 | 4.5751 | 4.4187 | 9.6694e-05
7718 | 0.00015218 | 0.00011126 | 0.0041006 | 2.9218 | 3.087 | 3.0192 | 4.2009 | 4.5751 | 4.4187 | 8.8992e-05
7719 | 0.00014703 | 0.00011128 | 0.00028878 | 2.9133 | 3.087 | 3.0192 | 4.1822 | 4.5751 | 4.4187 | 9.8333e-05
7720 | 0.00014446 | 0.0001116 | 0 | 2.9033 | 3.0882 | 3.0192 | 4.1604 | 4.5778 | 4.4187 | 5.0642e-05
7721 | 0.00016023 | 0.00011169 | 0 | 2.8924 | 3.0882 | 3.0192 | 4.1366 | 4.5778 | 4.4187 | 5.6214e-05
7722 | 0.00016853 | 0.00011226 | 0 | 2.8953 | 3.0882 | 3.0192 | 4.1431 | 4.5778 | 4.4187 | 0.00025862
7723 | 0.0002125 | 0.00011008 | 0 | 2.8953 | 3.087 | 3.0192 | 4.1431 | 4.5751 | 4.4187 | 0.00028435
7724 | 0.00024343 | 0.0001122 | 0 | 2.9013 | 3.0859 | 3.0192 | 4.156 | 4.5725 | 4.4187 | 0.00026386
7725 | 0.00025826 | 0.00011228 | 0 | 2.8934 | 3.0859 | 3.0192 | 4.1388 | 4.5725 | 4.4187 | 0.00025354
7726 | 0.00027453 | 0.00011277 | 0 | 2.8825 | 3.0859 | 3.0192 | 4.1153 | 4.5725 | 4.4187 | 1.1964e-05
7727 | 0.00028618 | 0.0001122 | 0 | 2.8747 | 3.0859 | 3.0192 | 4.0983 | 4.5725 | 4.4187 | 1.8519e-05
7728 | 0.0002981 | 0.0001129 | 0 | 2.8737 | 3.0859 | 3.0192 | 4.0962 | 4.5725 | 4.4187 | 1.2456e-05
7729 | 0.00030158 | 0.00011294 | 0 | 2.8631 | 3.0859 | 3.0192 | 4.0732 | 4.5725 | 4.4187 | 3.9333e-06
7730 | 0.00030667 | 0.00011207 | 0 | 2.8525 | 3.0859 | 3.0192 | 4.0505 | 4.5725 | 4.4187 | 1.6553e-05
7731 | 0.00031173 | 0.00011281 | 0 | 2.8277 | 3.0859 | 3.0192 | 3.9976 | 4.5725 | 4.4187 | 1.7536e-05
7732 | 0.00031995 | 0.00011248 | 0 | 2.8287 | 3.0859 | 3.0192 | 3.9996 | 4.5725 | 4.4187 | 1.5242e-05
7733 | 0.00033413 | 0.00011275 | 0 | 2.8287 | 3.0859 | 3.0192 | 3.9996 | 4.5725 | 4.4187 | 7.7028e-06
7734 | 0.00033503 | 0.00011135 | 0.00028878 | 2.8136 | 3.0859 | 3.0192 | 3.9678 | 4.5725 | 4.4187 | 1.3603e-05
7735 | 0.00031248 | 0.00011237 | 0.0043316 | 2.808 | 3.0859 | 3.0192 | 3.956 | 4.5725 | 4.4187 | 0.00059836
7736 | 0.00025671 | 0.00011243 | 0.010011 | 2.8268 | 3.0837 | 3.0192 | 3.9956 | 4.5673 | 4.4187 | 8.3255e-05
7737 | 0.00022482 | 0.00011204 | 0.013669 | 2.8525 | 3.0825 | 3.0192 | 4.0505 | 4.5646 | 4.4187 | 7.5225e-05
7738 | 0.00019395 | 0.00011245 | 0.016556 | 2.8825 | 3.0825 | 3.0192 | 4.1153 | 4.5646 | 4.4187 | 8.2272e-05
7739 | 0.00018195 | 0.00011268 | 0.013669 | 2.8983 | 3.0825 | 3.0192 | 4.1495 | 4.5646 | 4.4187 | 8.85e-05
7740 | 0.00018156 | 0.00011282 | 0.0092408 | 2.9143 | 3.0825 | 3.0192 | 4.1844 | 4.5646 | 4.4187 | 0.00020486
7741 | 0.00018695 | 0.00011271 | 0.0060065 | 2.9213 | 3.0825 | 3.0192 | 4.1998 | 4.5646 | 4.4187 | 8.1617e-05
7742 | 0.00018515 | 0.00011269 | 0.0033209 | 2.9243 | 3.0825 | 3.0192 | 4.2065 | 4.5646 | 4.4187 | 0.00010538
7743 | 0.00015739 | 0.00011196 | 0.00028878 | 2.8924 | 3.0814 | 3.0192 | 4.1366 | 4.562 | 4.4187 | 8.5386e-05
7744 | 0.00015847 | 0.00011219 | 0 | 2.8553 | 3.0814 | 3.0192 | 4.0566 | 4.562 | 4.4187 | 8.2764e-05
7745 | 0.00015787 | 0.00011253 | 0 | 2.8486 | 3.0814 | 3.0192 | 4.0422 | 4.562 | 4.4187 | 6.7194e-05
7746 | 0.00018194 | 0.00011268 | 0 | 2.8362 | 3.0803 | 3.0192 | 4.0158 | 4.5594 | 4.4187 | 0.00024895
7747 | 0.00024226 | 0.00011277 | 0 | 2.8343 | 3.0803 | 3.0192 | 4.0117 | 4.5594 | 4.4187 | 0.00024616
7748 | 0.00026936 | 0.00011268 | 0 | 2.8305 | 3.0803 | 3.0192 | 4.0037 | 4.5594 | 4.4187 | 0.00022977
7749 | 0.00028646 | 0.00011289 | 0 | 2.8211 | 3.0792 | 3.0192 | 3.9837 | 4.5568 | 4.4187 | 0.0002283
7750 | 0.00029936 | 0.00011216 | 0 | 2.8108 | 3.078 | 3.0192 | 3.9619 | 4.5542 | 4.4187 | 1.5242e-05
7751 | 0.00030599 | 0.00011292 | 0 | 2.8062 | 3.078 | 3.0192 | 3.9521 | 4.5542 | 4.4187 | 1.0817e-05
7752 | 0.00031717 | 0.00011243 | 0 | 2.8025 | 3.078 | 3.0192 | 3.9442 | 4.5542 | 4.4187 | 1.2783e-05
7753 | 0.00032112 | 0.00011091 | 0 | 2.785 | 3.078 | 3.0192 | 3.9075 | 4.5542 | 4.4187 | 7.2111e-06
7754 | 0.00032367 | 0.0001115 | 0 | 2.7767 | 3.078 | 3.0192 | 3.8904 | 4.5542 | 4.4187 | 1.1144e-05
7755 | 0.00032396 | 0.00011173 | 0 | 2.7932 | 3.0769 | 3.0192 | 3.9248 | 4.5516 | 4.4187 | 1.3275e-05
7756 | 0.00032828 | 0.00011213 | 0 | 2.8071 | 3.0769 | 3.0192 | 3.954 | 4.5516 | 4.4187 | 8.6861e-06
7757 | 0.0003435 | 0.00011232 | 0 | 2.8015 | 3.0769 | 3.0192 | 3.9423 | 4.5516 | 4.4187 | 8.3583e-06
7758 | 0.00034293 | 0.00011134 | 0.00021658 | 2.8127 | 3.0769 | 3.0192 | 3.9658 | 4.5516 | 4.4187 | 5.4083e-06
7759 | 0.0003053 | 0.00011248 | 0.0032487 | 2.8099 | 3.0758 | 3.0192 | 3.9599 | 4.549 | 4.4187 | 0.00058475
7760 | 0.0002379 | 0.0001127 | 0.0059199 | 2.8505 | 3.0758 | 3.0192 | 4.0463 | 4.549 | 4.4187 | 7.6208e-05
7761 | 0.0002077 | 0.00011262 | 0.01877 | 2.9193 | 3.0758 | 3.0192 | 4.1954 | 4.549 | 4.4187 | 7.1947e-05
7762 | 0.00018968 | 0.00011292 | 0.017038 | 2.957 | 3.0747 | 3.0192 | 4.2787 | 4.5464 | 4.4187 | 7.2767e-05
7763 | 0.00019326 | 0.00011236 | 0.011551 | 2.9883 | 3.0747 | 3.0192 | 4.3487 | 4.5464 | 4.4187 | 9.1122e-05
7764 | 0.00019303 | 0.00011122 | 0.01107 | 3.0419 | 3.0736 | 3.0192 | 4.4707 | 4.5438 | 4.4187 | 0.00019339
7765 | 0.00019729 | 0.00011303 | 0.0048514 | 3.0485 | 3.0725 | 3.0192 | 4.4857 | 4.5412 | 4.4187 | 9.1286e-05
7766 | 0.00017503 | 0.00011261 | 0.0015883 | 3.0419 | 3.0725 | 3.0192 | 4.4707 | 4.5412 | 4.4187 | 9.5055e-05
7767 | 0.00014445 | 0.00011248 | 0.00011551 | 3.001 | 3.0725 | 3.0192 | 4.3774 | 4.5412 | 4.4187 | 8.0142e-05
7768 | 0.00014756 | 0.0001118 | 0 | 2.9673 | 3.0725 | 3.0192 | 4.3018 | 4.5412 | 4.4187 | 9.6203e-05
7769 | 0.00014618 | 0.00011264 | 0 | 2.9508 | 3.0725 | 3.0192 | 4.265 | 4.5412 | 4.4187 | 7.0964e-05
7770 | 0.00017485 | 0.0001125 | 0 | 2.9406 | 3.0725 | 3.0192 | 4.2423 | 4.5412 | 4.4187 | 0.00023223
7771 | 0.00021975 | 0.00011299 | 0 | 2.9253 | 3.0702 | 3.0192 | 4.2087 | 4.536 | 4.4187 | 0.00024977
7772 | 0.00024982 | 0.00011346 | 0 | 2.8515 | 3.0702 | 3.0192 | 4.0484 | 4.536 | 4.4187 | 0.00021846
7773 | 0.00026507 | 0.00011284 | 0 | 2.8155 | 3.0702 | 3.0192 | 3.9718 | 4.536 | 4.4187 | 0.00023649
7774 | 0.00026967 | 0.00010875 | 0 | 2.7988 | 3.0702 | 3.0192 | 3.9365 | 4.536 | 4.4187 | 1.2456e-05
7775 | 0.00027437 | 0.00011237 | 0 | 2.8052 | 3.0702 | 3.0192 | 3.9501 | 4.536 | 4.4187 | 1.1472e-05
7776 | 0.00028347 | 0.00011153 | 0 | 2.7777 | 3.0691 | 3.0192 | 3.8923 | 4.5334 | 4.4187 | 1.2128e-05
7777 | 0.00028696 | 0.00011085 | 0 | 2.765 | 3.0691 | 3.0192 | 3.8658 | 4.5334 | 4.4187 | 7.5389e-06
7778 | 0.00029115 | 0.00011143 | 0 | 2.756 | 3.0691 | 3.0192 | 3.8472 | 4.5334 | 4.4187 | 9.8333e-06
7779 | 0.00029657 | 0.00011142 | 0 | 2.7677 | 3.0669 | 3.0192 | 3.8715 | 4.5283 | 4.4187 | 1.2947e-05
7780 | 0.000303 | 0.00011138 | 0 | 2.7722 | 3.068 | 3.0192 | 3.8809 | 4.5309 | 4.4187 | 9.5055e-06
7781 | 0.0003191 | 0.00010991 | 0 | 2.7713 | 3.0658 | 3.0192 | 3.879 | 4.5257 | 4.4187 | 1.6061e-05
7782 | 0.00033175 | 0.0001109 | 0.00021658 | 2.7713 | 3.0658 | 3.0192 | 3.879 | 4.5257 | 4.4187 | 1.9667e-05
7783 | 0.00028126 | 0.00011241 | 0.0029599 | 2.7704 | 3.0658 | 3.0192 | 3.8771 | 4.5257 | 4.4187 | 0.0006331
7784 | 0.00023908 | 0.00011232 | 0.0062809 | 2.7886 | 3.0658 | 3.0192 | 3.9152 | 4.5257 | 4.4187 | 5.8344e-05
7785 | 0.00022773 | 0.00011316 | 0.0059488 | 2.8034 | 3.0647 | 3.0192 | 3.9462 | 4.5231 | 4.4187 | 7.5225e-05
7786 | 0.00021536 | 0.00011319 | 0.0071472 | 2.8362 | 3.0647 | 3.0192 | 4.0158 | 4.5231 | 4.4187 | 8.4894e-05
7787 | 0.00020236 | 0.00011314 | 0.0068343 | 2.8669 | 3.0647 | 3.0192 | 4.0816 | 4.5231 | 4.4187 | 7.1619e-05
7788 | 0.00018239 | 0.00011288 | 0.0050536 | 2.8865 | 3.0647 | 3.0192 | 4.1238 | 4.5231 | 4.4187 | 0.00021142
7789 | 0.00017616 | 0.000113 | 0.0030033 | 2.8728 | 3.0647 | 3.0192 | 4.0941 | 4.5231 | 4.4187 | 0.00010489
7790 | 0.00016257 | 0.00011211 | 0.0016749 | 2.8806 | 3.0636 | 3.0192 | 4.111 | 4.5206 | 4.4187 | 9.2105e-05
7791 | 0.00014825 | 0.00011245 | 0 | 2.8592 | 3.0636 | 3.0192 | 4.0649 | 4.5206 | 4.4187 | 7.3094e-05
7792 | 0.00014499 | 0.00011191 | 0 | 2.8334 | 3.0647 | 3.0192 | 4.0097 | 4.5231 | 4.4187 | 8.2272e-05
7793 | 0.00015774 | 0.00011184 | 0 | 2.8192 | 3.0647 | 3.0192 | 3.9797 | 4.5231 | 4.4187 | 6.8997e-05
7794 | 0.00018084 | 0.000112 | 0 | 2.784 | 3.0636 | 3.0192 | 3.9056 | 4.5206 | 4.4187 | 0.00023502
7795 | 0.00022249 | 0.00011256 | 0 | 2.7777 | 3.0636 | 3.0192 | 3.8923 | 4.5206 | 4.4187 | 0.00029254
7796 | 0.0002472 | 0.00011367 | 0 | 2.7632 | 3.0624 | 3.0192 | 3.8621 | 4.518 | 4.4187 | 0.00028172
7797 | 0.00026834 | 0.00011324 | 0 | 2.7668 | 3.0624 | 3.0192 | 3.8696 | 4.518 | 4.4187 | 0.00023846
7798 | 0.00027603 | 0.00011234 | 0 | 2.7587 | 3.0613 | 3.0192 | 3.8527 | 4.5154 | 4.4187 | 1.6553e-05
7799 | 0.00028386 | 0.00010927 | 0 | 2.7461 | 3.0602 | 3.0192 | 3.8269 | 4.5129 | 4.4187 | 1.0981e-05
7800 | 0.00029849 | 0.00011168 | 0 | 2.732 | 3.0602 | 3.0192 | 3.7977 | 4.5129 | 4.4187 | 1.0653e-05
7801 | 0.00030704 | 0.00010935 | 0 | 2.7267 | 3.0613 | 3.0192 | 3.7869 | 4.5154 | 4.4187 | 4.9167e-06
7802 | 0.00031371 | 0.00010957 | 0 | 2.7293 | 3.0613 | 3.0192 | 3.7923 | 4.5154 | 4.4187 | 1.2619e-05
7803 | 0.00031972 | 0.00010887 | 0 | 2.7399 | 3.0602 | 3.0192 | 3.814 | 4.5129 | 4.4187 | 9.0139e-06
7804 | 0.00032724 | 0.00010846 | 0 | 2.725 | 3.0602 | 3.0192 | 3.7833 | 4.5129 | 4.4187 | 1.3603e-05
7805 | 0.00032869 | 0.00010756 | 0 | 2.7223 | 3.0602 | 3.0192 | 3.7779 | 4.5129 | 4.4187 | 1.1964e-05
7806 | 0.0003441 | 0.00010768 | 0.00011551 | 2.7197 | 3.0602 | 3.0192 | 3.7725 | 4.5129 | 4.4187 | 9.9972e-06
7807 | 0.00030742 | 0.00011285 | 0.0029455 | 2.7197 | 3.0591 | 3.0192 | 3.7725 | 4.5103 | 4.4187 | 0.0006077
7808 | 0.00025777 | 0.00011319 | 0.0066996 | 2.7302 | 3.0569 | 3.0192 | 3.7941 | 4.5052 | 4.4187 | 9.4892e-05
7809 | 0.00022751 | 0.00011348 | 0.0075082 | 2.7417 | 3.0569 | 3.0192 | 3.8177 | 4.5052 | 4.4187 | 7.9814e-05
7810 | 0.00021667 | 0.00011315 | 0.0091445 | 2.7686 | 3.0569 | 3.0192 | 3.8733 | 4.5052 | 4.4187 | 8.0469e-05
7811 | 0.00020739 | 0.00011111 | 0.0081435 | 2.7905 | 3.0569 | 3.0192 | 3.919 | 4.5052 | 4.4187 | 8.0469e-05
7812 | 0.00020573 | 0.00011265 | 0.0064686 | 2.7969 | 3.0569 | 3.0192 | 3.9326 | 4.5052 | 4.4187 | 0.00017749
7813 | 0.00019932 | 0.00011339 | 0.0033209 | 2.7605 | 3.0569 | 3.0192 | 3.8565 | 4.5052 | 4.4187 | 9.2761e-05
7814 | 0.00019873 | 0.00011348 | 0.0025268 | 2.7686 | 3.0569 | 3.0192 | 3.8733 | 4.5052 | 4.4187 | 0.0001003
7815 | 0.00018321 | 0.00011268 | 0.00011551 | 2.7605 | 3.0558 | 3.0192 | 3.8565 | 4.5027 | 4.4187 | 8.6697e-05
7816 | 0.00017365 | 0.000113 | 0 | 2.7497 | 3.0547 | 3.0192 | 3.8342 | 4.5001 | 4.4187 | 7.8011e-05
7817 | 0.00018341 | 0.0001134 | 0 | 2.7293 | 3.0547 | 3.0192 | 3.7923 | 4.5001 | 4.4187 | 5.8508e-05
7818 | 0.00018723 | 0.00011316 | 0 | 2.7223 | 3.0536 | 3.0192 | 3.7779 | 4.4976 | 4.4187 | 0.00022502
7819 | 0.0002155 | 0.00011396 | 0 | 2.7127 | 3.0536 | 3.0192 | 3.7583 | 4.4976 | 4.4187 | 0.00020126
7820 | 0.00024422 | 0.00011188 | 0 | 2.7032 | 3.0525 | 3.0192 | 3.7389 | 4.495 | 4.4187 | 0.00024551
7821 | 0.0002613 | 0.00011077 | 0 | 2.6886 | 3.0525 | 3.0192 | 3.7093 | 4.495 | 4.4187 | 0.00023207
7822 | 0.00025951 | 0.00011122 | 0 | 2.6844 | 3.0514 | 3.0192 | 3.7007 | 4.4925 | 4.4187 | 1.0817e-05
7823 | 0.00026122 | 0.00011011 | 0 | 2.6776 | 3.0514 | 3.0192 | 3.687 | 4.4925 | 4.4187 | 1.6881e-05
7824 | 0.00026762 | 0.00011154 | 0 | 2.6751 | 3.0514 | 3.0192 | 3.6819 | 4.4925 | 4.4187 | 2.7042e-05
7825 | 0.00026934 | 0.00011134 | 0 | 2.6818 | 3.0503 | 3.0192 | 3.6956 | 4.49 | 4.4187 | 3.1139e-05
7826 | 0.00027004 | 0.00011056 | 0 | 2.6692 | 3.0492 | 3.0192 | 3.6701 | 4.4874 | 4.4187 | 2.9336e-05
7827 | 0.00027076 | 0.00010845 | 0 | 2.6692 | 3.0492 | 3.0192 | 3.6701 | 4.4874 | 4.4187 | 2.9336e-05
7828 | 0.00027285 | 0.00011119 | 0 | 2.67 | 3.0481 | 3.0192 | 3.6718 | 4.4849 | 4.4187 | 2.0814e-05
7829 | 0.00027881 | 0.00010992 | 0 | 2.6717 | 3.0481 | 3.0192 | 3.6751 | 4.4849 | 4.4187 | 1.5406e-05
7830 | 0.00029629 | 0.0001111 | 0.00021658 | 2.681 | 3.047 | 3.0192 | 3.6939 | 4.4824 | 4.4187 | 2.8025e-05
7831 | 0.0002673 | 0.00011297 | 0.0025268 | 2.6793 | 3.047 | 3.0192 | 3.6905 | 4.4824 | 4.4187 | 0.00054952
7832 | 0.00021958 | 0.00011269 | 0.0058718 | 2.6878 | 3.047 | 3.0192 | 3.7076 | 4.4824 | 4.4187 | 0.00050445
7833 | 0.00018724 | 0.00011298 | 0.0092408 | 2.711 | 3.0459 | 3.0192 | 3.7548 | 4.4799 | 4.4187 | 8.8992e-05
7834 | 0.00018798 | 0.00011355 | 0.013957 | 2.7373 | 3.0448 | 3.0192 | 3.8086 | 4.4773 | 4.4187 | 6.6211e-05
7835 | 0.00017665 | 0.00011308 | 0.010107 | 2.7587 | 3.0437 | 3.0192 | 3.8527 | 4.4748 | 4.4187 | 7.965e-05
7836 | 0.00017085 | 0.0001131 | 0.0087788 | 2.7731 | 3.0437 | 3.0192 | 3.8828 | 4.4748 | 4.4187 | 9.0794e-05
7837 | 0.00016641 | 0.00011354 | 0.0050247 | 2.7822 | 3.0437 | 3.0192 | 3.9018 | 4.4748 | 4.4187 | 9.4072e-05
7838 | 0.00015495 | 0.00011351 | 0.0025268 | 2.7923 | 3.0437 | 3.0192 | 3.9229 | 4.4748 | 4.4187 | 9.8661e-05
7839 | 0.00013317 | 0.00011303 | 0.00021658 | 2.774 | 3.0437 | 3.0192 | 3.8847 | 4.4748 | 4.4187 | 0.000285
7840 | 0.00013604 | 0.00011309 | 0 | 2.756 | 3.0404 | 3.0192 | 3.8472 | 4.4673 | 4.4187 | 0.00034597
7841 | 0.00015144 | 0.00011349 | 0 | 2.7488 | 3.0393 | 3.0192 | 3.8324 | 4.4648 | 4.4187 | 5.3428e-05
7842 | 0.00014738 | 0.00011299 | 0 | 2.7162 | 3.0393 | 3.0192 | 3.7654 | 4.4648 | 4.4187 | 5.5394e-05
7843 | 0.00020445 | 0.00011221 | 0 | 2.7084 | 3.0393 | 3.0192 | 3.7495 | 4.4648 | 4.4187 | 2.95e-05
7844 | 0.00021299 | 0.0001058 | 0 | 2.7075 | 3.0393 | 3.0192 | 3.7477 | 4.4648 | 4.4187 | 0.0001752
7845 | 0.00023354 | 0.00011315 | 0 | 2.7075 | 3.0393 | 3.0192 | 3.7477 | 4.4648 | 4.4187 | 0.00015733
7846 | 0.00022541 | 0.00011371 | 0 | 2.6998 | 3.0383 | 3.0192 | 3.7319 | 4.4623 | 4.4187 | 0.00015864
7847 | 0.00022584 | 0.00011388 | 0 | 2.7049 | 3.0361 | 3.0192 | 3.7424 | 4.4573 | 4.4187 | 2.9008e-05
7848 | 0.00023436 | 0.00011284 | 0 | 2.7067 | 3.0361 | 3.0192 | 3.7459 | 4.4573 | 4.4187 | 2.3928e-05
7849 | 0.00023999 | 0.00011277 | 0 | 2.7049 | 3.035 | 3.0192 | 3.7424 | 4.4548 | 4.4187 | 1.9503e-05
7850 | 0.00024442 | 0.0001139 | 0 | 2.7171 | 3.035 | 3.0192 | 3.7672 | 4.4548 | 4.4187 | 2.9336e-05
7851 | 0.0002497 | 0.00011338 | 0 | 2.7241 | 3.035 | 3.0192 | 3.7815 | 4.4548 | 4.4187 | 3.54e-05
7852 | 0.00025114 | 0.00011376 | 0 | 2.732 | 3.0339 | 3.0192 | 3.7977 | 4.4523 | 4.4187 | 2.9828e-05
7853 | 0.00027255 | 0.00010904 | 0 | 2.7329 | 3.0339 | 3.0192 | 3.7995 | 4.4523 | 4.4187 | 3.3433e-05
7854 | 0.00026689 | 0.00011362 | 0.00011551 | 2.739 | 3.0328 | 3.0192 | 3.8122 | 4.4498 | 4.4187 | 2.3272e-05
7855 | 0.00022302 | 0.00011321 | 0.0030033 | 2.7453 | 3.0328 | 3.0192 | 3.825 | 4.4498 | 4.4187 | 0.00061393
7856 | 0.00020055 | 0.00011286 | 0.0069306 | 2.756 | 3.0306 | 3.0192 | 3.8472 | 4.4449 | 4.4187 | 0.00060459
7857 | 0.00018211 | 0.0001136 | 0.014342 | 2.8034 | 3.0306 | 3.0192 | 3.9462 | 4.4449 | 4.4187 | 8.5222e-05
7858 | 0.00018006 | 0.00011323 | 0.018193 | 2.8534 | 3.0296 | 3.0192 | 4.0525 | 4.4424 | 4.4187 | 9.4728e-05
7859 | 0.00016387 | 0.00011361 | 0.017038 | 2.9003 | 3.0296 | 3.0192 | 4.1539 | 4.4424 | 4.4187 | 9.6367e-05
7860 | 0.00015285 | 0.00011252 | 0.013572 | 2.9163 | 3.0285 | 3.0192 | 4.1888 | 4.4399 | 4.4187 | 8.2436e-05
7861 | 0.00015805 | 0.00011338 | 0.0099146 | 2.9284 | 3.0274 | 3.0192 | 4.2154 | 4.4374 | 4.4187 | 8.768e-05
7862 | 0.00014474 | 0.00011244 | 0.0031765 | 2.9203 | 3.0263 | 3.0192 | 4.1976 | 4.4349 | 4.4187 | 0.00010587
7863 | 0.00013228 | 0.00011288 | 0 | 2.9003 | 3.0263 | 3.0192 | 4.1539 | 4.4349 | 4.4187 | 0.00030369
7864 | 0.0001272 | 0.00011296 | 0 | 2.8669 | 3.0263 | 3.0192 | 4.0816 | 4.4349 | 4.4187 | 0.00031991
7865 | 0.00013857 | 0.00011333 | 0 | 2.8372 | 3.0252 | 3.0192 | 4.0178 | 4.4325 | 4.4187 | 4.2611e-05
7866 | 0.00014527 | 0.00011356 | 0 | 2.823 | 3.0241 | 3.0192 | 3.9876 | 4.43 | 4.4187 | 3.4089e-05
7867 | 0.00018752 | 0.00011273 | 0 | 2.8192 | 3.0241 | 3.0192 | 3.9797 | 4.43 | 4.4187 | 4.9494e-05
7868 | 0.00022989 | 0.00011093 | 0 | 2.8127 | 3.0231 | 3.0192 | 3.9658 | 4.4275 | 4.4187 | 0.00019126
7869 | 0.0002366 | 0.00011234 | 0 | 2.8006 | 3.0231 | 3.0192 | 3.9403 | 4.4275 | 4.4187 | 0.00017634
7870 | 0.0002497 | 0.00011394 | 0 | 2.8164 | 3.0231 | 3.0192 | 3.9737 | 4.4275 | 4.4187 | 0.00015127
7871 | 0.0002489 | 0.00011317 | 0 | 2.7905 | 3.0198 | 3.0192 | 3.919 | 4.4202 | 4.4187 | 2.6222e-05
7872 | 0.00025366 | 0.00011301 | 0 | 2.7895 | 3.0209 | 3.0192 | 3.9171 | 4.4226 | 4.4187 | 6.7194e-06
7873 | 0.00025622 | 0.00011315 | 0 | 2.7749 | 3.0166 | 3.0192 | 3.8866 | 4.4128 | 4.4187 | 1.5733e-05
7874 | 0.00026035 | 0.00011403 | 0 | 2.7978 | 3.0177 | 3.0192 | 3.9345 | 4.4153 | 4.4187 | 8.6861e-06
7875 | 0.0002622 | 0.0001141 | 0 | 2.7988 | 3.0166 | 3.0192 | 3.9365 | 4.4128 | 4.4187 | 1.9011e-05
7876 | 0.00026658 | 0.00011396 | 0 | 2.796 | 3.0166 | 3.0192 | 3.9306 | 4.4128 | 4.4187 | 8.3583e-06
7877 | 0.00028156 | 0.00011383 | 0 | 2.8043 | 3.0166 | 3.0192 | 3.9481 | 4.4128 | 4.4187 | 8.1944e-06
7878 | 0.00030189 | 0.00011312 | 0.00028878 | 2.8006 | 3.0166 | 3.0192 | 3.9403 | 4.4128 | 4.4187 | 9.6694e-06
7879 | 0.00025908 | 0.00011311 | 0.0028156 | 2.7932 | 3.0155 | 3.0192 | 3.9248 | 4.4104 | 4.4187 | 0.00058312
7880 | 0.00019208 | 0.00011312 | 0.011166 | 2.8071 | 3.0144 | 3.0192 | 3.954 | 4.4079 | 4.4187 | 7.588e-05
7881 | 0.00017067 | 0.00011357 | 0.012995 | 2.8477 | 3.0144 | 3.0192 | 4.0402 | 4.4079 | 4.4187 | 6.8178e-05
7882 | 0.0001599 | 0.00011326 | 0.016556 | 2.8934 | 3.0144 | 3.0192 | 4.1388 | 4.4079 | 4.4187 | 8.2436e-05
7883 | 0.00015623 | 0.00011361 | 0.014246 | 2.9406 | 3.0144 | 3.0192 | 4.2423 | 4.4079 | 4.4187 | 8.0142e-05
7884 | 0.00014985 | 0.00011309 | 0.012417 | 2.9457 | 3.0144 | 3.0192 | 4.2536 | 4.4079 | 4.4187 | 0.00021174
7885 | 0.00015199 | 0.00011379 | 0.0068584 | 2.959 | 3.0144 | 3.0192 | 4.2833 | 4.4079 | 4.4187 | 8.6697e-05
7886 | 0.00013521 | 0.00011357 | 0.0023102 | 2.9487 | 3.0144 | 3.0192 | 4.2604 | 4.4079 | 4.4187 | 0.00010161
7887 | 0.00010897 | 0.00011316 | 0 | 2.9406 | 3.0134 | 3.0192 | 4.2423 | 4.4055 | 4.4187 | 8.8828e-05
7888 | 0.00010575 | 0.00011301 | 0 | 2.8835 | 3.0112 | 3.0192 | 4.1174 | 4.4006 | 4.4187 | 7.7028e-05
7889 | 0.00011941 | 0.00011336 | 0 | 2.8796 | 3.0102 | 3.0192 | 4.1089 | 4.3982 | 4.4187 | 8.4403e-05
7890 | 0.0001466 | 0.00011359 | 0 | 2.8486 | 3.0102 | 3.0192 | 4.0422 | 4.3982 | 4.4187 | 0.00023256
7891 | 0.00017566 | 0.00011068 | 0 | 2.8458 | 3.0102 | 3.0192 | 4.0361 | 4.3982 | 4.4187 | 0.00024501
7892 | 0.00020872 | 0.00011286 | 0 | 2.8458 | 3.0091 | 3.0192 | 4.0361 | 4.3958 | 4.4187 | 0.00022502
7893 | 0.00022437 | 0.00011391 | 0 | 2.8381 | 3.0091 | 3.0192 | 4.0198 | 4.3958 | 4.4187 | 0.00027746
7894 | 0.00023873 | 0.00011336 | 0 | 2.8239 | 3.0091 | 3.0192 | 3.9896 | 4.3958 | 4.4187 | 1.0325e-05
7895 | 0.00024669 | 0.00011397 | 0 | 2.8155 | 3.0091 | 3.0192 | 3.9718 | 4.3958 | 4.4187 | 9.5055e-06
7896 | 0.00025683 | 0.0001116 | 0 | 2.7932 | 3.0091 | 3.0192 | 3.9248 | 4.3958 | 4.4187 | 1.3275e-05
7897 | 0.00026327 | 0.00011411 | 0 | 2.774 | 3.0091 | 3.0192 | 3.8847 | 4.3958 | 4.4187 | 8.5222e-06
7898 | 0.00027224 | 0.00011384 | 0 | 2.7551 | 3.0091 | 3.0192 | 3.8453 | 4.3958 | 4.4187 | 1.4094e-05
7899 | 0.00028301 | 0.00011256 | 0 | 2.765 | 3.0091 | 3.0192 | 3.8658 | 4.3958 | 4.4187 | 6.0639e-06
7900 | 0.00028559 | 0.00011211 | 0 | 2.7632 | 3.0091 | 3.0192 | 3.8621 | 4.3958 | 4.4187 | 4.425e-06
7901 | 0.00030015 | 0.00011418 | 0 | 2.7479 | 3.0069 | 3.0192 | 3.8305 | 4.3909 | 4.4187 | 2.4583e-05
7902 | 0.00030391 | 0.00011326 | 0 | 2.7533 | 3.0069 | 3.0192 | 3.8416 | 4.3909 | 4.4187 | 9.5055e-06
7903 | 0.00026855 | 0.00011334 | 0.0016605 | 2.747 | 3.0059 | 3.0192 | 3.8287 | 4.3885 | 4.4187 | 0.00060901
7904 | 0.00020259 | 0.00011318 | 0.0055445 | 2.7749 | 3.0048 | 3.0192 | 3.8866 | 4.3861 | 4.4187 | 7.5717e-05
7905 | 0.0001846 | 0.00011395 | 0.0099146 | 2.8015 | 3.0048 | 3.0192 | 3.9423 | 4.3861 | 4.4187 | 6.4408e-05
7906 | 0.00017692 | 0.00011391 | 0.014535 | 2.8602 | 3.0048 | 3.0192 | 4.067 | 4.3861 | 4.4187 | 7.883e-05
7907 | 0.00017162 | 0.00011383 | 0.014342 | 2.9123 | 3.0048 | 3.0192 | 4.18 | 4.3861 | 4.4187 | 0.00010718
7908 | 0.00016802 | 0.00011382 | 0.010011 | 2.9365 | 3.0048 | 3.0192 | 4.2333 | 4.3861 | 4.4187 | 0.00019831
7909 | 0.00016734 | 0.00011372 | 0.0043316 | 2.9529 | 3.0037 | 3.0192 | 4.2695 | 4.3837 | 4.4187 | 0.00010112
7910 | 0.00015661 | 0.00011398 | 0.0015883 | 2.9529 | 3.0037 | 3.0192 | 4.2695 | 4.3837 | 4.4187 | 8.8336e-05
7911 | 0.00014466 | 0.00011327 | 0.00011551 | 2.9223 | 3.0037 | 3.0192 | 4.202 | 4.3837 | 4.4187 | 9.8989e-05
7912 | 0.00013145 | 0.00011338 | 0 | 2.8825 | 3.0037 | 3.0192 | 4.1153 | 4.3837 | 4.4187 | 7.7519e-05
7913 | 0.00015651 | 0.00011358 | 0 | 2.8544 | 3.0037 | 3.0192 | 4.0546 | 4.3837 | 4.4187 | 6.2442e-05
7914 | 0.00016683 | 0.00011341 | 0 | 2.8534 | 3.0048 | 3.0192 | 4.0525 | 4.3861 | 4.4187 | 0.00021125
7915 | 0.00020086 | 0.00011104 | 0 | 2.8534 | 3.0048 | 3.0192 | 4.0525 | 4.3861 | 4.4187 | 0.0001947
7916 | 0.00022677 | 0.00011295 | 0 | 2.8515 | 3.0037 | 3.0192 | 4.0484 | 4.3837 | 4.4187 | 0.00021207
7917 | 0.00024706 | 0.00011366 | 0 | 2.8448 | 3.0027 | 3.0192 | 4.0341 | 4.3813 | 4.4187 | 0.00023092
7918 | 0.00026387 | 0.00011436 | 0 | 2.8287 | 3.0027 | 3.0192 | 3.9996 | 4.3813 | 4.4187 | 1.8683e-05
7919 | 0.00026757 | 0.00011439 | 0 | 2.8155 | 3.0027 | 3.0192 | 3.9718 | 4.3813 | 4.4187 | 2.1142e-05
7920 | 0.0002742 | 0.00011336 | 0 | 2.809 | 3.0027 | 3.0192 | 3.9579 | 4.3813 | 4.4187 | 1.2619e-05
7921 | 0.00027624 | 0.0001137 | 0 | 2.7969 | 3.0016 | 3.0192 | 3.9326 | 4.3788 | 4.4187 | 1.1308e-05
7922 | 0.00028125 | 0.00011456 | 0 | 2.7923 | 3.0016 | 3.0192 | 3.9229 | 4.3788 | 4.4187 | 9.5055e-06
7923 | 0.00028227 | 0.0001128 | 0 | 2.7795 | 3.0005 | 3.0192 | 3.8961 | 4.3764 | 4.4187 | 1.3439e-05
7924 | 0.00028935 | 0.0001143 | 0 | 2.7804 | 2.9995 | 3.0192 | 3.898 | 4.374 | 4.4187 | 1.5569e-05
7925 | 0.00030622 | 0.00011409 | 0 | 2.7786 | 2.9995 | 3.0192 | 3.8942 | 4.374 | 4.4187 | 7.5389e-06
7926 | 0.00030493 | 0.00011403 | 0.00011551 | 2.7668 | 2.9995 | 3.0192 | 3.8696 | 4.374 | 4.4187 | 1.2619e-05
7927 | 0.00028843 | 0.00011374 | 0.0015161 | 2.7668 | 2.9995 | 3.0192 | 3.8696 | 4.374 | 4.4187 | 0.00058443
7928 | 0.00021978 | 0.00011318 | 0.0050247 | 2.7758 | 2.9995 | 3.0192 | 3.8885 | 4.374 | 4.4187 | 7.6044e-05
7929 | 0.00019915 | 0.00011404 | 0.010781 | 2.808 | 2.9995 | 3.0192 | 3.956 | 4.374 | 4.4187 | 7.8175e-05
7930 | 0.00018994 | 0.00011177 | 0.010877 | 2.8534 | 2.9995 | 3.0192 | 4.0525 | 4.374 | 4.4187 | 9.6367e-05
7931 | 0.00017714 | 0.00011382 | 0.0094333 | 2.8865 | 2.9984 | 3.0192 | 4.1238 | 4.3716 | 4.4187 | 0.00012079
7932 | 0.00016979 | 0.00011417 | 0.0056022 | 2.9013 | 2.9974 | 3.0192 | 4.156 | 4.3692 | 4.4187 | 0.00020502
7933 | 0.0001822 | 0.0001142 | 0.0033209 | 2.9093 | 2.9984 | 3.0192 | 4.1734 | 4.3716 | 4.4187 | 8.2764e-05
7934 | 0.0001654 | 0.00011384 | 0.0012995 | 2.9113 | 2.9974 | 3.0192 | 4.1778 | 4.3692 | 4.4187 | 7.1455e-05
7935 | 0.0001487 | 0.00011359 | 0 | 2.8904 | 2.9974 | 3.0192 | 4.1323 | 4.3692 | 4.4187 | 7.1292e-05
7936 | 0.0001403 | 0.00011395 | 0 | 2.8631 | 2.9974 | 3.0192 | 4.0732 | 4.3692 | 4.4187 | 7.6536e-05
7937 | 0.00015136 | 0.00011318 | 0 | 2.8553 | 2.9974 | 3.0192 | 4.0566 | 4.3692 | 4.4187 | 6.3425e-05
7938 | 0.00018026 | 0.00011417 | 0 | 2.8183 | 2.9974 | 3.0192 | 3.9777 | 4.3692 | 4.4187 | 0.00023338
7939 | 0.00021561 | 0.00011403 | 0 | 2.8136 | 2.9963 | 3.0192 | 3.9678 | 4.3668 | 4.4187 | 0.00021846
7940 | 0.00025084 | 0.00011412 | 0 | 2.7831 | 2.9952 | 3.0192 | 3.9037 | 4.3644 | 4.4187 | 0.00023223
7941 | 0.00025986 | 0.00011346 | 0 | 2.7822 | 2.9952 | 3.0192 | 3.9018 | 4.3644 | 4.4187 | 0.00020945
7942 | 0.00026879 | 0.00011357 | 0 | 2.7831 | 2.9963 | 3.0192 | 3.9037 | 4.3668 | 4.4187 | 8.5222e-06
7943 | 0.00027126 | 0.00011457 | 0 | 2.7605 | 2.9963 | 3.0192 | 3.8565 | 4.3668 | 4.4187 | 1.1636e-05
7944 | 0.00028008 | 0.00011371 | 0 | 2.739 | 2.9974 | 3.0192 | 3.8122 | 4.3692 | 4.4187 | 2.1469e-05
7945 | 0.00028319 | 0.00011308 | 0 | 2.7145 | 2.9963 | 3.0192 | 3.7619 | 4.3668 | 4.4187 | 9.5055e-06
7946 | 0.00028557 | 0.00011471 | 0 | 2.7162 | 2.9963 | 3.0192 | 3.7654 | 4.3668 | 4.4187 | 1.5242e-05
7947 | 0.00028924 | 0.00011456 | 0 | 2.7206 | 2.9952 | 3.0192 | 3.7743 | 4.3644 | 4.4187 | 8.0305e-06
7948 | 0.00029259 | 0.0001146 | 0 | 2.7075 | 2.9942 | 3.0192 | 3.7477 | 4.362 | 4.4187 | 9.0139e-06
7949 | 0.00030938 | 0.00011445 | 0 | 2.7119 | 2.9942 | 3.0192 | 3.7565 | 4.362 | 4.4187 | 1.1144e-05
7950 | 0.00030446 | 0.00011204 | 0.00021658 | 2.7145 | 2.9942 | 3.0192 | 3.7619 | 4.362 | 4.4187 | 1.3603e-05
7951 | 0.00025947 | 0.00011367 | 0.0025268 | 2.7241 | 2.9942 | 3.0192 | 3.7815 | 4.362 | 4.4187 | 0.00059819
7952 | 0.00021623 | 0.00011391 | 0.0088558 | 2.7426 | 2.9931 | 3.0192 | 3.8195 | 4.3597 | 4.4187 | 5.8836e-05
7953 | 0.0001874 | 0.00011439 | 0.013861 | 2.7749 | 2.9931 | 3.0192 | 3.8866 | 4.3597 | 4.4187 | 7.4078e-05
7954 | 0.00018042 | 0.00011319 | 0.021273 | 2.8155 | 2.9942 | 3.0192 | 3.9718 | 4.362 | 4.4187 | 0.00010472
7955 | 0.00018151 | 0.00011439 | 0.01723 | 2.8592 | 2.9942 | 3.0192 | 4.0649 | 4.362 | 4.4187 | 8.7353e-05
7956 | 0.00019396 | 0.00011315 | 0.01338 | 2.8904 | 2.9942 | 3.0192 | 4.1323 | 4.362 | 4.4187 | 0.00020716
7957 | 0.00019964 | 0.00011436 | 0.0061798 | 2.8983 | 2.9921 | 3.0192 | 4.1495 | 4.3573 | 4.4187 | 0.00010899
7958 | 0.00019679 | 0.00011458 | 0.0030033 | 2.8963 | 2.9921 | 3.0192 | 4.1452 | 4.3573 | 4.4187 | 8.1617e-05
7959 | 0.00017529 | 0.00011397 | 0.00021658 | 2.8611 | 2.9921 | 3.0192 | 4.0691 | 4.3573 | 4.4187 | 9.5383e-05
7960 | 0.00017157 | 0.00011364 | 0 | 2.8258 | 2.9921 | 3.0192 | 3.9936 | 4.3573 | 4.4187 | 6.8014e-05
7961 | 0.00018291 | 0.00011448 | 0 | 2.784 | 2.9921 | 3.0192 | 3.9056 | 4.3573 | 4.4187 | 7.4078e-05
7962 | 0.00018561 | 0.00011295 | 0 | 2.774 | 2.991 | 3.0192 | 3.8847 | 4.3549 | 4.4187 | 0.0002301
7963 | 0.00022194 | 0.00011427 | 0 | 2.7453 | 2.991 | 3.0192 | 3.825 | 4.3549 | 4.4187 | 0.00020224
7964 | 0.00025103 | 0.0001136 | 0 | 2.7551 | 2.991 | 3.0192 | 3.8453 | 4.3549 | 4.4187 | 0.00023321
7965 | 0.00026075 | 0.00011459 | 0 | 2.7399 | 2.991 | 3.0192 | 3.814 | 4.3549 | 4.4187 | 0.00023747
7966 | 0.00026444 | 0.00011481 | 0 | 2.7479 | 2.991 | 3.0192 | 3.8305 | 4.3549 | 4.4187 | 1.3767e-05
7967 | 0.0002651 | 0.00011483 | 0 | 2.7578 | 2.9899 | 3.0192 | 3.8509 | 4.3525 | 4.4187 | 9.3417e-06
7968 | 0.00027058 | 0.00011488 | 0 | 2.7426 | 2.9889 | 3.0192 | 3.8195 | 4.3501 | 4.4187 | 1.2947e-05
7969 | 0.00026967 | 0.00011326 | 0 | 2.7399 | 2.9878 | 3.0192 | 3.814 | 4.3478 | 4.4187 | 9.8333e-06
7970 | 0.00026817 | 0.00011477 | 0 | 2.7136 | 2.9878 | 3.0192 | 3.7601 | 4.3478 | 4.4187 | 1.4094e-05
7971 | 0.00026649 | 0.00011485 | 0 | 2.7093 | 2.9878 | 3.0192 | 3.7512 | 4.3478 | 4.4187 | 1.5569e-05
7972 | 0.00026431 | 0.0001145 | 0 | 2.7067 | 2.9878 | 3.0192 | 3.7459 | 4.3478 | 4.4187 | 7.8667e-06
7973 | 0.00026789 | 0.0001149 | 0 | 2.7071 | 2.9878 | 3.0192 | 3.7468 | 4.3478 | 4.4187 | 1.9667e-05
7974 | 0.00028384 | 0.00011488 | 0.00011551 | 2.718 | 2.9878 | 3.0192 | 3.769 | 4.3478 | 4.4187 | 8.3583e-06
7975 | 0.00024092 | 0.0001138 | 0.0027145 | 2.7171 | 2.9878 | 3.0192 | 3.7672 | 4.3478 | 4.4187 | 0.00057033
7976 | 0.00018937 | 0.00011392 | 0.0068584 | 2.7171 | 2.9878 | 3.0192 | 3.7672 | 4.3478 | 4.4187 | 7.6044e-05
7977 | 0.0001553 | 0.0001144 | 0.010588 | 2.7153 | 2.9878 | 3.0192 | 3.7636 | 4.3478 | 4.4187 | 7.3094e-05
7978 | 0.00013642 | 0.00011421 | 0.013861 | 2.7206 | 2.9868 | 3.0192 | 3.7743 | 4.3454 | 4.4187 | 9.1942e-05
7979 | 0.00013204 | 0.00011414 | 0.014054 | 2.7311 | 2.9857 | 3.0192 | 3.7959 | 4.343 | 4.4187 | 8.1453e-05
7980 | 0.00013077 | 0.00011138 | 0.010492 | 2.7506 | 2.9857 | 3.0192 | 3.8361 | 4.343 | 4.4187 | 0.00021896
7981 | 0.00014239 | 0.00011458 | 0.0070461 | 2.7623 | 2.9847 | 3.0192 | 3.8602 | 4.3406 | 4.4187 | 8.178e-05
7982 | 0.00012914 | 0.00011406 | 0.0030033 | 2.7533 | 2.9857 | 3.0192 | 3.8416 | 4.343 | 4.4187 | 8.5386e-05
7983 | 0.00010317 | 0.00011395 | 9.6258e-05 | 2.7417 | 2.9847 | 3.0192 | 3.8177 | 4.3406 | 4.4187 | 7.7683e-05
7984 | 0.00010381 | 0.00011382 | 0 | 2.7232 | 2.9847 | 3.0192 | 3.7797 | 4.3406 | 4.4187 | 6.7358e-05
7985 | 0.00013057 | 0.00011449 | 0 | 2.7197 | 2.9847 | 3.0192 | 3.7725 | 4.3406 | 4.4187 | 7.7028e-05
7986 | 0.00013244 | 0.00011458 | 0 | 2.718 | 2.9847 | 3.0192 | 3.769 | 4.3406 | 4.4187 | 0.00020191
7987 | 0.00018977 | 0.00011134 | 0 | 2.7119 | 2.9847 | 3.0192 | 3.7565 | 4.3406 | 4.4187 | 0.0002419
7988 | 0.00021561 | 0.00011528 | 0 | 2.7049 | 2.9836 | 3.0192 | 3.7424 | 4.3383 | 4.4187 | 0.00024501
7989 | 0.00023777 | 0.00010808 | 0 | 2.7006 | 2.9836 | 3.0192 | 3.7337 | 4.3383 | 4.4187 | 0.00025714
7990 | 0.0002479 | 0.00011471 | 0 | 2.6955 | 2.9826 | 3.0192 | 3.7232 | 4.3359 | 4.4187 | 9.1778e-06
7991 | 0.00025359 | 0.00011481 | 0 | 2.6955 | 2.9826 | 3.0192 | 3.7232 | 4.3359 | 4.4187 | 1.0981e-05
7992 | 0.00026541 | 0.00011437 | 0 | 2.6895 | 2.9826 | 3.0192 | 3.7111 | 4.3359 | 4.4187 | 2.9992e-05
7993 | 0.00027029 | 0.0001081 | 0 | 2.6835 | 2.9826 | 3.0192 | 3.699 | 4.3359 | 4.4187 | 2.9828e-05
7994 | 0.00027277 | 0.0001129 | 0 | 2.6751 | 2.9815 | 3.0192 | 3.6819 | 4.3336 | 4.4187 | 2.5894e-05
7995 | 0.00027561 | 0.00011224 | 0 | 2.6708 | 2.9815 | 3.0192 | 3.6735 | 4.3336 | 4.4187 | 3.5236e-05
7996 | 0.00027989 | 0.00011191 | 0 | 2.6708 | 2.9815 | 3.0192 | 3.6735 | 4.3336 | 4.4187 | 2.4911e-05
7997 | 0.00030052 | 0.00011254 | 0 | 2.6599 | 2.9815 | 3.0192 | 3.6516 | 4.3336 | 4.4187 | 3.0647e-05
7998 | 0.00031038 | 0.00011147 | 0.00021658 | 2.6549 | 2.9805 | 3.0192 | 3.6416 | 4.3312 | 4.4187 | 2.3928e-05
7999 | 0.00026331 | 0.00011465 | 0.0026712 | 2.6616 | 2.9794 | 3.0192 | 3.6549 | 4.3288 | 4.4187 | 0.00058672
8000 | 0.00021764 | 0.00011392 | 0.0095296 | 2.6784 | 2.9794 | 3.0192 | 3.6887 | 4.3288 | 4.4187 | 0.00059344
8001 | 0.00017883 | 0.00011502 | 0.016268 | 2.7136 | 2.9794 | 3.0192 | 3.7601 | 4.3288 | 4.4187 | 7.5061e-05
8002 | 0.00016133 | 0.00011502 | 0.01569 | 2.7417 | 2.9794 | 3.0192 | 3.8177 | 4.3288 | 4.4187 | 7.2603e-05
8003 | 0.00015378 | 0.00011503 | 0.016268 | 2.7569 | 2.9794 | 3.0192 | 3.849 | 4.3288 | 4.4187 | 9.4728e-05
8004 | 0.00015594 | 0.00011384 | 0.013957 | 2.7704 | 2.9794 | 3.0192 | 3.8771 | 4.3288 | 4.4187 | 0.00010587
8005 | 0.00016883 | 0.0001148 | 0.0067573 | 2.7777 | 2.9784 | 3.0192 | 3.8923 | 4.3265 | 4.4187 | 7.965e-05
8006 | 0.0001578 | 0.00011325 | 0.002238 | 2.7777 | 2.9763 | 3.0192 | 3.8923 | 4.3218 | 4.4187 | 7.375e-05
8007 | 0.00015039 | 0.00011432 | 0 | 2.7731 | 2.9763 | 3.0192 | 3.8828 | 4.3218 | 4.4187 | 0.00030106
8008 | 0.00014723 | 0.0001142 | 0 | 2.7605 | 2.9763 | 3.0192 | 3.8565 | 4.3218 | 4.4187 | 0.0002909
8009 | 0.00014839 | 0.00011472 | 0 | 2.7497 | 2.9752 | 3.0192 | 3.8342 | 4.3194 | 4.4187 | 4.933e-05
8010 | 0.00017452 | 0.00011382 | 0 | 2.7506 | 2.9752 | 3.0192 | 3.8361 | 4.3194 | 4.4187 | 3.5564e-05
8011 | 0.00019758 | 0.00011539 | 0 | 2.7479 | 2.9752 | 3.0192 | 3.8305 | 4.3194 | 4.4187 | 4.5561e-05
8012 | 0.00022725 | 0.00011365 | 0 | 2.739 | 2.9752 | 3.0192 | 3.8122 | 4.3194 | 4.4187 | 0.00017684
8013 | 0.00023249 | 0.00011015 | 0 | 2.7311 | 2.9752 | 3.0192 | 3.7959 | 4.3194 | 4.4187 | 0.00018323
8014 | 0.00023639 | 0.00011173 | 0 | 2.7162 | 2.9742 | 3.0192 | 3.7654 | 4.3171 | 4.4187 | 0.00021125
8015 | 0.00023448 | 0.00011174 | 0 | 2.7041 | 2.9731 | 3.0192 | 3.7407 | 4.3148 | 4.4187 | 2.5894e-05
8016 | 0.00024116 | 0.00011276 | 0 | 2.6886 | 2.9731 | 3.0192 | 3.7093 | 4.3148 | 4.4187 | 3.3925e-05
8017 | 0.00024298 | 0.00010928 | 0 | 2.6566 | 2.9721 | 3.0192 | 3.6449 | 4.3124 | 4.4187 | 2.3928e-05
8018 | 0.00024566 | 0.00011134 | 0 | 2.645 | 2.9721 | 3.0192 | 3.6217 | 4.3124 | 4.4187 | 1.5897e-05
8019 | 0.00024855 | 0.0001096 | 0 | 2.645 | 2.9721 | 3.0192 | 3.6217 | 4.3124 | 4.4187 | 2.7206e-05
8020 | 0.00025181 | 0.00011127 | 0 | 2.6558 | 2.9721 | 3.0192 | 3.6432 | 4.3124 | 4.4187 | 2.3436e-05
8021 | 0.00026704 | 0.0001087 | 0 | 2.6409 | 2.9721 | 3.0192 | 3.6135 | 4.3124 | 4.4187 | 1.8356e-05
8022 | 0.00026374 | 0.00011082 | 0.00011551 | 2.6384 | 2.971 | 3.0192 | 3.6086 | 4.3101 | 4.4187 | 2.5075e-05
8023 | 0.00022912 | 0.00011459 | 0.0017904 | 2.6327 | 2.971 | 3.0192 | 3.5972 | 4.3101 | 4.4187 | 0.00058738
8024 | 0.00019286 | 0.00011509 | 0.0082301 | 2.6475 | 2.97 | 3.0192 | 3.6267 | 4.3078 | 4.4187 | 0.00058721
8025 | 0.00017874 | 0.0001132 | 0.0096258 | 2.7153 | 2.97 | 3.0192 | 3.7636 | 4.3078 | 4.4187 | 9.44e-05
8026 | 0.00017528 | 0.00011488 | 0.0092408 | 2.7399 | 2.969 | 3.0192 | 3.814 | 4.3054 | 4.4187 | 0.00010177
8027 | 0.00016912 | 0.00011244 | 0.0098184 | 2.7749 | 2.969 | 3.0192 | 3.8866 | 4.3054 | 4.4187 | 7.9978e-05
8028 | 0.00016788 | 0.00011233 | 0.0085911 | 2.7905 | 2.969 | 3.0192 | 3.919 | 4.3054 | 4.4187 | 0.00010669
8029 | 0.00017663 | 0.00011527 | 0.0042739 | 2.8025 | 2.9679 | 3.0192 | 3.9442 | 4.3031 | 4.4187 | 9.2433e-05
8030 | 0.00018842 | 0.00011525 | 0.0013861 | 2.7868 | 2.9679 | 3.0192 | 3.9113 | 4.3031 | 4.4187 | 6.9325e-05
8031 | 0.00016563 | 0.00011449 | 0 | 2.7488 | 2.9679 | 3.0192 | 3.8324 | 4.3031 | 4.4187 | 0.0003127
8032 | 0.00015994 | 0.00011503 | 0 | 2.7058 | 2.9679 | 3.0192 | 3.7442 | 4.3031 | 4.4187 | 0.00029434
8033 | 0.00015576 | 0.0001145 | 0 | 2.6938 | 2.9679 | 3.0192 | 3.7197 | 4.3031 | 4.4187 | 5.1297e-05
8034 | 0.00015951 | 0.00011507 | 0 | 2.6946 | 2.969 | 3.0192 | 3.7215 | 4.3054 | 4.4187 | 4.0972e-05
8035 | 0.00019673 | 0.00011401 | 0 | 2.6861 | 2.969 | 3.0192 | 3.7042 | 4.3054 | 4.4187 | 4.0317e-05
8036 | 0.00023365 | 0.00011521 | 0 | 2.6717 | 2.969 | 3.0192 | 3.6751 | 4.3054 | 4.4187 | 0.00019339
8037 | 0.00023925 | 0.0001118 | 0 | 2.6844 | 2.9669 | 3.0192 | 3.7007 | 4.3008 | 4.4187 | 0.00019798
8038 | 0.00023752 | 0.00011488 | 0 | 2.6989 | 2.9669 | 3.0192 | 3.7302 | 4.3008 | 4.4187 | 0.00017257
8039 | 0.00023925 | 0.00011366 | 0 | 2.6946 | 2.9658 | 3.0192 | 3.7215 | 4.2985 | 4.4187 | 2.7369e-05
8040 | 0.00025139 | 0.00011471 | 0 | 2.6767 | 2.9658 | 3.0192 | 3.6853 | 4.2985 | 4.4187 | 9.9972e-06
8041 | 0.00025569 | 0.00011379 | 0 | 2.6566 | 2.9658 | 3.0192 | 3.6449 | 4.2985 | 4.4187 | 1.4586e-05
8042 | 0.0002619 | 0.00011394 | 0 | 2.6583 | 2.9648 | 3.0192 | 3.6482 | 4.2961 | 4.4187 | 6.7194e-06
8043 | 0.00026585 | 0.00011297 | 0 | 2.6475 | 2.9648 | 3.0192 | 3.6267 | 4.2961 | 4.4187 | 1.7864e-05
8044 | 0.00027149 | 0.00011269 | 0 | 2.6433 | 2.9648 | 3.0192 | 3.6184 | 4.2961 | 4.4187 | 1.7044e-05
8045 | 0.00027771 | 0.00011161 | 0 | 2.6401 | 2.9648 | 3.0192 | 3.6119 | 4.2961 | 4.4187 | 8.85e-06
8046 | 0.00028619 | 0.00011268 | 0.00014439 | 2.6392 | 2.9638 | 3.0192 | 3.6102 | 4.2938 | 4.4187 | 8.5222e-06
8047 | 0.00025255 | 0.000115 | 0.0021658 | 2.6392 | 2.9638 | 3.0192 | 3.6102 | 4.2938 | 4.4187 | 0.00062753
8048 | 0.00020487 | 0.00011442 | 0.010252 | 2.6508 | 2.9638 | 3.0192 | 3.6333 | 4.2938 | 4.4187 | 6.9489e-05
8049 | 0.0001858 | 0.00011374 | 0.018337 | 2.6734 | 2.9627 | 3.0192 | 3.6785 | 4.2915 | 4.4187 | 6.785e-05
8050 | 0.00017874 | 0.00011526 | 0.017904 | 2.6972 | 2.9617 | 3.0192 | 3.7267 | 4.2892 | 4.4187 | 9.3908e-05
8051 | 0.00017656 | 0.00011532 | 0.0095296 | 2.711 | 2.9617 | 3.0192 | 3.7548 | 4.2892 | 4.4187 | 7.6044e-05
8052 | 0.00015047 | 0.00011491 | 0.013139 | 2.7302 | 2.9617 | 3.0192 | 3.7941 | 4.2892 | 4.4187 | 0.00018995
8053 | 0.00013766 | 0.00011528 | 0.0068151 | 2.7417 | 2.9617 | 3.0192 | 3.8177 | 4.2892 | 4.4187 | 8.7189e-05
8054 | 0.00013584 | 0.00011465 | 0.0014439 | 2.7426 | 2.9607 | 3.0192 | 3.8195 | 4.2869 | 4.4187 | 7.7519e-05
8055 | 0.00013029 | 0.00011515 | 0 | 2.7285 | 2.9607 | 3.0192 | 3.7905 | 4.2869 | 4.4187 | 0.00010669
8056 | 0.00013572 | 0.00011489 | 0 | 2.7067 | 2.9607 | 3.0192 | 3.7459 | 4.2869 | 4.4187 | 7.8667e-05
8057 | 0.00014221 | 0.00011501 | 0 | 2.7093 | 2.9607 | 3.0192 | 3.7512 | 4.2869 | 4.4187 | 7.1292e-05
8058 | 0.00014507 | 0.00011537 | 0 | 2.7041 | 2.9596 | 3.0192 | 3.7407 | 4.2846 | 4.4187 | 0.00023682
8059 | 0.00018987 | 0.00011403 | 0 | 2.6989 | 2.9586 | 3.0192 | 3.7302 | 4.2823 | 4.4187 | 0.00024829
8060 | 0.00021251 | 0.00011482 | 0 | 2.6818 | 2.9586 | 3.0192 | 3.6956 | 4.2823 | 4.4187 | 0.00023403
8061 | 0.00022842 | 0.00011547 | 0 | 2.6776 | 2.9586 | 3.0192 | 3.687 | 4.2823 | 4.4187 | 0.0002283
8062 | 0.0002336 | 0.00011558 | 0 | 2.6475 | 2.9586 | 3.0192 | 3.6267 | 4.2823 | 4.4187 | 1.0325e-05
8063 | 0.00023888 | 0.00011331 | 0 | 2.6351 | 2.9586 | 3.0192 | 3.6021 | 4.2823 | 4.4187 | 1.3111e-05
8064 | 0.0002475 | 0.00011575 | 0 | 2.6205 | 2.9575 | 3.0192 | 3.573 | 4.28 | 4.4187 | 1.0981e-05
8065 | 0.00025011 | 0.00011069 | 0 | 2.614 | 2.9555 | 3.0192 | 3.5603 | 4.2754 | 4.4187 | 1.1308e-05
8066 | 0.00025457 | 0.00011564 | 0 | 2.6108 | 2.9555 | 3.0192 | 3.5539 | 4.2754 | 4.4187 | 1.3767e-05
8067 | 0.00025873 | 0.00011547 | 0 | 2.6004 | 2.9555 | 3.0192 | 3.5334 | 4.2754 | 4.4187 | 1.9339e-05
8068 | 0.00026441 | 0.0001156 | 0 | 2.598 | 2.9555 | 3.0192 | 3.5287 | 4.2754 | 4.4187 | 4.0972e-06
8069 | 0.00026711 | 0.00011369 | 0 | 2.5932 | 2.9555 | 3.0192 | 3.5194 | 4.2754 | 4.4187 | 8.1944e-06
8070 | 0.00027533 | 0.00011529 | 0 | 2.59 | 2.9555 | 3.0192 | 3.5132 | 4.2754 | 4.4187 | 1.7208e-05
8071 | 0.00025817 | 0.00011484 | 0.0023824 | 2.5956 | 2.9555 | 3.0192 | 3.5241 | 4.2754 | 4.4187 | 0.00060098
8072 | 0.000198 | 0.00011519 | 0.006122 | 2.6068 | 2.9544 | 3.0192 | 3.546 | 4.2731 | 4.4187 | 6.0311e-05
8073 | 0.00017388 | 0.00011542 | 0.0079413 | 2.6237 | 2.9534 | 3.0192 | 3.5794 | 4.2708 | 4.4187 | 6.8997e-05
8074 | 0.00015381 | 0.00011476 | 0.011262 | 2.6541 | 2.9524 | 3.0192 | 3.6399 | 4.2685 | 4.4187 | 9.5875e-05
8075 | 0.00015807 | 0.00011525 | 0.011407 | 2.6658 | 2.9524 | 3.0192 | 3.6633 | 4.2685 | 4.4187 | 7.1619e-05
8076 | 0.00016343 | 0.00011475 | 0.0068151 | 2.6675 | 2.9524 | 3.0192 | 3.6667 | 4.2685 | 4.4187 | 0.00021797
8077 | 0.00017671 | 0.00011369 | 0.0027722 | 2.6793 | 2.9524 | 3.0192 | 3.6905 | 4.2685 | 4.4187 | 0.00010571
8078 | 0.00017229 | 0.00011473 | 0.0014439 | 2.6793 | 2.9524 | 3.0192 | 3.6905 | 4.2685 | 4.4187 | 9.6367e-05
8079 | 0.00016121 | 0.00011467 | 0 | 2.6549 | 2.9503 | 3.0192 | 3.6416 | 4.2639 | 4.4187 | 8.5058e-05
8080 | 0.00016466 | 0.00011461 | 0 | 2.6384 | 2.9503 | 3.0192 | 3.6086 | 4.2639 | 4.4187 | 8.6861e-05
8081 | 0.00017055 | 0.00011411 | 0 | 2.618 | 2.9503 | 3.0192 | 3.5682 | 4.2639 | 4.4187 | 8.7517e-05
8082 | 0.0001601 | 0.00011534 | 0 | 2.6092 | 2.9503 | 3.0192 | 3.5507 | 4.2639 | 4.4187 | 0.00022125
8083 | 0.00020479 | 0.00011387 | 0 | 2.5996 | 2.9493 | 3.0192 | 3.5319 | 4.2616 | 4.4187 | 0.00023469
8084 | 0.00023414 | 0.0001149 | 0 | 2.5996 | 2.9493 | 3.0192 | 3.5319 | 4.2616 | 4.4187 | 0.0002637
8085 | 0.00025164 | 0.00011473 | 0 | 2.6172 | 2.9493 | 3.0192 | 3.5666 | 4.2616 | 4.4187 | 0.00020896
8086 | 0.00025594 | 0.00011456 | 0 | 2.6124 | 2.9483 | 3.0192 | 3.5571 | 4.2594 | 4.4187 | 2.1797e-05
8087 | 0.00026076 | 0.0001149 | 0 | 2.5956 | 2.9472 | 3.0192 | 3.5241 | 4.2571 | 4.4187 | 1.2128e-05
8088 | 0.0002717 | 0.0001149 | 0 | 2.6012 | 2.9472 | 3.0192 | 3.535 | 4.2571 | 4.4187 | 1.2128e-05
8089 | 0.00027644 | 0.00011546 | 0 | 2.6076 | 2.9462 | 3.0192 | 3.5476 | 4.2548 | 4.4187 | 1.4586e-05
8090 | 0.00028117 | 0.00011574 | 0 | 2.6108 | 2.9462 | 3.0192 | 3.5539 | 4.2548 | 4.4187 | 1.6061e-05
8091 | 0.00028695 | 0.00011465 | 0 | 2.6076 | 2.9462 | 3.0192 | 3.5476 | 4.2548 | 4.4187 | 1.4094e-05
8092 | 0.00029537 | 0.00011546 | 0 | 2.6076 | 2.9462 | 3.0192 | 3.5476 | 4.2548 | 4.4187 | 3.9333e-06
8093 | 0.00029898 | 0.00011502 | 0 | 2.59 | 2.9442 | 3.0192 | 3.5132 | 4.2503 | 4.4187 | 9.9972e-06
8094 | 0.00032147 | 0.00011536 | 0 | 2.6028 | 2.9442 | 3.0192 | 3.5381 | 4.2503 | 4.4187 | 1.2783e-05
8095 | 0.00029523 | 0.00011528 | 0.0012129 | 2.5932 | 2.9442 | 3.0192 | 3.5194 | 4.2503 | 4.4187 | 0.00067653
8096 | 0.00022576 | 0.00011537 | 0.0027722 | 2.6044 | 2.9442 | 3.0192 | 3.5413 | 4.2503 | 4.4187 | 7.9322e-05
8097 | 0.00018812 | 0.0001156 | 0.0095296 | 2.6278 | 2.9431 | 3.0192 | 3.5875 | 4.248 | 4.4187 | 7.3422e-05
8098 | 0.00016914 | 0.0001157 | 0.024835 | 2.6533 | 2.9411 | 3.0192 | 3.6382 | 4.2435 | 4.4187 | 9.9972e-05
8099 | 0.00014658 | 0.00011568 | 0.016171 | 2.6717 | 2.9411 | 3.0192 | 3.6751 | 4.2435 | 4.4187 | 9.4892e-05
8100 | 0.0001404 | 0.00011566 | 0.010252 | 2.6725 | 2.9411 | 3.0192 | 3.6768 | 4.2435 | 4.4187 | 0.00020765
8101 | 0.00014019 | 0.00011562 | 0.0075082 | 2.6818 | 2.9411 | 3.0192 | 3.6956 | 4.2435 | 4.4187 | 0.00011718
8102 | 0.00012773 | 0.00011477 | 0.0076525 | 2.6776 | 2.9401 | 3.0192 | 3.687 | 4.2412 | 4.4187 | 9.2433e-05
8103 | 0.00011374 | 0.00011537 | 0.0016364 | 2.6742 | 2.9401 | 3.0192 | 3.6802 | 4.2412 | 4.4187 | 6.6375e-05
8104 | 0.00010772 | 0.00011459 | 0 | 2.6692 | 2.9401 | 3.0192 | 3.6701 | 4.2412 | 4.4187 | 6.9325e-05
8105 | 0.00012394 | 0.00011538 | 0 | 2.6525 | 2.938 | 3.0192 | 3.6366 | 4.2367 | 4.4187 | 8.5386e-05
8106 | 0.00014248 | 0.00011417 | 0 | 2.6392 | 2.938 | 3.0192 | 3.6102 | 4.2367 | 4.4187 | 0.0002401
8107 | 0.00019433 | 0.00011554 | 0 | 2.6229 | 2.937 | 3.0192 | 3.5778 | 4.2344 | 4.4187 | 0.00025665
8108 | 0.00021554 | 0.00011546 | 0 | 2.6213 | 2.937 | 3.0192 | 3.5746 | 4.2344 | 4.4187 | 0.00022879
8109 | 0.00023691 | 0.00011539 | 0 | 2.6205 | 2.937 | 3.0192 | 3.573 | 4.2344 | 4.4187 | 0.00022223
8110 | 0.0002387 | 0.00011545 | 0 | 2.6196 | 2.937 | 3.0192 | 3.5714 | 4.2344 | 4.4187 | 1.0817e-05
8111 | 0.00024332 | 0.00011509 | 0 | 2.614 | 2.937 | 3.0192 | 3.5603 | 4.2344 | 4.4187 | 7.2111e-06
8112 | 0.00025417 | 0.00011596 | 0 | 2.6116 | 2.936 | 3.0192 | 3.5555 | 4.2322 | 4.4187 | 1.2783e-05
8113 | 0.0002589 | 0.0001156 | 0 | 2.6052 | 2.935 | 3.0192 | 3.5429 | 4.2299 | 4.4187 | 2.2289e-05
8114 | 0.00026458 | 0.00011563 | 0 | 2.6076 | 2.935 | 3.0192 | 3.5476 | 4.2299 | 4.4187 | 9.1778e-06
8115 | 0.00026872 | 0.00011574 | 0 | 2.602 | 2.934 | 3.0192 | 3.5366 | 4.2277 | 4.4187 | 4.7528e-06
8116 | 0.00027383 | 0.00011417 | 0 | 2.6036 | 2.9319 | 3.0192 | 3.5397 | 4.2232 | 4.4187 | 1.7864e-05
8117 | 0.00028989 | 0.0001143 | 0 | 2.5912 | 2.9319 | 3.0192 | 3.5155 | 4.2232 | 4.4187 | 2.3272e-05
8118 | 0.00029927 | 0.00011367 | 0 | 2.5916 | 2.9319 | 3.0192 | 3.5163 | 4.2232 | 4.4187 | 8.3583e-06
8119 | 0.00025018 | 0.00011561 | 0 | 2.602 | 2.9319 | 3.0192 | 3.5366 | 4.2232 | 4.4187 | 0.00060065
8120 | 0.00019777 | 0.00011514 | 0.0015883 | 2.6148 | 2.9309 | 3.0192 | 3.5618 | 4.221 | 4.4187 | 8.6533e-05
8121 | 0.00016359 | 0.00011578 | 0.0063531 | 2.6351 | 2.9299 | 3.0192 | 3.6021 | 4.2187 | 4.4187 | 7.6208e-05
8122 | 0.00015104 | 0.00011564 | 0.0093852 | 2.6533 | 2.9299 | 3.0192 | 3.6382 | 4.2187 | 4.4187 | 9.653e-05
8123 | 0.00013705 | 0.00011568 | 0.0093852 | 2.6767 | 2.9289 | 3.0192 | 3.6853 | 4.2165 | 4.4187 | 0.00011538
8124 | 0.00013833 | 0.00011581 | 0.0079702 | 2.6921 | 2.9289 | 3.0192 | 3.7163 | 4.2165 | 4.4187 | 0.00022682
8125 | 0.00013524 | 0.00011563 | 0.01054 | 2.7049 | 2.9289 | 3.0192 | 3.7424 | 4.2165 | 4.4187 | 9.063e-05
8126 | 0.00012719 | 0.00011551 | 0.007075 | 2.6989 | 2.9289 | 3.0192 | 3.7302 | 4.2165 | 4.4187 | 7.8011e-05
8127 | 0.00011113 | 0.00011476 | 0.0024835 | 2.6861 | 2.9289 | 3.0192 | 3.7042 | 4.2165 | 4.4187 | 9.4072e-05
8128 | 0.00010917 | 0.00011487 | 0 | 2.6776 | 2.9289 | 3.0192 | 3.687 | 4.2165 | 4.4187 | 7.4405e-05
8129 | 0.00014039 | 0.00011501 | 0 | 2.6725 | 2.9258 | 3.0192 | 3.6768 | 4.2098 | 4.4187 | 8.3255e-05
8130 | 0.00015043 | 0.00011477 | 0 | 2.6725 | 2.9258 | 3.0192 | 3.6768 | 4.2098 | 4.4187 | 0.00023584
8131 | 0.00020505 | 0.00011398 | 0 | 2.67 | 2.9248 | 3.0192 | 3.6718 | 4.2076 | 4.4187 | 0.0002519
8132 | 0.00023348 | 0.0001075 | 0 | 2.6599 | 2.9248 | 3.0192 | 3.6516 | 4.2076 | 4.4187 | 0.0002283
8133 | 0.00025558 | 0.00011495 | 0 | 2.6725 | 2.9248 | 3.0192 | 3.6768 | 4.2076 | 4.4187 | 0.00023977
8134 | 0.00026502 | 0.00011476 | 0 | 2.6751 | 2.9248 | 3.0192 | 3.6819 | 4.2076 | 4.4187 | 1.4586e-05
8135 | 0.00027112 | 0.00011431 | 0 | 2.6751 | 2.9248 | 3.0192 | 3.6819 | 4.2076 | 4.4187 | 1.8192e-05
8136 | 0.00028173 | 0.00011515 | 0 | 2.6767 | 2.9248 | 3.0192 | 3.6853 | 4.2076 | 4.4187 | 1.3275e-05
8137 | 0.00028522 | 0.00011165 | 0 | 2.6835 | 2.9238 | 3.0192 | 3.699 | 4.2054 | 4.4187 | 6.5555e-06
8138 | 0.0002892 | 0.00011401 | 0 | 2.6844 | 2.9218 | 3.0192 | 3.7007 | 4.2009 | 4.4187 | 6.0639e-06
8139 | 0.00029263 | 0.00011379 | 0 | 2.7015 | 2.9218 | 3.0192 | 3.7354 | 4.2009 | 4.4187 | 1.2292e-05
8140 | 0.00029626 | 0.00011357 | 0 | 2.7127 | 2.9218 | 3.0192 | 3.7583 | 4.2009 | 4.4187 | 7.375e-06
8141 | 0.00029403 | 0.00011395 | 0 | 2.6921 | 2.9218 | 3.0192 | 3.7163 | 4.2009 | 4.4187 | 1.0653e-05
8142 | 0.00031149 | 0.00011253 | 0 | 2.665 | 2.9218 | 3.0192 | 3.6616 | 4.2009 | 4.4187 | 9.0139e-06
8143 | 0.00027903 | 0.0001159 | 0 | 2.6491 | 2.9208 | 3.0192 | 3.63 | 4.1987 | 4.4187 | 0.00062491
8144 | 0.00020677 | 0.00011603 | 0.0017327 | 2.6558 | 2.9208 | 3.0192 | 3.6432 | 4.1987 | 4.4187 | 6.9325e-05
8145 | 0.00019047 | 0.00011618 | 0.007075 | 2.7145 | 2.9208 | 3.0192 | 3.7619 | 4.1987 | 4.4187 | 7.0472e-05
8146 | 0.0001783 | 0.00011564 | 0.014583 | 2.7435 | 2.9198 | 3.0192 | 3.8214 | 4.1965 | 4.4187 | 7.5225e-05
8147 | 0.00016945 | 0.00011612 | 0.018048 | 2.7659 | 2.9188 | 3.0192 | 3.8677 | 4.1943 | 4.4187 | 9.6203e-05
8148 | 0.00015847 | 0.00011606 | 0.015738 | 2.7859 | 2.9188 | 3.0192 | 3.9094 | 4.1943 | 4.4187 | 0.000226
8149 | 0.000173 | 0.00011608 | 0.01184 | 2.7941 | 2.9188 | 3.0192 | 3.9268 | 4.1943 | 4.4187 | 9.7186e-05
8150 | 0.00016505 | 0.00011607 | 0.0060643 | 2.7758 | 2.9188 | 3.0192 | 3.8885 | 4.1943 | 4.4187 | 7.67e-05
8151 | 0.00015607 | 0.00011517 | 0.0011551 | 2.756 | 2.9178 | 3.0192 | 3.8472 | 4.1921 | 4.4187 | 8.7517e-05
8152 | 0.00017315 | 0.00011578 | 0 | 2.7346 | 2.9178 | 3.0192 | 3.8031 | 4.1921 | 4.4187 | 7.4078e-05
8153 | 0.00016046 | 0.00011598 | 0 | 2.7206 | 2.9178 | 3.0192 | 3.7743 | 4.1921 | 4.4187 | 7.8339e-05
8154 | 0.00016202 | 0.00011602 | 0 | 2.7276 | 2.9168 | 3.0192 | 3.7887 | 4.1899 | 4.4187 | 0.00028287
8155 | 0.00021799 | 0.00010964 | 0 | 2.7435 | 2.9158 | 3.0192 | 3.8214 | 4.1877 | 4.4187 | 0.00025665
8156 | 0.00024202 | 0.00011668 | 0 | 2.7417 | 2.9158 | 3.0192 | 3.8177 | 4.1877 | 4.4187 | 0.00025239
8157 | 0.00025217 | 0.0001135 | 0 | 2.7399 | 2.9148 | 3.0192 | 3.814 | 4.1855 | 4.4187 | 0.00027468
8158 | 0.00025347 | 0.00011491 | 0 | 2.7302 | 2.9148 | 3.0192 | 3.7941 | 4.1855 | 4.4187 | 8.5222e-06
8159 | 0.00025606 | 0.00011613 | 0 | 2.7206 | 2.9148 | 3.0192 | 3.7743 | 4.1855 | 4.4187 | 1.0489e-05
8160 | 0.00026459 | 0.00011601 | 0 | 2.7075 | 2.9138 | 3.0192 | 3.7477 | 4.1833 | 4.4187 | 2.6878e-05
8161 | 0.00026777 | 0.00011307 | 0 | 2.7197 | 2.9138 | 3.0192 | 3.7725 | 4.1833 | 4.4187 | 2.6714e-05
8162 | 0.00027144 | 0.00011589 | 0 | 2.7162 | 2.9128 | 3.0192 | 3.7654 | 4.1811 | 4.4187 | 3.0319e-05
8163 | 0.00027567 | 0.00011525 | 0 | 2.6972 | 2.9128 | 3.0192 | 3.7267 | 4.1811 | 4.4187 | 2.1961e-05
8164 | 0.00028205 | 0.00011466 | 0 | 2.6912 | 2.9128 | 3.0192 | 3.7145 | 4.1811 | 4.4187 | 2.4092e-05
8165 | 0.000284 | 0.00011251 | 0 | 2.6852 | 2.9128 | 3.0192 | 3.7025 | 4.1811 | 4.4187 | 2.8681e-05
8166 | 0.00029535 | 0.00011508 | 0 | 2.6852 | 2.9128 | 3.0192 | 3.7025 | 4.1811 | 4.4187 | 3.753e-05
8167 | 0.00026926 | 0.00011594 | 0 | 2.6869 | 2.9128 | 3.0192 | 3.7059 | 4.1811 | 4.4187 | 0.00062196
8168 | 0.00024365 | 0.00011559 | 0.00093852 | 2.7049 | 2.9128 | 3.0192 | 3.7424 | 4.1811 | 4.4187 | 0.00059705
8169 | 0.0001943 | 0.00011626 | 0.0027722 | 2.7223 | 2.9128 | 3.0192 | 3.7779 | 4.1811 | 4.4187 | 0.00010571
8170 | 0.00018328 | 0.00011482 | 0.0095296 | 2.7373 | 2.9128 | 3.0192 | 3.8086 | 4.1811 | 4.4187 | 9.3089e-05
8171 | 0.00017313 | 0.00011612 | 0.0064252 | 2.7461 | 2.9128 | 3.0192 | 3.8269 | 4.1811 | 4.4187 | 6.2278e-05
8172 | 0.0001675 | 0.00011416 | 0.0075803 | 2.7578 | 2.9117 | 3.0192 | 3.8509 | 4.1789 | 4.4187 | 9.3908e-05
8173 | 0.00018237 | 0.00011546 | 0.0069884 | 2.7713 | 2.9107 | 3.0192 | 3.879 | 4.1767 | 4.4187 | 7.588e-05
8174 | 0.00017302 | 0.00011634 | 0.002599 | 2.7453 | 2.9107 | 3.0192 | 3.825 | 4.1767 | 4.4187 | 8.1944e-05
8175 | 0.00015776 | 0.00011617 | 0.00086633 | 2.725 | 2.9097 | 3.0192 | 3.7833 | 4.1745 | 4.4187 | 0.00029566
8176 | 0.00015424 | 0.00011533 | 0 | 2.7127 | 2.9097 | 3.0192 | 3.7583 | 4.1745 | 4.4187 | 0.00031958
8177 | 0.00015286 | 0.00011582 | 0 | 2.7093 | 2.9097 | 3.0192 | 3.7512 | 4.1745 | 4.4187 | 5.2772e-05
8178 | 0.00016649 | 0.00011568 | 0 | 2.711 | 2.9097 | 3.0192 | 3.7548 | 4.1745 | 4.4187 | 3.9497e-05
8179 | 0.0002216 | 0.00011688 | 0 | 2.711 | 2.9097 | 3.0192 | 3.7548 | 4.1745 | 4.4187 | 3.2942e-05
8180 | 0.00024192 | 0.00011662 | 0 | 2.7084 | 2.9097 | 3.0192 | 3.7495 | 4.1745 | 4.4187 | 0.00018323
8181 | 0.00025732 | 0.00011392 | 0 | 2.7355 | 2.9097 | 3.0192 | 3.8049 | 4.1745 | 4.4187 | 0.00017372
8182 | 0.00026489 | 0.00011455 | 0 | 2.7551 | 2.9097 | 3.0192 | 3.8453 | 4.1745 | 4.4187 | 0.00016307
8183 | 0.00026801 | 0.00011255 | 0 | 2.7587 | 2.9097 | 3.0192 | 3.8527 | 4.1745 | 4.4187 | 1.8847e-05
8184 | 0.00027881 | 0.0001147 | 0 | 2.7578 | 2.9087 | 3.0192 | 3.8509 | 4.1723 | 4.4187 | 2.0486e-05
8185 | 0.00028265 | 0.00011035 | 0 | 2.7533 | 2.9087 | 3.0192 | 3.8416 | 4.1723 | 4.4187 | 1.2947e-05
8186 | 0.00028641 | 0.00011407 | 0 | 2.7453 | 2.9087 | 3.0192 | 3.825 | 4.1723 | 4.4187 | 3.3433e-05
8187 | 0.00029153 | 0.00010986 | 0 | 2.7355 | 2.9077 | 3.0192 | 3.8049 | 4.1701 | 4.4187 | 3.0647e-05
8188 | 0.00029661 | 0.00011182 | 0 | 2.7382 | 2.9077 | 3.0192 | 3.8104 | 4.1701 | 4.4187 | 2.3272e-05
8189 | 0.00029661 | 0.00011367 | 0 | 2.7276 | 2.9077 | 3.0192 | 3.7887 | 4.1701 | 4.4187 | 2.3928e-05
8190 | 0.00030183 | 0.00011263 | 0 | 2.7364 | 2.9077 | 3.0192 | 3.8068 | 4.1701 | 4.4187 | 2.0158e-05
8191 | 0.00028359 | 0.00011619 | 0 | 2.7162 | 2.9077 | 3.0192 | 3.7654 | 4.1701 | 4.4187 | 0.00055984
8192 | 0.00026045 | 0.00011651 | 0.0012995 | 2.7276 | 2.9077 | 3.0192 | 3.7887 | 4.1701 | 4.4187 | 0.00056574
8193 | 0.00022227 | 0.00011578 | 0.0069306 | 2.7373 | 2.9067 | 3.0192 | 3.8086 | 4.1679 | 4.4187 | 9.5383e-05
8194 | 0.00021114 | 0.00011624 | 0.014439 | 2.7524 | 2.9067 | 3.0192 | 3.8398 | 4.1679 | 4.4187 | 9.2433e-05
8195 | 0.00020574 | 0.0001158 | 0.016605 | 2.7731 | 2.9067 | 3.0192 | 3.8828 | 4.1679 | 4.4187 | 6.8669e-05
8196 | 0.00020588 | 0.00011647 | 0.015594 | 2.7969 | 2.9067 | 3.0192 | 3.9326 | 4.1679 | 4.4187 | 9.5383e-05
8197 | 0.0002015 | 0.00011623 | 0.011262 | 2.8146 | 2.9067 | 3.0192 | 3.9698 | 4.1679 | 4.4187 | 8.4894e-05
8198 | 0.00019488 | 0.00011662 | 0.0067862 | 2.7997 | 2.9067 | 3.0192 | 3.9384 | 4.1679 | 4.4187 | 9.4728e-05
8199 | 0.00018221 | 0.00011648 | 0.0014439 | 2.7813 | 2.9067 | 3.0192 | 3.8999 | 4.1679 | 4.4187 | 0.00027796
8200 | 0.00018787 | 0.00011593 | 0 | 2.7551 | 2.9067 | 3.0192 | 3.8453 | 4.1679 | 4.4187 | 0.00030877
8201 | 0.00018473 | 0.00011649 | 0 | 2.7373 | 2.9067 | 3.0192 | 3.8086 | 4.1679 | 4.4187 | 4.343e-05
8202 | 0.00018539 | 0.00011626 | 0 | 2.7382 | 2.9067 | 3.0192 | 3.8104 | 4.1679 | 4.4187 | 4.2775e-05
8203 | 0.00022904 | 0.00011529 | 0 | 2.732 | 2.9067 | 3.0192 | 3.7977 | 4.1679 | 4.4187 | 3.5564e-05
8204 | 0.00026277 | 0.0001158 | 0 | 2.718 | 2.9057 | 3.0192 | 3.769 | 4.1658 | 4.4187 | 0.00019109
8205 | 0.00027181 | 0.00011387 | 0 | 2.7024 | 2.9057 | 3.0192 | 3.7372 | 4.1658 | 4.4187 | 0.00016995
8206 | 0.00027595 | 0.00011369 | 0 | 2.6946 | 2.9057 | 3.0192 | 3.7215 | 4.1658 | 4.4187 | 0.00015192
8207 | 0.00028211 | 0.00011348 | 0 | 2.6878 | 2.9057 | 3.0192 | 3.7076 | 4.1658 | 4.4187 | 2.1142e-05
8208 | 0.00029697 | 0.00011104 | 0 | 2.6895 | 2.9057 | 3.0192 | 3.7111 | 4.1658 | 4.4187 | 1.9339e-05
8209 | 0.00029861 | 0.0001127 | 0 | 2.6852 | 2.9057 | 3.0192 | 3.7025 | 4.1658 | 4.4187 | 1.6061e-05
8210 | 0.00030702 | 0.00011233 | 0 | 2.6861 | 2.9057 | 3.0192 | 3.7042 | 4.1658 | 4.4187 | 1.4258e-05
8211 | 0.00031047 | 0.00011212 | 0 | 2.6844 | 2.9057 | 3.0192 | 3.7007 | 4.1658 | 4.4187 | 6.3917e-06
8212 | 0.00031574 | 0.00011065 | 0 | 2.6818 | 2.9057 | 3.0192 | 3.6956 | 4.1658 | 4.4187 | 1.2292e-05
8213 | 0.00031819 | 0.00011122 | 0 | 2.6751 | 2.9057 | 3.0192 | 3.6819 | 4.1658 | 4.4187 | 2.2944e-06
8214 | 0.0003426 | 0.00011064 | 0 | 2.6776 | 2.9057 | 3.0192 | 3.687 | 4.1658 | 4.4187 | 6.8833e-06
8215 | 0.00030192 | 0.00011545 | 0 | 2.6658 | 2.9057 | 3.0192 | 3.6633 | 4.1658 | 4.4187 | 0.00061376
8216 | 0.00026054 | 0.0001159 | 0.0020214 | 2.67 | 2.9057 | 3.0192 | 3.6718 | 4.1658 | 4.4187 | 7.2439e-05
8217 | 0.00024836 | 0.00011672 | 0.0065263 | 2.7119 | 2.9057 | 3.0192 | 3.7565 | 4.1658 | 4.4187 | 8.0305e-05
8218 | 0.00023229 | 0.0001169 | 0.0099627 | 2.7578 | 2.9048 | 3.0192 | 3.8509 | 4.1636 | 4.4187 | 8.3911e-05
8219 | 0.00022345 | 0.0001168 | 0.011407 | 2.7813 | 2.9048 | 3.0192 | 3.8999 | 4.1636 | 4.4187 | 8.3255e-05
8220 | 0.00021824 | 0.00011589 | 0.01415 | 2.8043 | 2.9048 | 3.0192 | 3.9481 | 4.1636 | 4.4187 | 0.00025616
8221 | 0.00021209 | 0.00011617 | 0.013572 | 2.7868 | 2.9048 | 3.0192 | 3.9113 | 4.1636 | 4.4187 | 9.6039e-05
8222 | 0.00020548 | 0.00011689 | 0.0049092 | 2.7704 | 2.9048 | 3.0192 | 3.8771 | 4.1636 | 4.4187 | 8.4567e-05
8223 | 0.00020318 | 0.00011648 | 0.0012995 | 2.7488 | 2.9048 | 3.0192 | 3.8324 | 4.1636 | 4.4187 | 8.8336e-05
8224 | 0.00020348 | 0.00011676 | 0 | 2.7215 | 2.9048 | 3.0192 | 3.7761 | 4.1636 | 4.4187 | 6.5555e-05
8225 | 0.00019144 | 0.00011665 | 0 | 2.7197 | 2.9048 | 3.0192 | 3.7725 | 4.1636 | 4.4187 | 6.1622e-05
8226 | 0.00019718 | 0.0001135 | 0 | 2.6929 | 2.9038 | 3.0192 | 3.718 | 4.1614 | 4.4187 | 0.00025829
8227 | 0.00024321 | 0.00011702 | 0 | 2.6759 | 2.9038 | 3.0192 | 3.6836 | 4.1614 | 4.4187 | 0.00025436
8228 | 0.00027195 | 0.00011447 | 0 | 2.6692 | 2.9038 | 3.0192 | 3.6701 | 4.1614 | 4.4187 | 0.00027992
8229 | 0.00028458 | 0.00011211 | 0 | 2.6708 | 2.9038 | 3.0192 | 3.6735 | 4.1614 | 4.4187 | 0.00027304
8230 | 0.00029203 | 0.00011215 | 0 | 2.6734 | 2.9038 | 3.0192 | 3.6785 | 4.1614 | 4.4187 | 1.4586e-05
8231 | 0.00029644 | 0.00011215 | 0 | 2.6742 | 2.9038 | 3.0192 | 3.6802 | 4.1614 | 4.4187 | 1.9831e-05
8232 | 0.00030606 | 0.00011323 | 0 | 2.6793 | 2.9028 | 3.0192 | 3.6905 | 4.1592 | 4.4187 | 1.1636e-05
8233 | 0.00031032 | 0.00011176 | 0 | 2.681 | 2.9028 | 3.0192 | 3.6939 | 4.1592 | 4.4187 | 9.0139e-06
8234 | 0.00031424 | 0.00011212 | 0 | 2.6844 | 2.9028 | 3.0192 | 3.7007 | 4.1592 | 4.4187 | 1.9994e-05
8235 | 0.00031761 | 0.00011158 | 0 | 2.6903 | 2.9028 | 3.0192 | 3.7128 | 4.1592 | 4.4187 | 1.1308e-05
8236 | 0.00032267 | 0.00011146 | 0 | 2.6886 | 2.9018 | 3.0192 | 3.7093 | 4.1571 | 4.4187 | 1.2292e-05
8237 | 0.00032345 | 0.00011139 | 0 | 2.6878 | 2.9018 | 3.0192 | 3.7076 | 4.1571 | 4.4187 | 1.1144e-05
8238 | 0.00033995 | 0.00011146 | 0 | 2.6886 | 2.9018 | 3.0192 | 3.7093 | 4.1571 | 4.4187 | 8.5222e-06
8239 | 0.00030908 | 0.0001163 | 0 | 2.6912 | 2.9018 | 3.0192 | 3.7145 | 4.1571 | 4.4187 | 0.00065047
8240 | 0.00027296 | 0.00011686 | 0.0020936 | 2.6912 | 2.9018 | 3.0192 | 3.7145 | 4.1571 | 4.4187 | 7.8994e-05
8241 | 0.00023365 | 0.00011692 | 0.0039851 | 2.7032 | 2.9018 | 3.0192 | 3.7389 | 4.1571 | 4.4187 | 6.4408e-05
8242 | 0.00022326 | 0.00011584 | 0.0046204 | 2.7197 | 2.9018 | 3.0192 | 3.7725 | 4.1571 | 4.4187 | 9.6694e-05
8243 | 0.00020375 | 0.00011694 | 0.0053712 | 2.7311 | 2.9018 | 3.0192 | 3.7959 | 4.1571 | 4.4187 | 8.8828e-05
8244 | 0.00020417 | 0.00011683 | 0.0049092 | 2.7355 | 2.9018 | 3.0192 | 3.8049 | 4.1571 | 4.4187 | 0.00020617
8245 | 0.00020352 | 0.00011672 | 0.0056311 | 2.7364 | 2.9018 | 3.0192 | 3.8068 | 4.1571 | 4.4187 | 7.9814e-05
8246 | 0.00020492 | 0.00011705 | 0.0046204 | 2.7355 | 2.9018 | 3.0192 | 3.8049 | 4.1571 | 4.4187 | 9.2761e-05
8247 | 0.00018808 | 0.00011692 | 0.0014439 | 2.7311 | 2.9018 | 3.0192 | 3.7959 | 4.1571 | 4.4187 | 0.00011407
8248 | 0.00018947 | 0.00011682 | 0 | 2.725 | 2.9018 | 3.0192 | 3.7833 | 4.1571 | 4.4187 | 5.9983e-05
8249 | 0.00018244 | 0.00011665 | 0 | 2.7188 | 2.9018 | 3.0192 | 3.7707 | 4.1571 | 4.4187 | 6.9489e-05
8250 | 0.00018578 | 0.00011635 | 0 | 2.7197 | 2.9018 | 3.0192 | 3.7725 | 4.1571 | 4.4187 | 0.00028894
8251 | 0.00022046 | 0.00011752 | 0 | 2.7153 | 2.9008 | 3.0192 | 3.7636 | 4.1549 | 4.4187 | 0.00023895
8252 | 0.00025112 | 0.00011661 | 0 | 2.7075 | 2.8998 | 3.0192 | 3.7477 | 4.1527 | 4.4187 | 0.00023715
8253 | 0.00026387 | 0.00011595 | 0 | 2.7049 | 2.8998 | 3.0192 | 3.7424 | 4.1527 | 4.4187 | 0.00026157
8254 | 0.00026801 | 0.00011621 | 0 | 2.7084 | 2.8998 | 3.0192 | 3.7495 | 4.1527 | 4.4187 | 1.5242e-05
8255 | 0.00026884 | 0.00011487 | 0 | 2.7006 | 2.8998 | 3.0192 | 3.7337 | 4.1527 | 4.4187 | 1.1144e-05
8256 | 0.00027776 | 0.00011505 | 0 | 2.6921 | 2.8998 | 3.0192 | 3.7163 | 4.1527 | 4.4187 | 1.1636e-05
8257 | 0.0002816 | 0.00011553 | 0 | 2.6725 | 2.8998 | 3.0192 | 3.6768 | 4.1527 | 4.4187 | 1.3603e-05
8258 | 0.00028662 | 0.00011482 | 0 | 2.6708 | 2.8998 | 3.0192 | 3.6735 | 4.1527 | 4.4187 | 1.7208e-05
8259 | 0.00029034 | 0.00011543 | 0 | 2.6827 | 2.8998 | 3.0192 | 3.6973 | 4.1527 | 4.4187 | 8.85e-06
8260 | 0.00029423 | 0.00011459 | 0 | 2.6989 | 2.8988 | 3.0192 | 3.7302 | 4.1506 | 4.4187 | 1.7864e-05
8261 | 0.00029843 | 0.00011417 | 0 | 2.6998 | 2.8988 | 3.0192 | 3.7319 | 4.1506 | 4.4187 | 2.3272e-05
8262 | 0.00030949 | 0.00011456 | 0 | 2.6878 | 2.8988 | 3.0192 | 3.7076 | 4.1506 | 4.4187 | 1.0817e-05
8263 | 0.00029596 | 0.00011674 | 0 | 2.6878 | 2.8988 | 3.0192 | 3.7076 | 4.1506 | 4.4187 | 0.00054788
8264 | 0.00024751 | 0.00011688 | 0.0018048 | 2.6844 | 2.8988 | 3.0192 | 3.7007 | 4.1506 | 4.4187 | 8.4075e-05
8265 | 0.00021404 | 0.00011707 | 0.0062375 | 2.6972 | 2.8978 | 3.0192 | 3.7267 | 4.1484 | 4.4187 | 8.178e-05
8266 | 0.00020624 | 0.00011707 | 0.011407 | 2.7067 | 2.8978 | 3.0192 | 3.7459 | 4.1484 | 4.4187 | 8.3419e-05
8267 | 0.00020278 | 0.00011718 | 0.015161 | 2.7171 | 2.8978 | 3.0192 | 3.7672 | 4.1484 | 4.4187 | 0.00010587
8268 | 0.0002044 | 0.00011726 | 0.015305 | 2.7329 | 2.8968 | 3.0192 | 3.7995 | 4.1462 | 4.4187 | 0.00020912
8269 | 0.00021514 | 0.00011728 | 0.0092408 | 2.7355 | 2.8978 | 3.0192 | 3.8049 | 4.1484 | 4.4187 | 8.5386e-05
8270 | 0.00020489 | 0.00011712 | 0.0032343 | 2.7302 | 2.8978 | 3.0192 | 3.7941 | 4.1484 | 4.4187 | 7.588e-05
8271 | 0.00018952 | 0.00011595 | 0.00086633 | 2.7232 | 2.8978 | 3.0192 | 3.7797 | 4.1484 | 4.4187 | 9.9972e-05
8272 | 0.00017933 | 0.00011599 | 0 | 2.711 | 2.8978 | 3.0192 | 3.7548 | 4.1484 | 4.4187 | 9.3417e-05
8273 | 0.00018543 | 0.00011559 | 0 | 2.6793 | 2.8968 | 3.0192 | 3.6905 | 4.1462 | 4.4187 | 7.9322e-05
8274 | 0.00019624 | 0.00011651 | 0 | 2.6574 | 2.8968 | 3.0192 | 3.6466 | 4.1462 | 4.4187 | 0.00023715
8275 | 0.00024139 | 0.00011782 | 0 | 2.6467 | 2.8968 | 3.0192 | 3.625 | 4.1462 | 4.4187 | 0.00022436
8276 | 0.00027049 | 0.00011696 | 0 | 2.6467 | 2.8968 | 3.0192 | 3.625 | 4.1462 | 4.4187 | 0.00024649
8277 | 0.00028913 | 0.00011437 | 0 | 2.6491 | 2.8968 | 3.0192 | 3.63 | 4.1462 | 4.4187 | 0.00025075
8278 | 0.0002918 | 0.00011621 | 0 | 2.6433 | 2.8968 | 3.0192 | 3.6184 | 4.1462 | 4.4187 | 1.6225e-05
8279 | 0.00029667 | 0.00011494 | 0 | 2.6319 | 2.8968 | 3.0192 | 3.5956 | 4.1462 | 4.4187 | 1.9175e-05
8280 | 0.00030687 | 0.000116 | 0 | 2.6261 | 2.8968 | 3.0192 | 3.5843 | 4.1462 | 4.4187 | 1.0325e-05
8281 | 0.00031085 | 0.00011198 | 0 | 2.6253 | 2.8968 | 3.0192 | 3.5827 | 4.1462 | 4.4187 | 1.4258e-05
8282 | 0.00031858 | 0.00011464 | 0 | 2.6261 | 2.8968 | 3.0192 | 3.5843 | 4.1462 | 4.4187 | 1.6553e-05
8283 | 0.00032318 | 0.00011451 | 0 | 2.6302 | 2.8958 | 3.0192 | 3.5923 | 4.1441 | 4.4187 | 1.2947e-05
8284 | 0.00033204 | 0.00011382 | 0 | 2.6253 | 2.8958 | 3.0192 | 3.5827 | 4.1441 | 4.4187 | 1.0325e-05
8285 | 0.0003309 | 0.00011433 | 0 | 2.6327 | 2.8958 | 3.0192 | 3.5972 | 4.1441 | 4.4187 | 1.0981e-05
8286 | 0.00034742 | 0.00011286 | 0 | 2.6221 | 2.8958 | 3.0192 | 3.5762 | 4.1441 | 4.4187 | 1.6553e-05
8287 | 0.0003144 | 0.00011634 | 0 | 2.6278 | 2.8958 | 3.0192 | 3.5875 | 4.1441 | 4.4187 | 0.00067096
8288 | 0.0002546 | 0.00011613 | 0.0010396 | 2.6327 | 2.8958 | 3.0192 | 3.5972 | 4.1441 | 4.4187 | 7.2603e-05
8289 | 0.00023414 | 0.00011578 | 0.002599 | 2.6541 | 2.8958 | 3.0192 | 3.6399 | 4.1441 | 4.4187 | 7.9158e-05
8290 | 0.00022121 | 0.00011726 | 0.0036386 | 2.6641 | 2.8948 | 3.0192 | 3.66 | 4.1419 | 4.4187 | 9.9808e-05
8291 | 0.00021552 | 0.00011672 | 0.0032343 | 2.6878 | 2.8948 | 3.0192 | 3.7076 | 4.1419 | 4.4187 | 9.4072e-05
8292 | 0.00021279 | 0.000116 | 0.0033931 | 2.7136 | 2.8948 | 3.0192 | 3.7601 | 4.1419 | 4.4187 | 0.00022928
8293 | 0.00021167 | 0.00011716 | 0.0037541 | 2.725 | 2.8948 | 3.0192 | 3.7833 | 4.1419 | 4.4187 | 8.5386e-05
8294 | 0.00019473 | 0.00011729 | 0.0019059 | 2.7311 | 2.8948 | 3.0192 | 3.7959 | 4.1419 | 4.4187 | 9.7842e-05
8295 | 0.00017938 | 0.00011722 | 0.00043316 | 2.725 | 2.8938 | 3.0192 | 3.7833 | 4.1398 | 4.4187 | 8.4403e-05
8296 | 0.00018013 | 0.00011708 | 0 | 2.718 | 2.8948 | 3.0192 | 3.769 | 4.1419 | 4.4187 | 6.0967e-05
8297 | 0.00018266 | 0.00011722 | 0 | 2.7041 | 2.8948 | 3.0192 | 3.7407 | 4.1419 | 4.4187 | 7.1128e-05
8298 | 0.00020028 | 0.00011724 | 0 | 2.6861 | 2.8948 | 3.0192 | 3.7042 | 4.1419 | 4.4187 | 0.0002342
8299 | 0.00023834 | 0.00011406 | 0 | 2.67 | 2.8948 | 3.0192 | 3.6718 | 4.1419 | 4.4187 | 0.00025649
8300 | 0.00027577 | 0.00011762 | 0 | 2.6599 | 2.8948 | 3.0192 | 3.6516 | 4.1419 | 4.4187 | 0.00025108
8301 | 0.00028447 | 0.00011684 | 0 | 2.6641 | 2.8948 | 3.0192 | 3.66 | 4.1419 | 4.4187 | 0.00023797
8302 | 0.00029392 | 0.00011682 | 0 | 2.6658 | 2.8938 | 3.0192 | 3.6633 | 4.1398 | 4.4187 | 5.2444e-06
8303 | 0.00030003 | 0.00011695 | 0 | 2.6608 | 2.8928 | 3.0192 | 3.6533 | 4.1376 | 4.4187 | 1.2947e-05
8304 | 0.00030621 | 0.00011646 | 0 | 2.6549 | 2.8928 | 3.0192 | 3.6416 | 4.1376 | 4.4187 | 2.0978e-05
8305 | 0.00031109 | 0.00011599 | 0 | 2.6533 | 2.8928 | 3.0192 | 3.6382 | 4.1376 | 4.4187 | 1.4258e-05
8306 | 0.00031653 | 0.00011557 | 0 | 2.6525 | 2.8918 | 3.0192 | 3.6366 | 4.1355 | 4.4187 | 1.2947e-05
8307 | 0.00032204 | 0.00011621 | 0 | 2.6525 | 2.8918 | 3.0192 | 3.6366 | 4.1355 | 4.4187 | 1.1308e-05
8308 | 0.00032922 | 0.00011444 | 0 | 2.6516 | 2.8918 | 3.0192 | 3.6349 | 4.1355 | 4.4187 | 1.1472e-05
8309 | 0.00033253 | 0.00011675 | 0 | 2.6541 | 2.8928 | 3.0192 | 3.6399 | 4.1376 | 4.4187 | 8.85e-06
8310 | 0.00035462 | 0.00011666 | 0 | 2.6516 | 2.8928 | 3.0192 | 3.6349 | 4.1376 | 4.4187 | 1.18e-05
8311 | 0.00031512 | 0.0001171 | 0 | 2.6508 | 2.8928 | 3.0192 | 3.6333 | 4.1376 | 4.4187 | 0.00065392
8312 | 0.00026646 | 0.00011724 | 0.00046204 | 2.6633 | 2.8928 | 3.0192 | 3.6583 | 4.1376 | 4.4187 | 6.5228e-05
8313 | 0.00024261 | 0.00011624 | 0.0036578 | 2.6869 | 2.8928 | 3.0192 | 3.7059 | 4.1376 | 4.4187 | 9.2269e-05
8314 | 0.00022834 | 0.00011711 | 0.012706 | 2.711 | 2.8928 | 3.0192 | 3.7548 | 4.1376 | 4.4187 | 9.0958e-05
8315 | 0.00022129 | 0.00011741 | 0.0078547 | 2.7337 | 2.8909 | 3.0192 | 3.8013 | 4.1333 | 4.4187 | 0.00010391
8316 | 0.0002251 | 0.00011697 | 0.015449 | 2.7435 | 2.8899 | 3.0192 | 3.8214 | 4.1312 | 4.4187 | 0.00023043
8317 | 0.00023111 | 0.00011759 | 0.0046782 | 2.7515 | 2.8899 | 3.0192 | 3.8379 | 4.1312 | 4.4187 | 7.7355e-05
8318 | 0.00022245 | 0.00011642 | 0.0029455 | 2.7569 | 2.8899 | 3.0192 | 3.849 | 4.1312 | 4.4187 | 9.5219e-05
8319 | 0.00021085 | 0.00011746 | 0.0017327 | 2.7355 | 2.8899 | 3.0192 | 3.8049 | 4.1312 | 4.4187 | 8.5878e-05
8320 | 0.0002051 | 0.00011734 | 0 | 2.7258 | 2.8909 | 3.0192 | 3.7851 | 4.1333 | 4.4187 | 6.4244e-05
8321 | 0.00020821 | 0.00011721 | 0 | 2.7162 | 2.8909 | 3.0192 | 3.7654 | 4.1333 | 4.4187 | 7.293e-05
8322 | 0.00023343 | 0.00011632 | 0 | 2.7232 | 2.8909 | 3.0192 | 3.7797 | 4.1333 | 4.4187 | 0.00023977
8323 | 0.00027066 | 0.00011812 | 0 | 2.7188 | 2.8909 | 3.0192 | 3.7707 | 4.1333 | 4.4187 | 0.00026189
8324 | 0.00029855 | 0.00011768 | 0 | 2.7171 | 2.8909 | 3.0192 | 3.7672 | 4.1333 | 4.4187 | 0.00025517
8325 | 0.00031606 | 0.00011431 | 0 | 2.7162 | 2.8909 | 3.0192 | 3.7654 | 4.1333 | 4.4187 | 0.0002655
8326 | 0.00032459 | 0.00011135 | 0 | 2.7093 | 2.8899 | 3.0192 | 3.7512 | 4.1312 | 4.4187 | 7.0472e-06
8327 | 0.00032993 | 0.00011591 | 0 | 2.7032 | 2.8899 | 3.0192 | 3.7389 | 4.1312 | 4.4187 | 1.3767e-05
8328 | 0.00034064 | 0.00011522 | 0 | 2.6946 | 2.8899 | 3.0192 | 3.7215 | 4.1312 | 4.4187 | 1.5897e-05
8329 | 0.00034686 | 0.00011564 | 0 | 2.6835 | 2.8889 | 3.0192 | 3.699 | 4.129 | 4.4187 | 3.1467e-05
8330 | 0.00035205 | 0.00011505 | 0 | 2.6835 | 2.8889 | 3.0192 | 3.699 | 4.129 | 4.4187 | 1.9503e-05
8331 | 0.00035846 | 0.0001158 | 0 | 2.6827 | 2.8889 | 3.0192 | 3.6973 | 4.129 | 4.4187 | 2.5239e-05
8332 | 0.00036519 | 0.00011276 | 0 | 2.6734 | 2.8889 | 3.0192 | 3.6785 | 4.129 | 4.4187 | 2.0158e-05
8333 | 0.00038175 | 0.00011421 | 0 | 2.6742 | 2.8899 | 3.0192 | 3.6802 | 4.1312 | 4.4187 | 3.0975e-05
8334 | 0.00037445 | 0.00011159 | 0 | 2.6708 | 2.8889 | 3.0192 | 3.6735 | 4.129 | 4.4187 | 2.9172e-05
8335 | 0.00034467 | 0.00011691 | 0 | 2.6666 | 2.8889 | 3.0192 | 3.665 | 4.129 | 4.4187 | 0.00060967
8336 | 0.0003109 | 0.00011697 | 0.0013284 | 2.681 | 2.8889 | 3.0192 | 3.6939 | 4.129 | 4.4187 | 0.00058803
8337 | 0.00028278 | 0.00011764 | 0.0048129 | 2.7162 | 2.8879 | 3.0192 | 3.7654 | 4.1269 | 4.4187 | 8.5386e-05
8338 | 0.00028112 | 0.0001172 | 0.0098184 | 2.7515 | 2.8879 | 3.0192 | 3.8379 | 4.1269 | 4.4187 | 7.7192e-05
8339 | 0.00027423 | 0.00011789 | 0.015016 | 2.7758 | 2.8879 | 3.0192 | 3.8885 | 4.1269 | 4.4187 | 9.5875e-05
8340 | 0.00025459 | 0.00011792 | 0.015161 | 2.7932 | 2.8879 | 3.0192 | 3.9248 | 4.1269 | 4.4187 | 7.965e-05
8341 | 0.00025766 | 0.00011778 | 0.009674 | 2.8071 | 2.8879 | 3.0192 | 3.954 | 4.1269 | 4.4187 | 9.1942e-05
8342 | 0.00024718 | 0.0001178 | 0.0051017 | 2.8015 | 2.8879 | 3.0192 | 3.9423 | 4.1269 | 4.4187 | 8.1125e-05
8343 | 0.00023977 | 0.00011748 | 0.00086633 | 2.7722 | 2.8869 | 3.0192 | 3.8809 | 4.1247 | 4.4187 | 0.00027976
8344 | 0.00021307 | 0.00011743 | 0 | 2.7162 | 2.8869 | 3.0192 | 3.7654 | 4.1247 | 4.4187 | 0.00031631
8345 | 0.00022446 | 0.00011768 | 0 | 2.6981 | 2.8879 | 3.0192 | 3.7284 | 4.1269 | 4.4187 | 4.9822e-05
8346 | 0.00023549 | 0.00011638 | 0 | 2.6793 | 2.8879 | 3.0192 | 3.6905 | 4.1269 | 4.4187 | 4.8347e-05
8347 | 0.000293 | 0.00011837 | 0 | 2.6692 | 2.8879 | 3.0192 | 3.6701 | 4.1269 | 4.4187 | 5.0478e-05
8348 | 0.00032876 | 0.00011652 | 0 | 2.67 | 2.8879 | 3.0192 | 3.6718 | 4.1269 | 4.4187 | 0.00017126
8349 | 0.00033463 | 0.00011616 | 0 | 2.6835 | 2.8879 | 3.0192 | 3.699 | 4.1269 | 4.4187 | 0.00019601
8350 | 0.00033984 | 0.00011539 | 0 | 2.6751 | 2.8879 | 3.0192 | 3.6819 | 4.1269 | 4.4187 | 0.00019945
8351 | 0.0003419 | 0.00011675 | 0 | 2.6641 | 2.8869 | 3.0192 | 3.66 | 4.1247 | 4.4187 | 3.7694e-05
8352 | 0.00035184 | 0.00011574 | 0 | 2.6658 | 2.8869 | 3.0192 | 3.6633 | 4.1247 | 4.4187 | 1.5242e-05
8353 | 0.00035323 | 0.00011275 | 0 | 2.6717 | 2.8869 | 3.0192 | 3.6751 | 4.1247 | 4.4187 | 3.835e-05
8354 | 0.0003552 | 0.00011567 | 0 | 2.6625 | 2.8869 | 3.0192 | 3.6566 | 4.1247 | 4.4187 | 2.0158e-05
8355 | 0.00035799 | 0.00011548 | 0 | 2.6625 | 2.8869 | 3.0192 | 3.6566 | 4.1247 | 4.4187 | 2.1469e-05
8356 | 0.00035769 | 0.00011587 | 0 | 2.6633 | 2.8869 | 3.0192 | 3.6583 | 4.1247 | 4.4187 | 2.7533e-05
8357 | 0.00035664 | 0.00011622 | 0 | 2.6683 | 2.8879 | 3.0192 | 3.6684 | 4.1269 | 4.4187 | 2.9828e-05
8358 | 0.00037532 | 0.00011577 | 0 | 2.6658 | 2.8879 | 3.0192 | 3.6633 | 4.1269 | 4.4187 | 1.2292e-05
8359 | 0.00032835 | 0.00011752 | 0 | 2.6566 | 2.8869 | 3.0192 | 3.6449 | 4.1247 | 4.4187 | 0.00061278
8360 | 0.00030764 | 0.00011727 | 0.00063531 | 2.6658 | 2.8869 | 3.0192 | 3.6633 | 4.1247 | 4.4187 | 0.00064228
8361 | 0.00026374 | 0.00011779 | 0.0034653 | 2.6827 | 2.8869 | 3.0192 | 3.6973 | 4.1247 | 4.4187 | 0.0001103
8362 | 0.00024489 | 0.00011616 | 0.0040429 | 2.7084 | 2.8869 | 3.0192 | 3.7495 | 4.1247 | 4.4187 | 7.5225e-05
8363 | 0.00022043 | 0.00011524 | 0.0042354 | 2.7267 | 2.8869 | 3.0192 | 3.7869 | 4.1247 | 4.4187 | 7.4242e-05
8364 | 0.00021066 | 0.00011718 | 0.0069306 | 2.739 | 2.8869 | 3.0192 | 3.8122 | 4.1247 | 4.4187 | 8.9155e-05
8365 | 0.00022291 | 0.00011776 | 0.0069306 | 2.7444 | 2.8859 | 3.0192 | 3.8232 | 4.1226 | 4.4187 | 8.3747e-05
8366 | 0.00020743 | 0.00011749 | 0.0039707 | 2.739 | 2.8859 | 3.0192 | 3.8122 | 4.1226 | 4.4187 | 9.8005e-05
8367 | 0.00018658 | 0.00011777 | 0.0010396 | 2.7285 | 2.8869 | 3.0192 | 3.7905 | 4.1247 | 4.4187 | 0.00026812
8368 | 0.00017792 | 0.00011687 | 0 | 2.7171 | 2.8869 | 3.0192 | 3.7672 | 4.1247 | 4.4187 | 0.00031827
8369 | 0.00018329 | 0.0001175 | 0 | 2.711 | 2.8869 | 3.0192 | 3.7548 | 4.1247 | 4.4187 | 5.2608e-05
8370 | 0.00019711 | 0.00011526 | 0 | 2.7093 | 2.8879 | 3.0192 | 3.7512 | 4.1269 | 4.4187 | 4.0644e-05
8371 | 0.00024442 | 0.00011851 | 0 | 2.7119 | 2.8889 | 3.0192 | 3.7565 | 4.129 | 4.4187 | 4.7855e-05
8372 | 0.00028639 | 0.0001176 | 0 | 2.7006 | 2.8889 | 3.0192 | 3.7337 | 4.129 | 4.4187 | 0.00016733
8373 | 0.00029343 | 0.00011659 | 0 | 2.6666 | 2.8889 | 3.0192 | 3.665 | 4.129 | 4.4187 | 0.00014881
8374 | 0.00030154 | 0.00011224 | 0 | 2.6574 | 2.8879 | 3.0192 | 3.6466 | 4.1269 | 4.4187 | 0.0001906
8375 | 0.00030909 | 0.00011519 | 0 | 2.6608 | 2.8879 | 3.0192 | 3.6533 | 4.1269 | 4.4187 | 2.7369e-05
8376 | 0.00031887 | 0.00011541 | 0 | 2.6625 | 2.8879 | 3.0192 | 3.6566 | 4.1269 | 4.4187 | 1.0489e-05
8377 | 0.00032332 | 0.00011517 | 0 | 2.6717 | 2.8869 | 3.0192 | 3.6751 | 4.1247 | 4.4187 | 1.1144e-05
8378 | 0.00032925 | 0.00011458 | 0 | 2.6784 | 2.8869 | 3.0192 | 3.6887 | 4.1247 | 4.4187 | 9.3417e-06
8379 | 0.00033338 | 0.00011513 | 0 | 2.6742 | 2.8869 | 3.0192 | 3.6802 | 4.1247 | 4.4187 | 1.2292e-05
8380 | 0.00033903 | 0.00011444 | 0 | 2.6549 | 2.8869 | 3.0192 | 3.6416 | 4.1247 | 4.4187 | 1.0981e-05
8381 | 0.00035689 | 0.00011504 | 0 | 2.6417 | 2.8869 | 3.0192 | 3.6151 | 4.1247 | 4.4187 | 7.8667e-06
8382 | 0.00036284 | 0.0001148 | 0 | 2.6583 | 2.8879 | 3.0192 | 3.6482 | 4.1269 | 4.4187 | 9.3417e-06
8383 | 0.00031672 | 0.00011747 | 0 | 2.6525 | 2.8889 | 3.0192 | 3.6366 | 4.129 | 4.4187 | 0.0005641
8384 | 0.00026901 | 0.00011796 | 0.00046204 | 2.6717 | 2.8889 | 3.0192 | 3.6751 | 4.129 | 4.4187 | 6.5719e-05
8385 | 0.00025171 | 0.00011716 | 0.0021658 | 2.7067 | 2.8889 | 3.0192 | 3.7459 | 4.129 | 4.4187 | 7.293e-05
8386 | 0.00024066 | 0.00011743 | 0.0083745 | 2.7453 | 2.8889 | 3.0192 | 3.825 | 4.129 | 4.4187 | 0.00010063
8387 | 0.00023329 | 0.00011546 | 0.0072194 | 2.7749 | 2.8869 | 3.0192 | 3.8866 | 4.1247 | 4.4187 | 7.1128e-05
8388 | 0.00022583 | 0.00011813 | 0.008952 | 2.7969 | 2.8869 | 3.0192 | 3.9326 | 4.1247 | 4.4187 | 0.00023485
8389 | 0.00022228 | 0.00011794 | 0.008952 | 2.8164 | 2.8869 | 3.0192 | 3.9737 | 4.1247 | 4.4187 | 8.85e-05
8390 | 0.00021584 | 0.00011818 | 0.0046204 | 2.8296 | 2.8869 | 3.0192 | 4.0017 | 4.1247 | 4.4187 | 9.6039e-05
8391 | 0.00020072 | 0.00011802 | 0.0012995 | 2.8043 | 2.8869 | 3.0192 | 3.9481 | 4.1247 | 4.4187 | 8.3092e-05
8392 | 0.00019869 | 0.00011795 | 0 | 2.7758 | 2.8869 | 3.0192 | 3.8885 | 4.1247 | 4.4187 | 8.1289e-05
8393 | 0.0001959 | 0.00011778 | 0 | 2.7569 | 2.8869 | 3.0192 | 3.849 | 4.1247 | 4.4187 | 7.8339e-05
8394 | 0.00020439 | 0.00011788 | 0 | 2.756 | 2.8869 | 3.0192 | 3.8472 | 4.1247 | 4.4187 | 0.00024141
8395 | 0.00026604 | 0.00011624 | 0 | 2.7426 | 2.8879 | 3.0192 | 3.8195 | 4.1269 | 4.4187 | 0.00025993
8396 | 0.0002938 | 0.00011706 | 0 | 2.739 | 2.8879 | 3.0192 | 3.8122 | 4.1269 | 4.4187 | 0.00023174
8397 | 0.00030524 | 0.00011599 | 0 | 2.7417 | 2.8879 | 3.0192 | 3.8177 | 4.1269 | 4.4187 | 0.00026697
8398 | 0.00031534 | 0.00011461 | 0 | 2.7453 | 2.8869 | 3.0192 | 3.825 | 4.1247 | 4.4187 | 1.7372e-05
8399 | 0.00032285 | 0.00011498 | 0 | 2.7533 | 2.8869 | 3.0192 | 3.8416 | 4.1247 | 4.4187 | 1.1308e-05
8400 | 0.00033566 | 0.0001139 | 0 | 2.756 | 2.8859 | 3.0192 | 3.8472 | 4.1226 | 4.4187 | 1.5733e-05
8401 | 0.00034021 | 0.00011543 | 0 | 2.7695 | 2.8859 | 3.0192 | 3.8752 | 4.1226 | 4.4187 | 1.6225e-05
8402 | 0.00034318 | 0.00011408 | 0 | 2.7749 | 2.8859 | 3.0192 | 3.8866 | 4.1226 | 4.4187 | 8.5222e-06
8403 | 0.00034684 | 0.00011524 | 0 | 2.7795 | 2.8849 | 3.0192 | 3.8961 | 4.1205 | 4.4187 | 1.5569e-05
8404 | 0.00035324 | 0.00011207 | 0 | 2.7777 | 2.8849 | 3.0192 | 3.8923 | 4.1205 | 4.4187 | 1.5078e-05
8405 | 0.00037311 | 0.000114 | 0 | 2.7777 | 2.8849 | 3.0192 | 3.8923 | 4.1205 | 4.4187 | 9.5055e-06
8406 | 0.00037712 | 0.00011407 | 0 | 2.7749 | 2.8859 | 3.0192 | 3.8866 | 4.1226 | 4.4187 | 1.8028e-05
8407 | 0.00033112 | 0.00011768 | 0 | 2.774 | 2.8859 | 3.0192 | 3.8847 | 4.1226 | 4.4187 | 0.0006331
8408 | 0.00027832 | 0.00011809 | 0.00092408 | 2.7877 | 2.8859 | 3.0192 | 3.9133 | 4.1226 | 4.4187 | 8.9647e-05
8409 | 0.00026422 | 0.00011829 | 0.0037541 | 2.8034 | 2.8859 | 3.0192 | 3.9462 | 4.1226 | 4.4187 | 5.8017e-05
8410 | 0.0002541 | 0.00011828 | 0.0099627 | 2.8258 | 2.8859 | 3.0192 | 3.9936 | 4.1226 | 4.4187 | 7.2111e-05
8411 | 0.00025061 | 0.00011814 | 0.011407 | 2.8529 | 2.8849 | 3.0192 | 4.0515 | 4.1205 | 4.4187 | 8.7353e-05
8412 | 0.00025245 | 0.00011781 | 0.011407 | 2.8728 | 2.8849 | 3.0192 | 4.0941 | 4.1205 | 4.4187 | 0.00021273
8413 | 0.00024708 | 0.00011832 | 0.0069306 | 2.8816 | 2.8849 | 3.0192 | 4.1131 | 4.1205 | 4.4187 | 9.2269e-05
8414 | 0.00023914 | 0.00011691 | 0.0036386 | 2.8845 | 2.8849 | 3.0192 | 4.1195 | 4.1205 | 4.4187 | 9.0303e-05
8415 | 0.00023268 | 0.00011816 | 0.0013284 | 2.8621 | 2.8849 | 3.0192 | 4.0711 | 4.1205 | 4.4187 | 0.00010079
8416 | 0.00022007 | 0.00011723 | 0 | 2.8391 | 2.8859 | 3.0192 | 4.0218 | 4.1226 | 4.4187 | 6.998e-05
8417 | 0.00022086 | 0.00011759 | 0 | 2.8174 | 2.8859 | 3.0192 | 3.9757 | 4.1226 | 4.4187 | 7.4242e-05
8418 | 0.00023683 | 0.00011761 | 0 | 2.8118 | 2.8859 | 3.0192 | 3.9639 | 4.1226 | 4.4187 | 0.00022174
8419 | 0.0002925 | 0.00011844 | 0 | 2.8052 | 2.8859 | 3.0192 | 3.9501 | 4.1226 | 4.4187 | 0.00031778
8420 | 0.00031585 | 0.00011704 | 0 | 2.8052 | 2.8859 | 3.0192 | 3.9501 | 4.1226 | 4.4187 | 0.00022191
8421 | 0.00033145 | 0.00011634 | 0 | 2.8127 | 2.8859 | 3.0192 | 3.9658 | 4.1226 | 4.4187 | 0.00025665
8422 | 0.00033742 | 0.00011525 | 0 | 2.8183 | 2.8849 | 3.0192 | 3.9777 | 4.1205 | 4.4187 | 1.0325e-05
8423 | 0.00034169 | 0.00011525 | 0 | 2.8136 | 2.8859 | 3.0192 | 3.9678 | 4.1226 | 4.4187 | 1.0981e-05
8424 | 0.00035144 | 0.00011477 | 0 | 2.7988 | 2.8859 | 3.0192 | 3.9365 | 4.1226 | 4.4187 | 8.6861e-06
8425 | 0.00035568 | 0.00011543 | 0 | 2.785 | 2.8859 | 3.0192 | 3.9075 | 4.1226 | 4.4187 | 2.1797e-05
8426 | 0.00036182 | 0.00011586 | 0 | 2.7686 | 2.8859 | 3.0192 | 3.8733 | 4.1226 | 4.4187 | 1.3767e-05
8427 | 0.00036552 | 0.00011549 | 0 | 2.739 | 2.8869 | 3.0192 | 3.8122 | 4.1247 | 4.4187 | 1.1144e-05
8428 | 0.00037199 | 0.00011523 | 0 | 2.7241 | 2.8869 | 3.0192 | 3.7815 | 4.1247 | 4.4187 | 1.4094e-05
8429 | 0.00038939 | 0.0001142 | 0 | 2.7373 | 2.8869 | 3.0192 | 3.8086 | 4.1247 | 4.4187 | 8.5222e-06
8430 | 0.00039443 | 0.00011304 | 0 | 2.7497 | 2.8869 | 3.0192 | 3.8342 | 4.1247 | 4.4187 | 9.9972e-06
8431 | 0.00036158 | 0.00011797 | 0 | 2.7578 | 2.8869 | 3.0192 | 3.8509 | 4.1247 | 4.4187 | 0.00060967
8432 | 0.00031249 | 0.00011825 | 0.0011551 | 2.7668 | 2.8859 | 3.0192 | 3.8696 | 4.1226 | 4.4187 | 7.0144e-05
8433 | 0.0002928 | 0.00011826 | 0.00566 | 2.7786 | 2.8859 | 3.0192 | 3.8942 | 4.1226 | 4.4187 | 6.3917e-05
8434 | 0.00027829 | 0.00011843 | 0.01184 | 2.8006 | 2.8859 | 3.0192 | 3.9403 | 4.1226 | 4.4187 | 8.768e-05
8435 | 0.00026995 | 0.00011799 | 0.012273 | 2.8202 | 2.8869 | 3.0192 | 3.9817 | 4.1247 | 4.4187 | 7.1128e-05
8436 | 0.00026254 | 0.00011337 | 0.0092408 | 2.8563 | 2.8869 | 3.0192 | 4.0587 | 4.1247 | 4.4187 | 0.00022633
8437 | 0.00025749 | 0.00011833 | 0.0058477 | 2.8708 | 2.8869 | 3.0192 | 4.0899 | 4.1247 | 4.4187 | 9.6367e-05
8438 | 0.00024042 | 0.00011855 | 0.0057755 | 2.8553 | 2.8879 | 3.0192 | 4.0566 | 4.1269 | 4.4187 | 0.00011915
8439 | 0.00023005 | 0.00011845 | 0.0015016 | 2.8381 | 2.8889 | 3.0192 | 4.0198 | 4.129 | 4.4187 | 7.8011e-05
8440 | 0.00022212 | 0.00011833 | 0 | 2.8164 | 2.8889 | 3.0192 | 3.9737 | 4.129 | 4.4187 | 7.293e-05
8441 | 0.00023165 | 0.00011815 | 0 | 2.808 | 2.8889 | 3.0192 | 3.956 | 4.129 | 4.4187 | 5.7033e-05
8442 | 0.00022113 | 0.00011846 | 0 | 2.7914 | 2.8889 | 3.0192 | 3.921 | 4.129 | 4.4187 | 0.00024649
8443 | 0.00026357 | 0.00011868 | 0 | 2.7578 | 2.8889 | 3.0192 | 3.8509 | 4.129 | 4.4187 | 0.00025681
8444 | 0.0002928 | 0.00011721 | 0 | 2.739 | 2.8879 | 3.0192 | 3.8122 | 4.1269 | 4.4187 | 0.00024239
8445 | 0.00030893 | 0.00011487 | 0 | 2.7215 | 2.8879 | 3.0192 | 3.7761 | 4.1269 | 4.4187 | 0.00026419
8446 | 0.00031089 | 0.00011514 | 0 | 2.7127 | 2.8889 | 3.0192 | 3.7583 | 4.129 | 4.4187 | 1.5406e-05
8447 | 0.00030627 | 0.00011647 | 0 | 2.7006 | 2.8889 | 3.0192 | 3.7337 | 4.129 | 4.4187 | 1.3275e-05
8448 | 0.00031453 | 0.00011513 | 0 | 2.6776 | 2.8889 | 3.0192 | 3.687 | 4.129 | 4.4187 | 1.3111e-05
8449 | 0.00031657 | 0.00011408 | 0 | 2.665 | 2.8889 | 3.0192 | 3.6616 | 4.129 | 4.4187 | 1.6717e-05
8450 | 0.00031933 | 0.00011196 | 0 | 2.6583 | 2.8889 | 3.0192 | 3.6482 | 4.129 | 4.4187 | 1.0161e-05
8451 | 0.00032203 | 0.00011536 | 0 | 2.6784 | 2.8889 | 3.0192 | 3.6887 | 4.129 | 4.4187 | 1.3111e-05
8452 | 0.0003249 | 0.00011239 | 0 | 2.6566 | 2.8889 | 3.0192 | 3.6449 | 4.129 | 4.4187 | 1.2947e-05
8453 | 0.00032629 | 0.00011326 | 0 | 2.6725 | 2.8889 | 3.0192 | 3.6768 | 4.129 | 4.4187 | 1.8683e-05
8454 | 0.0003438 | 0.0001145 | 0 | 2.6734 | 2.8889 | 3.0192 | 3.6785 | 4.129 | 4.4187 | 1.1964e-05
8455 | 0.00029549 | 0.00011806 | 0 | 2.6793 | 2.8889 | 3.0192 | 3.6905 | 4.129 | 4.4187 | 0.00065621
8456 | 0.00025149 | 0.00011847 | 0.0015883 | 2.6784 | 2.8889 | 3.0192 | 3.6887 | 4.129 | 4.4187 | 7.4405e-05
8457 | 0.00022717 | 0.00011864 | 0.0072194 | 2.7329 | 2.8889 | 3.0192 | 3.7995 | 4.129 | 4.4187 | 8.4239e-05
8458 | 0.00020443 | 0.00011756 | 0.013717 | 2.7695 | 2.8889 | 3.0192 | 3.8752 | 4.129 | 4.4187 | 9.9808e-05
8459 | 0.00019102 | 0.00011824 | 0.017615 | 2.808 | 2.8889 | 3.0192 | 3.956 | 4.129 | 4.4187 | 9.0467e-05
8460 | 0.00017598 | 0.00011862 | 0.020359 | 2.8486 | 2.8889 | 3.0192 | 4.0422 | 4.129 | 4.4187 | 0.00020912
8461 | 0.00017259 | 0.00011811 | 0.018337 | 2.864 | 2.8889 | 3.0192 | 4.0753 | 4.129 | 4.4187 | 7.883e-05
8462 | 0.00015884 | 0.00011873 | 0.009674 | 2.8855 | 2.8889 | 3.0192 | 4.1216 | 4.129 | 4.4187 | 8.4567e-05
8463 | 0.00015791 | 0.00011863 | 0.0017904 | 2.8429 | 2.8889 | 3.0192 | 4.03 | 4.129 | 4.4187 | 0.00010096
8464 | 0.00014958 | 0.00011855 | 0 | 2.7941 | 2.8889 | 3.0192 | 3.9268 | 4.129 | 4.4187 | 5.6542e-05
8465 | 0.00016254 | 0.00011833 | 0 | 2.7713 | 2.8889 | 3.0192 | 3.879 | 4.129 | 4.4187 | 6.1786e-05
8466 | 0.00015185 | 0.0001178 | 0 | 2.7722 | 2.8899 | 3.0192 | 3.8809 | 4.1312 | 4.4187 | 0.0002496
8467 | 0.00019718 | 0.00011914 | 0 | 2.7767 | 2.8889 | 3.0192 | 3.8904 | 4.129 | 4.4187 | 0.00024829
8468 | 0.00021861 | 0.00011638 | 0 | 2.774 | 2.8889 | 3.0192 | 3.8847 | 4.129 | 4.4187 | 0.00026402
8469 | 0.00023447 | 0.00011431 | 0 | 2.784 | 2.8899 | 3.0192 | 3.9056 | 4.1312 | 4.4187 | 0.00024551
8470 | 0.00023469 | 0.00011598 | 0 | 2.796 | 2.8899 | 3.0192 | 3.9306 | 4.1312 | 4.4187 | 1.3439e-05
8471 | 0.00023556 | 0.00011597 | 0 | 2.7997 | 2.8899 | 3.0192 | 3.9384 | 4.1312 | 4.4187 | 9.6694e-06
8472 | 0.0002425 | 0.00011413 | 0 | 2.7895 | 2.8899 | 3.0192 | 3.9171 | 4.1312 | 4.4187 | 6.2278e-06
8473 | 0.00024501 | 0.00011518 | 0 | 2.7777 | 2.8899 | 3.0192 | 3.8923 | 4.1312 | 4.4187 | 1.2619e-05
8474 | 0.00024572 | 0.00011409 | 0 | 2.7722 | 2.8899 | 3.0192 | 3.8809 | 4.1312 | 4.4187 | 2.3928e-05
8475 | 0.00024469 | 0.00011272 | 0 | 2.8108 | 2.8899 | 3.0192 | 3.9619 | 4.1312 | 4.4187 | 7.0472e-06
8476 | 0.00024433 | 0.00011462 | 0 | 2.8025 | 2.8899 | 3.0192 | 3.9442 | 4.1312 | 4.4187 | 1.5569e-05
8477 | 0.00024569 | 0.00011521 | 0 | 2.7951 | 2.8899 | 3.0192 | 3.9287 | 4.1312 | 4.4187 | 1.4094e-05
8478 | 0.00025963 | 0.00011342 | 0 | 2.8052 | 2.8899 | 3.0192 | 3.9501 | 4.1312 | 4.4187 | 1.0161e-05
8479 | 0.00021606 | 0.00011815 | 0 | 2.7978 | 2.8899 | 3.0192 | 3.9345 | 4.1312 | 4.4187 | 0.00063556
8480 | 0.00018526 | 0.00011856 | 0.00075082 | 2.8249 | 2.8889 | 3.0192 | 3.9916 | 4.129 | 4.4187 | 6.3589e-05
8481 | 0.0001574 | 0.00011821 | 0.0027434 | 2.8573 | 2.8899 | 3.0192 | 4.0608 | 4.1312 | 4.4187 | 6.3261e-05
8482 | 0.00015172 | 0.000118 | 0.0076525 | 2.8757 | 2.8899 | 3.0192 | 4.1004 | 4.1312 | 4.4187 | 0.00010833
8483 | 0.00015062 | 0.0001183 | 0.013284 | 2.8944 | 2.8899 | 3.0192 | 4.1409 | 4.1312 | 4.4187 | 9.145e-05
8484 | 0.00014519 | 0.00011865 | 0.0059488 | 2.9284 | 2.8899 | 3.0192 | 4.2154 | 4.1312 | 4.4187 | 0.00022174
8485 | 0.00014939 | 0.00011622 | 0.0035375 | 2.9498 | 2.8899 | 3.0192 | 4.2627 | 4.1312 | 4.4187 | 7.6864e-05
8486 | 0.0001482 | 0.00011863 | 0.0023102 | 2.9498 | 2.8899 | 3.0192 | 4.2627 | 4.1312 | 4.4187 | 9.3417e-05
8487 | 0.00013998 | 0.00011868 | 0.00057755 | 2.9243 | 2.8899 | 3.0192 | 4.2065 | 4.1312 | 4.4187 | 7.8339e-05
8488 | 0.00015204 | 0.00011859 | 0 | 2.8944 | 2.8899 | 3.0192 | 4.1409 | 4.1312 | 4.4187 | 8.5878e-05
8489 | 0.00013663 | 0.00011796 | 0 | 2.8582 | 2.8899 | 3.0192 | 4.0628 | 4.1312 | 4.4187 | 6.8997e-05
8490 | 0.00014131 | 0.00011879 | 0 | 2.8496 | 2.8899 | 3.0192 | 4.0443 | 4.1312 | 4.4187 | 0.00027681
8491 | 0.00017575 | 0.00011817 | 0 | 2.8419 | 2.8889 | 3.0192 | 4.0279 | 4.129 | 4.4187 | 0.00026796
8492 | 0.00021049 | 0.0001187 | 0 | 2.8202 | 2.8889 | 3.0192 | 3.9817 | 4.129 | 4.4187 | 0.00029598
8493 | 0.00021864 | 0.00011634 | 0 | 2.7988 | 2.8879 | 3.0192 | 3.9365 | 4.1269 | 4.4187 | 0.00022895
8494 | 0.00022269 | 0.00011677 | 0 | 2.7978 | 2.8889 | 3.0192 | 3.9345 | 4.129 | 4.4187 | 8.1944e-06
8495 | 0.00022393 | 0.00011487 | 0 | 2.7859 | 2.8899 | 3.0192 | 3.9094 | 4.1312 | 4.4187 | 1.5242e-05
8496 | 0.00023237 | 0.00011713 | 0 | 2.7777 | 2.8899 | 3.0192 | 3.8923 | 4.1312 | 4.4187 | 2.6714e-05
8497 | 0.00023625 | 0.00011705 | 0 | 2.7677 | 2.8899 | 3.0192 | 3.8715 | 4.1312 | 4.4187 | 2.8353e-05
8498 | 0.00023896 | 0.00011363 | 0 | 2.7659 | 2.8899 | 3.0192 | 3.8677 | 4.1312 | 4.4187 | 3.1139e-05
8499 | 0.00024014 | 0.00011655 | 0 | 2.7551 | 2.8889 | 3.0192 | 3.8453 | 4.129 | 4.4187 | 2.0486e-05
8500 | 0.00024218 | 0.00011705 | 0 | 2.7569 | 2.8889 | 3.0192 | 3.849 | 4.129 | 4.4187 | 1.4914e-05
8501 | 0.00025953 | 0.0001177 | 0 | 2.7596 | 2.8889 | 3.0192 | 3.8546 | 4.129 | 4.4187 | 2.5894e-05
8502 | 0.00026189 | 0.00011552 | 0 | 2.7641 | 2.8889 | 3.0192 | 3.864 | 4.129 | 4.4187 | 2.7206e-05
8503 | 0.00022975 | 0.00011735 | 0 | 2.7497 | 2.8889 | 3.0192 | 3.8342 | 4.129 | 4.4187 | 0.00068112
8504 | 0.00018649 | 0.00011831 | 0.0010396 | 2.7659 | 2.8899 | 3.0192 | 3.8677 | 4.1312 | 4.4187 | 0.0006585
8505 | 0.00015145 | 0.00011878 | 0.0049669 | 2.785 | 2.8899 | 3.0192 | 3.9075 | 4.1312 | 4.4187 | 9.2925e-05
8506 | 0.00013904 | 0.00011881 | 0.012706 | 2.8211 | 2.8899 | 3.0192 | 3.9837 | 4.1312 | 4.4187 | 0.00010931
8507 | 0.00013248 | 0.00011898 | 0.015594 | 2.84 | 2.8899 | 3.0192 | 4.0239 | 4.1312 | 4.4187 | 8.5222e-05
8508 | 0.00014103 | 0.00011876 | 0.013284 | 2.8544 | 2.8889 | 3.0192 | 4.0546 | 4.129 | 4.4187 | 7.4733e-05
8509 | 0.00014997 | 0.00011902 | 0.008952 | 2.8728 | 2.8889 | 3.0192 | 4.0941 | 4.129 | 4.4187 | 8.7025e-05
8510 | 0.00015687 | 0.00011857 | 0.0043894 | 2.8553 | 2.8889 | 3.0192 | 4.0566 | 4.129 | 4.4187 | 0.00010112
8511 | 0.00013021 | 0.00011857 | 0.0010396 | 2.8277 | 2.8889 | 3.0192 | 3.9976 | 4.129 | 4.4187 | 0.0002732
8512 | 0.00012139 | 0.00011796 | 0 | 2.8099 | 2.8889 | 3.0192 | 3.9599 | 4.129 | 4.4187 | 0.00028795
8513 | 0.00013913 | 0.00011908 | 0 | 2.8025 | 2.8889 | 3.0192 | 3.9442 | 4.129 | 4.4187 | 4.4086e-05
8514 | 0.00014991 | 0.00011903 | 0 | 2.7804 | 2.8889 | 3.0192 | 3.898 | 4.129 | 4.4187 | 4.5889e-05
8515 | 0.00020493 | 0.00011963 | 0 | 2.7786 | 2.8889 | 3.0192 | 3.8942 | 4.129 | 4.4187 | 4.6872e-05
8516 | 0.00024694 | 0.00011856 | 0 | 2.7804 | 2.8879 | 3.0192 | 3.898 | 4.1269 | 4.4187 | 0.00018208
8517 | 0.00025053 | 0.00011682 | 0 | 2.7695 | 2.8889 | 3.0192 | 3.8752 | 4.129 | 4.4187 | 0.00017913
8518 | 0.00025555 | 0.00011547 | 0 | 2.7731 | 2.8889 | 3.0192 | 3.8828 | 4.129 | 4.4187 | 0.00016077
8519 | 0.00026155 | 0.0001157 | 0 | 2.7668 | 2.8889 | 3.0192 | 3.8696 | 4.129 | 4.4187 | 2.1633e-05
8520 | 0.00026653 | 0.00011577 | 0 | 2.7596 | 2.8889 | 3.0192 | 3.8546 | 4.129 | 4.4187 | 2.9828e-05
8521 | 0.00026414 | 0.00011669 | 0 | 2.7569 | 2.8889 | 3.0192 | 3.849 | 4.129 | 4.4187 | 2.5731e-05
8522 | 0.0002651 | 0.00011544 | 0 | 2.7578 | 2.8889 | 3.0192 | 3.8509 | 4.129 | 4.4187 | 2.9828e-05
8523 | 0.00026412 | 0.00011419 | 0 | 2.7551 | 2.8879 | 3.0192 | 3.8453 | 4.1269 | 4.4187 | 3.0156e-05
8524 | 0.00026471 | 0.00011505 | 0 | 2.7641 | 2.8869 | 3.0192 | 3.864 | 4.1247 | 4.4187 | 2.5403e-05
8525 | 0.00026968 | 0.00011456 | 0 | 2.7659 | 2.8869 | 3.0192 | 3.8677 | 4.1247 | 4.4187 | 3.4089e-05
8526 | 0.0002744 | 0.00011667 | 0 | 2.7614 | 2.8869 | 3.0192 | 3.8583 | 4.1247 | 4.4187 | 2.1633e-05
8527 | 0.00023314 | 0.00011881 | 0 | 2.7578 | 2.8869 | 3.0192 | 3.8509 | 4.1247 | 4.4187 | 0.00061147
8528 | 0.00020533 | 0.00011892 | 0.00075082 | 2.7587 | 2.8869 | 3.0192 | 3.8527 | 4.1247 | 4.4187 | 0.00056853
8529 | 0.00018883 | 0.00011902 | 0.0023102 | 2.7932 | 2.8869 | 3.0192 | 3.9248 | 4.1247 | 4.4187 | 8.7517e-05
8530 | 0.00017866 | 0.00011887 | 0.0027722 | 2.8287 | 2.8869 | 3.0192 | 3.9996 | 4.1247 | 4.4187 | 7.9158e-05
8531 | 0.00016613 | 0.00011783 | 0.0043894 | 2.8631 | 2.8869 | 3.0192 | 4.0732 | 4.1247 | 4.4187 | 8.6042e-05
8532 | 0.00016308 | 0.00011876 | 0.0031765 | 2.8845 | 2.8869 | 3.0192 | 4.1195 | 4.1247 | 4.4187 | 0.00010604
8533 | 0.00017394 | 0.00011916 | 0.0023824 | 2.9043 | 2.8869 | 3.0192 | 4.1625 | 4.1247 | 4.4187 | 9.0139e-05
8534 | 0.00016098 | 0.00011755 | 0.0016171 | 2.9013 | 2.8869 | 3.0192 | 4.156 | 4.1247 | 4.4187 | 8.5058e-05
8535 | 0.00015191 | 0.00011803 | 0.00046204 | 2.8865 | 2.8869 | 3.0192 | 4.1238 | 4.1247 | 4.4187 | 0.00032368
8536 | 0.00014797 | 0.00011879 | 0 | 2.8525 | 2.8859 | 3.0192 | 4.0505 | 4.1226 | 4.4187 | 0.00027959
8537 | 0.00014774 | 0.00011888 | 0 | 2.7951 | 2.8859 | 3.0192 | 3.9287 | 4.1226 | 4.4187 | 3.8678e-05
8538 | 0.00015766 | 0.00011824 | 0 | 2.7831 | 2.8859 | 3.0192 | 3.9037 | 4.1226 | 4.4187 | 5.2117e-05
8539 | 0.0001938 | 0.00011803 | 0 | 2.8155 | 2.8849 | 3.0192 | 3.9718 | 4.1205 | 4.4187 | 5.2117e-05
8540 | 0.00022312 | 0.00011808 | 0 | 2.8136 | 2.8849 | 3.0192 | 3.9678 | 4.1205 | 4.4187 | 0.00016291
8541 | 0.00023058 | 0.00011744 | 0 | 2.8006 | 2.8849 | 3.0192 | 3.9403 | 4.1205 | 4.4187 | 0.0001729
8542 | 0.00022828 | 0.00011802 | 0 | 2.8164 | 2.884 | 3.0192 | 3.9737 | 4.1183 | 4.4187 | 0.0001729
8543 | 0.00022818 | 0.0001183 | 0 | 2.8221 | 2.883 | 3.0192 | 3.9857 | 4.1162 | 4.4187 | 2.9008e-05
8544 | 0.00023467 | 0.00011653 | 0 | 2.8334 | 2.883 | 3.0192 | 4.0097 | 4.1162 | 4.4187 | 1.1472e-05
8545 | 0.00023719 | 0.00011935 | 0 | 2.8353 | 2.882 | 3.0192 | 4.0137 | 4.1141 | 4.4187 | 1.1636e-05
8546 | 0.00023934 | 0.00011941 | 0 | 2.8334 | 2.882 | 3.0192 | 4.0097 | 4.1141 | 4.4187 | 1.2619e-05
8547 | 0.00024035 | 0.00011557 | 0 | 2.8372 | 2.882 | 3.0192 | 4.0178 | 4.1141 | 4.4187 | 1.1472e-05
8548 | 0.00024305 | 0.00011928 | 0 | 2.8505 | 2.882 | 3.0192 | 4.0463 | 4.1141 | 4.4187 | 1.3931e-05
8549 | 0.00025941 | 0.00011942 | 0 | 2.8458 | 2.882 | 3.0192 | 4.0361 | 4.1141 | 4.4187 | 1.8192e-05
8550 | 0.00026032 | 0.00011821 | 0 | 2.8505 | 2.882 | 3.0192 | 4.0463 | 4.1141 | 4.4187 | 9.3417e-06
8551 | 0.00023299 | 0.00011853 | 0 | 2.8362 | 2.882 | 3.0192 | 4.0158 | 4.1141 | 4.4187 | 0.00065113
8552 | 0.00017036 | 0.00011834 | 0.00075082 | 2.8486 | 2.882 | 3.0192 | 4.0422 | 4.1141 | 4.4187 | 7.3422e-05
8553 | 0.00015718 | 0.00011909 | 0.0017327 | 2.866 | 2.882 | 3.0192 | 4.0795 | 4.1141 | 4.4187 | 7.1128e-05
8554 | 0.00015071 | 0.00011765 | 0.0033209 | 2.8718 | 2.883 | 3.0192 | 4.092 | 4.1162 | 4.4187 | 8.5386e-05
8555 | 0.0001498 | 0.000119 | 0.0037541 | 2.9003 | 2.882 | 3.0192 | 4.1539 | 4.1141 | 4.4187 | 9.9644e-05
8556 | 0.00015004 | 0.00011938 | 0.0042354 | 2.9436 | 2.882 | 3.0192 | 4.2491 | 4.1141 | 4.4187 | 0.0002142
8557 | 0.00015096 | 0.00011783 | 0.0038263 | 2.9013 | 2.882 | 3.0192 | 4.156 | 4.1141 | 4.4187 | 9.3417e-05
8558 | 0.0001492 | 0.00011923 | 0.0031043 | 2.8934 | 2.882 | 3.0192 | 4.1388 | 4.1141 | 4.4187 | 9.0794e-05
8559 | 0.00013975 | 0.00011905 | 0.00072194 | 2.8767 | 2.882 | 3.0192 | 4.1026 | 4.1141 | 4.4187 | 8.7844e-05
8560 | 0.00015327 | 0.00011898 | 0 | 2.8534 | 2.882 | 3.0192 | 4.0525 | 4.1141 | 4.4187 | 6.5719e-05
8561 | 0.00016227 | 0.00011864 | 0 | 2.84 | 2.882 | 3.0192 | 4.0239 | 4.1141 | 4.4187 | 7.9486e-05
8562 | 0.00015146 | 0.00011907 | 0 | 2.7859 | 2.882 | 3.0192 | 3.9094 | 4.1141 | 4.4187 | 0.00026534
8563 | 0.00019315 | 0.00011813 | 0 | 2.7704 | 2.881 | 3.0192 | 3.8771 | 4.112 | 4.4187 | 0.00024256
8564 | 0.0002239 | 0.00011975 | 0 | 2.7831 | 2.881 | 3.0192 | 3.9037 | 4.112 | 4.4187 | 0.00025403
8565 | 0.00023736 | 0.00011938 | 0 | 2.7731 | 2.881 | 3.0192 | 3.8828 | 4.112 | 4.4187 | 0.00024239
8566 | 0.00025364 | 0.00011897 | 0 | 2.7668 | 2.881 | 3.0192 | 3.8696 | 4.112 | 4.4187 | 1.1636e-05
8567 | 0.00025526 | 0.00011902 | 0 | 2.7822 | 2.881 | 3.0192 | 3.9018 | 4.112 | 4.4187 | 1.4586e-05
8568 | 0.00026071 | 0.00011594 | 0 | 2.785 | 2.88 | 3.0192 | 3.9075 | 4.1098 | 4.4187 | 1.2292e-05
8569 | 0.00026087 | 0.00011953 | 0 | 2.7886 | 2.881 | 3.0192 | 3.9152 | 4.112 | 4.4187 | 1.9339e-05
8570 | 0.00026373 | 0.00011834 | 0 | 2.7758 | 2.881 | 3.0192 | 3.8885 | 4.112 | 4.4187 | 1.8683e-05
8571 | 0.00026499 | 0.00011895 | 0 | 2.7731 | 2.881 | 3.0192 | 3.8828 | 4.112 | 4.4187 | 7.8667e-06
8572 | 0.00026394 | 0.00011836 | 0 | 2.7758 | 2.881 | 3.0192 | 3.8885 | 4.112 | 4.4187 | 8.6861e-06
8573 | 0.00026574 | 0.00011925 | 0 | 2.7695 | 2.881 | 3.0192 | 3.8752 | 4.112 | 4.4187 | 9.3417e-06
8574 | 0.00027759 | 0.00011924 | 0 | 2.7758 | 2.881 | 3.0192 | 3.8885 | 4.112 | 4.4187 | 1.6225e-05
8575 | 0.00025932 | 0.00011885 | 0 | 2.7713 | 2.881 | 3.0192 | 3.879 | 4.112 | 4.4187 | 0.00063687
8576 | 0.00019525 | 0.00011903 | 0.0020214 | 2.7777 | 2.882 | 3.0192 | 3.8923 | 4.1141 | 4.4187 | 8.8336e-05
8577 | 0.00018607 | 0.00011917 | 0.0054145 | 2.8118 | 2.882 | 3.0192 | 3.9639 | 4.1141 | 4.4187 | 7.5717e-05
8578 | 0.00016036 | 0.00011774 | 0.0073926 | 2.8324 | 2.882 | 3.0192 | 4.0077 | 4.1141 | 4.4187 | 9.8989e-05
8579 | 0.00015715 | 0.00011882 | 0.0077969 | 2.8477 | 2.882 | 3.0192 | 4.0402 | 4.1141 | 4.4187 | 8.6369e-05
8580 | 0.00017915 | 0.00011931 | 0.010107 | 2.8438 | 2.881 | 3.0192 | 4.032 | 4.112 | 4.4187 | 0.00020191
8581 | 0.00017216 | 0.00011946 | 0.0043316 | 2.8505 | 2.881 | 3.0192 | 4.0463 | 4.112 | 4.4187 | 0.0001062
8582 | 0.00016787 | 0.00011877 | 0.0022139 | 2.865 | 2.883 | 3.0192 | 4.0774 | 4.1162 | 4.4187 | 0.00010472
8583 | 0.0001585 | 0.00011939 | 0.0010396 | 2.864 | 2.883 | 3.0192 | 4.0753 | 4.1162 | 4.4187 | 8.1453e-05
8584 | 0.00014983 | 0.0001193 | 0 | 2.8505 | 2.882 | 3.0192 | 4.0463 | 4.1141 | 4.4187 | 6.8997e-05
8585 | 0.00015638 | 0.00011887 | 0 | 2.8458 | 2.882 | 3.0192 | 4.0361 | 4.1141 | 4.4187 | 8.0633e-05
8586 | 0.00016899 | 0.00011892 | 0 | 2.8621 | 2.881 | 3.0192 | 4.0711 | 4.112 | 4.4187 | 0.00027959
8587 | 0.00021532 | 0.00011822 | 0 | 2.8698 | 2.881 | 3.0192 | 4.0878 | 4.112 | 4.4187 | 0.00022125
8588 | 0.00025288 | 0.00011984 | 0 | 2.8875 | 2.882 | 3.0192 | 4.1259 | 4.1141 | 4.4187 | 0.00027992
8589 | 0.00026649 | 0.00011955 | 0 | 2.8865 | 2.881 | 3.0192 | 4.1238 | 4.112 | 4.4187 | 0.00026157
8590 | 0.00027766 | 0.00011823 | 0 | 2.8894 | 2.881 | 3.0192 | 4.1302 | 4.112 | 4.4187 | 8.0305e-06
8591 | 0.00027982 | 0.00011828 | 0 | 2.9294 | 2.882 | 3.0192 | 4.2176 | 4.1141 | 4.4187 | 1.3439e-05
8592 | 0.00028828 | 0.00011907 | 0 | 2.9324 | 2.881 | 3.0192 | 4.2243 | 4.112 | 4.4187 | 2.4911e-05
8593 | 0.00029076 | 0.00011639 | 0 | 2.9233 | 2.881 | 3.0192 | 4.2042 | 4.112 | 4.4187 | 2.9664e-05
8594 | 0.00029383 | 0.00011818 | 0 | 2.9173 | 2.882 | 3.0192 | 4.191 | 4.1141 | 4.4187 | 2.7042e-05
8595 | 0.00029601 | 0.00011626 | 0 | 2.9284 | 2.882 | 3.0192 | 4.2154 | 4.1141 | 4.4187 | 2.6222e-05
8596 | 0.00029989 | 0.00011798 | 0 | 2.9436 | 2.882 | 3.0192 | 4.2491 | 4.1141 | 4.4187 | 3.6383e-05
8597 | 0.00031287 | 0.00011717 | 0 | 2.9446 | 2.881 | 3.0192 | 4.2513 | 4.112 | 4.4187 | 2.2289e-05
8598 | 0.00032795 | 0.00011848 | 0 | 2.9344 | 2.881 | 3.0192 | 4.2288 | 4.112 | 4.4187 | 2.4419e-05
8599 | 0.00027014 | 0.00011923 | 0 | 2.9294 | 2.882 | 3.0192 | 4.2176 | 4.1141 | 4.4187 | 0.00062622
8600 | 0.0002224 | 0.00011922 | 0.00086633 | 2.9365 | 2.882 | 3.0192 | 4.2333 | 4.1141 | 4.4187 | 0.00058869
8601 | 0.00020107 | 0.00011955 | 0.0028878 | 2.9549 | 2.882 | 3.0192 | 4.2741 | 4.1141 | 4.4187 | 8.0469e-05
8602 | 0.00017604 | 0.00011831 | 0.0098184 | 2.9757 | 2.881 | 3.0192 | 4.3204 | 4.112 | 4.4187 | 9.6367e-05
8603 | 0.00017251 | 0.00011918 | 0.0076814 | 2.9946 | 2.881 | 3.0192 | 4.363 | 4.112 | 4.4187 | 9.5711e-05
8604 | 0.00017539 | 0.00011354 | 0.0062087 | 3.0234 | 2.881 | 3.0192 | 4.4284 | 4.112 | 4.4187 | 9.3908e-05
8605 | 0.00018513 | 0.00011824 | 0.0043316 | 2.9653 | 2.882 | 3.0192 | 4.2972 | 4.1141 | 4.4187 | 0.00010341
8606 | 0.00017455 | 0.00011956 | 0.0020214 | 2.9518 | 2.881 | 3.0192 | 4.2673 | 4.112 | 4.4187 | 9.0303e-05
8607 | 0.000157 | 0.00011946 | 0.00063531 | 2.9406 | 2.881 | 3.0192 | 4.2423 | 4.112 | 4.4187 | 0.00030434
8608 | 0.00013941 | 0.0001191 | 0 | 2.8993 | 2.882 | 3.0192 | 4.1517 | 4.1141 | 4.4187 | 0.00030156
8609 | 0.00014745 | 0.00011927 | 0 | 2.864 | 2.882 | 3.0192 | 4.0753 | 4.1141 | 4.4187 | 4.7528e-05
8610 | 0.00016646 | 0.00011949 | 0 | 2.8239 | 2.883 | 3.0192 | 3.9896 | 4.1162 | 4.4187 | 5.0642e-05
8611 | 0.0002065 | 0.00012003 | 0 | 2.8062 | 2.883 | 3.0192 | 3.9521 | 4.1162 | 4.4187 | 3.1139e-05
8612 | 0.00024387 | 0.00011996 | 0 | 2.8108 | 2.883 | 3.0192 | 3.9619 | 4.1162 | 4.4187 | 0.0001829
8613 | 0.00025555 | 0.00011908 | 0 | 2.8052 | 2.883 | 3.0192 | 3.9501 | 4.1162 | 4.4187 | 0.00018323
8614 | 0.00025666 | 0.00011834 | 0 | 2.809 | 2.883 | 3.0192 | 3.9579 | 4.1162 | 4.4187 | 0.00017913
8615 | 0.00025783 | 0.00011884 | 0 | 2.8006 | 2.883 | 3.0192 | 3.9403 | 4.1162 | 4.4187 | 2.4092e-05
8616 | 0.00026304 | 0.00011962 | 7.2194e-05 | 2.7749 | 2.884 | 3.0192 | 3.8866 | 4.1183 | 4.4187 | 3.2942e-05
8617 | 0.00026412 | 0.00011956 | 7.2194e-05 | 2.7758 | 2.884 | 3.0192 | 3.8885 | 4.1183 | 4.4187 | 3.0811e-05
8618 | 0.00026498 | 0.00011956 | 0 | 2.7417 | 2.884 | 3.0192 | 3.8177 | 4.1183 | 4.4187 | 3.7367e-05
8619 | 0.00026654 | 0.00011937 | 5.7755e-05 | 2.7506 | 2.884 | 3.0192 | 3.8361 | 4.1183 | 4.4187 | 1.8683e-05
8620 | 0.00026662 | 0.00011917 | 5.7755e-05 | 2.7435 | 2.884 | 3.0192 | 3.8214 | 4.1183 | 4.4187 | 2.7206e-05
8621 | 0.00026937 | 0.00011747 | 0 | 2.7435 | 2.8849 | 3.0192 | 3.8214 | 4.1205 | 4.4187 | 2.4256e-05
8622 | 0.00028782 | 0.00011907 | 0 | 2.7461 | 2.8849 | 3.0192 | 3.8269 | 4.1205 | 4.4187 | 2.5567e-05
8623 | 0.00023008 | 0.00011931 | 0 | 2.747 | 2.884 | 3.0192 | 3.8287 | 4.1183 | 4.4187 | 0.00057164
8624 | 0.00022051 | 0.00011915 | 0.00086633 | 2.7533 | 2.884 | 3.0192 | 3.8416 | 4.1183 | 4.4187 | 0.00060213
8625 | 0.0001792 | 0.00011971 | 0.0023102 | 2.7695 | 2.884 | 3.0192 | 3.8752 | 4.1183 | 4.4187 | 0.00010374
8626 | 0.00017099 | 0.00011951 | 0.0049669 | 2.7932 | 2.884 | 3.0192 | 3.9248 | 4.1183 | 4.4187 | 7.3258e-05
8627 | 0.00015877 | 0.00011926 | 0.0066418 | 2.8034 | 2.8849 | 3.0192 | 3.9462 | 4.1205 | 4.4187 | 0.000118
8628 | 0.00015549 | 0.00011941 | 0.0073638 | 2.8108 | 2.8859 | 3.0192 | 3.9619 | 4.1226 | 4.4187 | 8.4894e-05
8629 | 0.00015122 | 0.00011893 | 0.0057755 | 2.8277 | 2.8849 | 3.0192 | 3.9976 | 4.1205 | 4.4187 | 0.00010571
8630 | 0.00014491 | 0.00011947 | 0.0042161 | 2.8127 | 2.884 | 3.0192 | 3.9658 | 4.1183 | 4.4187 | 9.0467e-05
8631 | 0.00014321 | 0.00011887 | 0.0012995 | 2.7978 | 2.884 | 3.0192 | 3.9345 | 4.1183 | 4.4187 | 0.00029385
8632 | 0.00014201 | 0.00011926 | 0 | 2.7767 | 2.8849 | 3.0192 | 3.8904 | 4.1205 | 4.4187 | 0.00030008
8633 | 0.00015004 | 0.00011948 | 0 | 2.7641 | 2.8849 | 3.0192 | 3.864 | 4.1205 | 4.4187 | 4.638e-05
8634 | 0.00016703 | 0.00011944 | 0 | 2.7623 | 2.8859 | 3.0192 | 3.8602 | 4.1226 | 4.4187 | 2.4911e-05
8635 | 0.00021555 | 0.00011598 | 0 | 2.7677 | 2.8859 | 3.0192 | 3.8715 | 4.1226 | 4.4187 | 4.3103e-05
8636 | 0.00025198 | 0.00012029 | 0 | 2.7677 | 2.8859 | 3.0192 | 3.8715 | 4.1226 | 4.4187 | 0.00018995
8637 | 0.00026046 | 0.00012012 | 0 | 2.7659 | 2.8869 | 3.0192 | 3.8677 | 4.1247 | 4.4187 | 0.00016733
8638 | 0.00026948 | 0.00011991 | 0 | 2.756 | 2.8869 | 3.0192 | 3.8472 | 4.1247 | 4.4187 | 0.00018765
8639 | 0.00026769 | 0.00011974 | 0 | 2.7479 | 2.8869 | 3.0192 | 3.8305 | 4.1247 | 4.4187 | 2.5075e-05
8640 | 0.00027238 | 0.00012002 | 0 | 2.7373 | 2.8869 | 3.0192 | 3.8086 | 4.1247 | 4.4187 | 1.1636e-05
8641 | 0.00027174 | 0.00011992 | 0 | 2.7276 | 2.8879 | 3.0192 | 3.7887 | 4.1269 | 4.4187 | 1.1472e-05
8642 | 0.00027381 | 0.00011789 | 0 | 2.7258 | 2.8879 | 3.0192 | 3.7851 | 4.1269 | 4.4187 | 7.7028e-06
8643 | 0.00027534 | 0.00011959 | 0 | 2.7119 | 2.8879 | 3.0192 | 3.7565 | 4.1269 | 4.4187 | 1.0817e-05
8644 | 0.00027724 | 0.00011821 | 0 | 2.7093 | 2.8859 | 3.0192 | 3.7512 | 4.1226 | 4.4187 | 1.7044e-05
8645 | 0.00028009 | 0.00011842 | 0 | 2.7093 | 2.8859 | 3.0192 | 3.7512 | 4.1226 | 4.4187 | 1.2947e-05
8646 | 0.00029883 | 0.00011836 | 0 | 2.7101 | 2.8859 | 3.0192 | 3.753 | 4.1226 | 4.4187 | 1.0489e-05
8647 | 0.00028282 | 0.00011933 | 0 | 2.6989 | 2.8869 | 3.0192 | 3.7302 | 4.1247 | 4.4187 | 0.00061884
8648 | 0.00022618 | 0.00011922 | 0.0012995 | 2.7032 | 2.8869 | 3.0192 | 3.7389 | 4.1247 | 4.4187 | 8.555e-05
8649 | 0.00017009 | 0.00011954 | 0.0033209 | 2.7488 | 2.8869 | 3.0192 | 3.8324 | 4.1247 | 4.4187 | 9.3417e-05
8650 | 0.00016192 | 0.00011962 | 0.0099627 | 2.7569 | 2.8879 | 3.0192 | 3.849 | 4.1269 | 4.4187 | 9.6367e-05
8651 | 0.00016135 | 0.0001198 | 0.016749 | 2.7822 | 2.8879 | 3.0192 | 3.9018 | 4.1269 | 4.4187 | 0.00010227
8652 | 0.00016281 | 0.00011924 | 0.015449 | 2.7886 | 2.8869 | 3.0192 | 3.9152 | 4.1247 | 4.4187 | 0.00025845
8653 | 0.0001478 | 0.00011977 | 0.0060643 | 2.7941 | 2.8869 | 3.0192 | 3.9268 | 4.1247 | 4.4187 | 9.0958e-05
8654 | 0.00014127 | 0.00011901 | 0.0020214 | 2.7969 | 2.8879 | 3.0192 | 3.9326 | 4.1269 | 4.4187 | 9.2597e-05
8655 | 0.00011212 | 0.00011879 | 0.00014439 | 2.7795 | 2.8879 | 3.0192 | 3.8961 | 4.1269 | 4.4187 | 8.26e-05
8656 | 0.00011993 | 0.00011891 | 0 | 2.7524 | 2.8879 | 3.0192 | 3.8398 | 4.1269 | 4.4187 | 7.9158e-05
8657 | 0.00013378 | 0.00011949 | 0 | 2.732 | 2.8879 | 3.0192 | 3.7977 | 4.1269 | 4.4187 | 7.4405e-05
8658 | 0.00015479 | 0.00011983 | 0 | 2.7453 | 2.8879 | 3.0192 | 3.825 | 4.1269 | 4.4187 | 0.00025108
8659 | 0.00019652 | 0.00011967 | 0 | 2.7355 | 2.8879 | 3.0192 | 3.8049 | 4.1269 | 4.4187 | 0.00024649
8660 | 0.00022464 | 0.00012031 | 0 | 2.7285 | 2.8889 | 3.0192 | 3.7905 | 4.129 | 4.4187 | 0.00022141
8661 | 0.00024653 | 0.00012026 | 0 | 2.7067 | 2.8889 | 3.0192 | 3.7459 | 4.129 | 4.4187 | 0.00025567
8662 | 0.00024767 | 0.00012005 | 0 | 2.7006 | 2.8889 | 3.0192 | 3.7337 | 4.129 | 4.4187 | 1.3111e-05
8663 | 0.00024972 | 0.00011541 | 0 | 2.6912 | 2.8889 | 3.0192 | 3.7145 | 4.129 | 4.4187 | 8.6861e-06
8664 | 0.00025887 | 0.0001171 | 0 | 2.6921 | 2.8879 | 3.0192 | 3.7163 | 4.1269 | 4.4187 | 1.4094e-05
8665 | 0.00026176 | 0.00011987 | 0 | 2.6742 | 2.8879 | 3.0192 | 3.6802 | 4.1269 | 4.4187 | 3.4417e-05
8666 | 0.00026255 | 0.00012009 | 0 | 2.6591 | 2.8879 | 3.0192 | 3.6499 | 4.1269 | 4.4187 | 1.5733e-05
8667 | 0.00026602 | 0.00011995 | 0 | 2.6425 | 2.8879 | 3.0192 | 3.6168 | 4.1269 | 4.4187 | 2.4583e-05
8668 | 0.0002687 | 0.00011793 | 0 | 2.6327 | 2.8889 | 3.0192 | 3.5972 | 4.129 | 4.4187 | 2.7533e-05
8669 | 0.0002728 | 0.00011986 | 0 | 2.6261 | 2.8899 | 3.0192 | 3.5843 | 4.1312 | 4.4187 | 1.1636e-05
8670 | 0.00027429 | 0.00011551 | 0 | 2.6261 | 2.8889 | 3.0192 | 3.5843 | 4.129 | 4.4187 | 3.0319e-05
8671 | 0.0002655 | 0.00011964 | 0 | 2.6319 | 2.8889 | 3.0192 | 3.5956 | 4.129 | 4.4187 | 0.00061786
8672 | 0.00019817 | 0.00011963 | 0.0020792 | 2.6401 | 2.8889 | 3.0192 | 3.6119 | 4.129 | 4.4187 | 0.00057033
8673 | 0.00019312 | 0.00011924 | 0.0043894 | 2.6708 | 2.8889 | 3.0192 | 3.6735 | 4.129 | 4.4187 | 0.00010505
8674 | 0.00017202 | 0.00011728 | 0.012273 | 2.6981 | 2.8879 | 3.0192 | 3.7284 | 4.1269 | 4.4187 | 8.9647e-05
8675 | 0.00015695 | 0.00011934 | 0.019059 | 2.7311 | 2.8879 | 3.0192 | 3.7959 | 4.1269 | 4.4187 | 8.555e-05
8676 | 0.00015172 | 0.00011842 | 0.015883 | 2.7444 | 2.8879 | 3.0192 | 3.8232 | 4.1269 | 4.4187 | 0.00010227
8677 | 0.00015819 | 0.00011996 | 0.011984 | 2.7542 | 2.8879 | 3.0192 | 3.8435 | 4.1269 | 4.4187 | 9.0958e-05
8678 | 0.00015222 | 0.00012 | 0.0052557 | 2.7578 | 2.8879 | 3.0192 | 3.8509 | 4.1269 | 4.4187 | 8.9483e-05
8679 | 0.00014902 | 0.00011975 | 0.0013284 | 2.7373 | 2.8889 | 3.0192 | 3.8086 | 4.129 | 4.4187 | 0.00031516
8680 | 0.0001329 | 0.00011973 | 0 | 2.7197 | 2.8889 | 3.0192 | 3.7725 | 4.129 | 4.4187 | 0.00030811
8681 | 0.00014033 | 0.00011982 | 0 | 2.7049 | 2.8889 | 3.0192 | 3.7424 | 4.129 | 4.4187 | 4.2775e-05
8682 | 0.00016519 | 0.00011979 | 0 | 2.7032 | 2.8889 | 3.0192 | 3.7389 | 4.129 | 4.4187 | 4.5233e-05
8683 | 0.00018804 | 0.00011857 | 0 | 2.7041 | 2.8889 | 3.0192 | 3.7407 | 4.129 | 4.4187 | 3.7039e-05
8684 | 0.00022196 | 0.00011753 | 0 | 2.7015 | 2.8889 | 3.0192 | 3.7354 | 4.129 | 4.4187 | 0.00018896
8685 | 0.0002372 | 0.0001201 | 0 | 2.6921 | 2.8869 | 3.0192 | 3.7163 | 4.1247 | 4.4187 | 0.00019847
8686 | 0.00023933 | 0.00011448 | 0 | 2.6938 | 2.8869 | 3.0192 | 3.7197 | 4.1247 | 4.4187 | 0.00019388
8687 | 0.0002408 | 0.00012025 | 0 | 2.6946 | 2.8869 | 3.0192 | 3.7215 | 4.1247 | 4.4187 | 1.7044e-05
8688 | 0.00024436 | 0.0001169 | 0 | 2.7093 | 2.8869 | 3.0192 | 3.7512 | 4.1247 | 4.4187 | 2.9992e-05
8689 | 0.00024268 | 0.00012037 | 0 | 2.7171 | 2.8869 | 3.0192 | 3.7672 | 4.1247 | 4.4187 | 2.1469e-05
8690 | 0.0002447 | 0.00011898 | 0 | 2.7093 | 2.8869 | 3.0192 | 3.7512 | 4.1247 | 4.4187 | 1.77e-05
8691 | 0.00024409 | 0.00012014 | 0 | 2.7041 | 2.8869 | 3.0192 | 3.7407 | 4.1247 | 4.4187 | 2.5239e-05
8692 | 0.00024444 | 0.00012039 | 0 | 2.7276 | 2.8869 | 3.0192 | 3.7887 | 4.1247 | 4.4187 | 3.3106e-05
8693 | 0.00023861 | 0.00012037 | 0 | 2.7364 | 2.8849 | 3.0192 | 3.8068 | 4.1205 | 4.4187 | 3.4089e-05
8694 | 0.00024382 | 0.0001193 | 0 | 2.7399 | 2.8849 | 3.0192 | 3.814 | 4.1205 | 4.4187 | 2.1961e-05
8695 | 0.00022616 | 0.0001193 | 0 | 2.7293 | 2.8849 | 3.0192 | 3.7923 | 4.1205 | 4.4187 | 0.00058869
8696 | 0.00019616 | 0.00011902 | 0.00043316 | 2.7373 | 2.884 | 3.0192 | 3.8086 | 4.1183 | 4.4187 | 0.00068178
8697 | 0.00015208 | 0.00011989 | 0.0024835 | 2.7722 | 2.884 | 3.0192 | 3.8809 | 4.1183 | 4.4187 | 7.588e-05
8698 | 0.00013709 | 0.00011997 | 0.006122 | 2.808 | 2.884 | 3.0192 | 3.956 | 4.1183 | 4.4187 | 7.3422e-05
8699 | 0.00013409 | 0.00011989 | 0.0077969 | 2.8477 | 2.883 | 3.0192 | 4.0402 | 4.1162 | 4.4187 | 9.8661e-05
8700 | 0.00013726 | 0.00011985 | 0.0054867 | 2.8865 | 2.882 | 3.0192 | 4.1238 | 4.1141 | 4.4187 | 6.8997e-05
8701 | 0.00013673 | 0.00011945 | 0.0054867 | 2.9123 | 2.882 | 3.0192 | 4.18 | 4.1141 | 4.4187 | 0.00011046
8702 | 0.00013823 | 0.00011975 | 0.0033498 | 2.9163 | 2.882 | 3.0192 | 4.1888 | 4.1141 | 4.4187 | 7.9322e-05
8703 | 0.00012777 | 0.00011949 | 0.0011551 | 2.8631 | 2.882 | 3.0192 | 4.0732 | 4.1141 | 4.4187 | 0.00031532
8704 | 0.00012685 | 0.00011952 | 0 | 2.8277 | 2.882 | 3.0192 | 3.9976 | 4.1141 | 4.4187 | 0.00030319
8705 | 0.00012735 | 0.00011972 | 0 | 2.8164 | 2.882 | 3.0192 | 3.9737 | 4.1141 | 4.4187 | 6.1458e-05
8706 | 0.00013469 | 0.00011961 | 0 | 2.8043 | 2.882 | 3.0192 | 3.9481 | 4.1141 | 4.4187 | 6.0967e-05
8707 | 0.00018822 | 0.00012057 | 0 | 2.8006 | 2.881 | 3.0192 | 3.9403 | 4.112 | 4.4187 | 4.6544e-05
8708 | 0.00021998 | 0.00011925 | 0 | 2.7804 | 2.88 | 3.0192 | 3.898 | 4.1098 | 4.4187 | 0.00018585
8709 | 0.0002385 | 0.00012026 | 0 | 2.7914 | 2.88 | 3.0192 | 3.921 | 4.1098 | 4.4187 | 0.00015864
8710 | 0.00024072 | 0.00011509 | 0 | 2.8025 | 2.88 | 3.0192 | 3.9442 | 4.1098 | 4.4187 | 0.00017356
8711 | 0.00024652 | 0.00012045 | 0 | 2.8071 | 2.88 | 3.0192 | 3.954 | 4.1098 | 4.4187 | 1.9339e-05
8712 | 0.0002562 | 0.00011803 | 0 | 2.8108 | 2.88 | 3.0192 | 3.9619 | 4.1098 | 4.4187 | 1.1636e-05
8713 | 0.00025756 | 0.00012044 | 0 | 2.8174 | 2.88 | 3.0192 | 3.9757 | 4.1098 | 4.4187 | 9.6694e-06
8714 | 0.00025817 | 0.00011792 | 0 | 2.8183 | 2.88 | 3.0192 | 3.9777 | 4.1098 | 4.4187 | 1.9667e-05
8715 | 0.00025665 | 0.00011991 | 0 | 2.8192 | 2.88 | 3.0192 | 3.9797 | 4.1098 | 4.4187 | 1.2783e-05
8716 | 0.00025413 | 0.00012023 | 0 | 2.8305 | 2.8791 | 3.0192 | 4.0037 | 4.1077 | 4.4187 | 6.5555e-06
8717 | 0.00027494 | 0.00011921 | 0 | 2.8324 | 2.8781 | 3.0192 | 4.0077 | 4.1056 | 4.4187 | 1.1308e-05
8718 | 0.00028932 | 0.00012018 | 0 | 2.8127 | 2.8781 | 3.0192 | 3.9658 | 4.1056 | 4.4187 | 1.9994e-05
8719 | 0.00025623 | 0.00011937 | 0 | 2.823 | 2.8781 | 3.0192 | 3.9876 | 4.1056 | 4.4187 | 0.00062458
8720 | 0.00022687 | 0.00011995 | 0.0010107 | 2.8391 | 2.8771 | 3.0192 | 4.0218 | 4.1035 | 4.4187 | 7.1619e-05
8721 | 0.00019149 | 0.00011978 | 0.0031765 | 2.8698 | 2.8771 | 3.0192 | 4.0878 | 4.1035 | 4.4187 | 7.3586e-05
8722 | 0.00017004 | 0.00012024 | 0.0076814 | 2.9063 | 2.8771 | 3.0192 | 4.1669 | 4.1035 | 4.4187 | 8.9155e-05
8723 | 0.00015677 | 0.00012027 | 0.018048 | 2.9426 | 2.8771 | 3.0192 | 4.2468 | 4.1035 | 4.4187 | 7.7847e-05
8724 | 0.00014559 | 0.00012028 | 0.01285 | 2.9684 | 2.8761 | 3.0192 | 4.3041 | 4.1014 | 4.4187 | 0.00023387
8725 | 0.00012356 | 0.00011906 | 0.012273 | 2.9746 | 2.8761 | 3.0192 | 4.3181 | 4.1014 | 4.4187 | 0.00010538
8726 | 0.00010225 | 0.00011995 | 0.0071039 | 2.9684 | 2.8761 | 3.0192 | 4.3041 | 4.1014 | 4.4187 | 7.6864e-05
8727 | 8.9945e-05 | 0.00011912 | 0.0015016 | 2.9395 | 2.8751 | 3.0192 | 4.24 | 4.0993 | 4.4187 | 9.145e-05
8728 | 8.8794e-05 | 0.00011899 | 0 | 2.9063 | 2.8751 | 3.0192 | 4.1669 | 4.0993 | 4.4187 | 7.5553e-05
8729 | 0.00010056 | 0.00011963 | 0 | 2.8767 | 2.8751 | 3.0192 | 4.1026 | 4.0993 | 4.4187 | 7.2439e-05
8730 | 0.00011706 | 0.00011966 | 0 | 2.864 | 2.8751 | 3.0192 | 4.0753 | 4.0993 | 4.4187 | 0.00025649
8731 | 0.00016552 | 0.00012063 | 0 | 2.8592 | 2.8751 | 3.0192 | 4.0649 | 4.0993 | 4.4187 | 0.0002714
8732 | 0.00019386 | 0.00011732 | 0 | 2.8611 | 2.8751 | 3.0192 | 4.0691 | 4.0993 | 4.4187 | 0.00024157
8733 | 0.00021382 | 0.00011893 | 0 | 2.8573 | 2.8732 | 3.0192 | 4.0608 | 4.095 | 4.4187 | 0.0002873
8734 | 0.0002114 | 0.00011961 | 0 | 2.8458 | 2.8732 | 3.0192 | 4.0361 | 4.095 | 4.4187 | 1.7536e-05
8735 | 0.00021317 | 0.00011989 | 0 | 2.8438 | 2.8732 | 3.0192 | 4.032 | 4.095 | 4.4187 | 1.3603e-05
8736 | 0.00021958 | 0.00012042 | 0 | 2.8438 | 2.8732 | 3.0192 | 4.032 | 4.095 | 4.4187 | 1.5733e-05
8737 | 0.00022062 | 0.00012037 | 0 | 2.8034 | 2.8732 | 3.0192 | 3.9462 | 4.095 | 4.4187 | 1.1308e-05
8738 | 0.0002235 | 0.00011806 | 0 | 2.8118 | 2.8732 | 3.0192 | 3.9639 | 4.095 | 4.4187 | 2.065e-05
8739 | 0.00022706 | 0.00011998 | 0 | 2.8211 | 2.8732 | 3.0192 | 3.9837 | 4.095 | 4.4187 | 1.4094e-05
8740 | 0.00023196 | 0.00011993 | 0 | 2.8183 | 2.8742 | 3.0192 | 3.9777 | 4.0972 | 4.4187 | 9.0139e-06
8741 | 0.0002383 | 0.00012041 | 0 | 2.8287 | 2.8732 | 3.0192 | 3.9996 | 4.095 | 4.4187 | 1.0325e-05
8742 | 0.0002594 | 0.00012057 | 0 | 2.8155 | 2.8742 | 3.0192 | 3.9718 | 4.0972 | 4.4187 | 1.5242e-05
8743 | 0.00022476 | 0.0001201 | 0 | 2.8062 | 2.8732 | 3.0192 | 3.9521 | 4.095 | 4.4187 | 0.00064687
8744 | 0.00020403 | 0.00012013 | 0.0016171 | 2.7997 | 2.8732 | 3.0192 | 3.9384 | 4.095 | 4.4187 | 7.1947e-05
8745 | 0.00014619 | 0.0001191 | 0.0057755 | 2.841 | 2.8732 | 3.0192 | 4.0259 | 4.095 | 4.4187 | 6.5719e-05
8746 | 0.00013707 | 0.00012041 | 0.0081579 | 2.8728 | 2.8732 | 3.0192 | 4.0941 | 4.095 | 4.4187 | 0.00010194
8747 | 0.0001282 | 0.00012008 | 0.0099627 | 2.9013 | 2.8732 | 3.0192 | 4.156 | 4.095 | 4.4187 | 0.00011177
8748 | 0.00012652 | 0.00012045 | 0.0046204 | 2.9083 | 2.8732 | 3.0192 | 4.1712 | 4.095 | 4.4187 | 0.00019339
8749 | 0.00012881 | 0.00011912 | 0.0046204 | 2.9375 | 2.8732 | 3.0192 | 4.2355 | 4.095 | 4.4187 | 8.5058e-05
8750 | 0.00011903 | 0.00012041 | 0.0033498 | 2.9426 | 2.8732 | 3.0192 | 4.2468 | 4.095 | 4.4187 | 9.2761e-05
8751 | 0.000103 | 0.00012026 | 0.00093852 | 2.9314 | 2.8732 | 3.0192 | 4.2221 | 4.095 | 4.4187 | 8.9483e-05
8752 | 9.7159e-05 | 0.00012012 | 0 | 2.9153 | 2.8732 | 3.0192 | 4.1866 | 4.095 | 4.4187 | 7.8994e-05
8753 | 9.7407e-05 | 0.00011938 | 0 | 2.9003 | 2.8732 | 3.0192 | 4.1539 | 4.095 | 4.4187 | 6.8997e-05
8754 | 0.00011177 | 0.00012042 | 0 | 2.8963 | 2.8732 | 3.0192 | 4.1452 | 4.095 | 4.4187 | 0.00023698
8755 | 0.000155 | 0.00011868 | 0 | 2.8894 | 2.8732 | 3.0192 | 4.1302 | 4.095 | 4.4187 | 0.00024518
8756 | 0.00018791 | 0.00012082 | 0 | 2.8816 | 2.8732 | 3.0192 | 4.1131 | 4.095 | 4.4187 | 0.0002419
8757 | 0.0001908 | 0.00011911 | 0 | 2.8825 | 2.8732 | 3.0192 | 4.1153 | 4.095 | 4.4187 | 0.0002732
8758 | 0.00019592 | 0.00011951 | 0 | 2.8816 | 2.8751 | 3.0192 | 4.1131 | 4.0993 | 4.4187 | 1.475e-05
8759 | 0.00019402 | 0.00012044 | 0 | 2.8796 | 2.8742 | 3.0192 | 4.1089 | 4.0972 | 4.4187 | 1.5242e-05
8760 | 0.00019944 | 0.00012072 | [7 empty] | 0

## storages
label | active | bus | capacity inflow | capacity outflow | variable input costs | variable output costs | efficiency inflow | efficiency outflow | nominal capacity | loss rate | initial storage level | min storage level | max storage level | invest | ep_costs | max capacity | min capacity
Storage_th | 0 | b_th_HT | 1000 | 1000 | 0 | 0 | 1 | 1 |  | 0.01 | 0 | 0 | 1 | 1 | 1.18 |  | 0
Storage_th | 1 | b_th_HT | 1000 | 1000 | 0 | 0 | 1 | 1 |  | 0.01 | 0 | 0 | 1 | 1 | 1.18 | 8000 | 0

## meta
Key | Value
Project Name | Test_project_260714
Project Location | Leipzig
Climate Zone | Zone 5
Representative City | Leipzig
System Type | District heating (centralized)
Building Count | 53
Route Length (rm) | 1007.2779
average pipe dimension (DN) | 105.0893
unit cost pipe (€/m/year) | 51.3474
linear heat density (MWh/rm·a) | 2.3775
Total Space Heating Demand (kWh/a) | 2394768.5494
Total DHW Demand (kWh/a) | 629001.7705
use_building_data | True
use_route_length | True
use_total_demand | True