## INFO
Beschreibung
buses | label | active | excess | shortage | shortage costs | excess costs
Defines thermal or electrical buses used in the energy syetem | Name of the component | (0,1) whether the component is active | (0,1) whether excess is allowed | (0,1) whether shortage is allowed | cost per unit flow shortage | cost per unit flow excess
|  |  | if set (=1), additional sink is created | if set (=1), additional source is created
sources | label | active | to | variable costs | emission_factor | annual_max | waste_heat
Defines the non-renewable energy sources such as fuels, | Name of the component | (0,1) whether the component is active | output bus | cost per unit flow in €/kWh Brennwert | CO2-Emission in kg/kWh Brennwert | maximum total amount in the year | (0,1) whether waste heat
electricity grids, etc. | [5 empty] | in kWh | is used as energy source
renewables | label | active | to | invest | ep_costs | capacity | emission_factor
Defines renewable energy sources | Name of the component | (0,1) whether the component is active | output bus | (0,1) whether investment cost optimization | specific annuity cost per installed | installed capacity of the component | CO2-Emission in kg/kWh Brennwert
|  |  |  | of the component is desired | capacity in Euro/(Jahr*kW) | if investmode is NOT selected
demand | label | active | from | nominal value
Defines total heat or electricity demand | Name of the component | (0,1) whether the component is active | input bus | total demand in kWh
transformers | label | active | n_inputs | n_outputs | from | to 1 | efficiency 1 | capacity 1 | variable efficiency | variable input costs | invest | ep_costs | minimum | maximum | offset
Defines general transformers with 1 input and 1 output | Name of the component | (0,1) whether the component is active | number of input buses | number of output buses | input bus | output bus | conversionfactor for conversion | installed capacity of the component |  | cost per unit flow in €/kWh | (0,1) whether investment cost optimization | specific annuity cost per installed | invest border for minimum | invest border for maximum | existing capacity of component
[7 empty] | of input to output | if investmode is NOT selceted, in kW |  |  | of the component is desired | capacity in €/(Jahr*kW) | installed capacity in kW | installed capacity in kW | at start of project horizon in kW
chp | label | active | n_inputs | n_outputs | from | to 1 | to 2 | efficiency 1 | efficiency 2 | capacity 1 | capacity 2 | variable efficiency | variable input costs | invest | ep_costs | minimum | maximum | offset
Defines the CHP-plants | Name of the component | (0,1) whether the component is active | number of input buses | number of output buses | input bus | output bus | output bus | conversionfactor for conversion | conversionfactor for conversion | installed capacity of the component | installed capacity of the component |  | cost per unit flow in €/kWh | (0,1) whether investment cost optimization | specific annuity cost per installed | invest border for minimum | invest border for maximum | existing capacity of component
[7 empty] | of input to output 1 | of input to output 2 | if investmode is NOT selceted, in kW | if investmode is NOT selceted, in kW | if investmode is NOT selceted, in kW |  |  | of the component is desired | capacity in €/(Jahr*kW) | installed capacity in kW | installed capacity in kW | at start of project horizon in kW
hp | label | active | n_inputs | n_outputs | from | from_2 | to 1 | efficiency 1 | capacity 1 | variable efficiency | variable input costs | invest | ep_costs | minimum | maximum | offset
Defines the simplified heat pump transformers | Name of the component | (0,1) whether the component is active | number of input buses | number of output buses | input bus | input bus | output bus | conversionfactor for conversion | installed capacity of the component |  | cost per unit flow in €/kWh | (0,1) whether investment cost optimization | specific annuity cost per installed | invest border for minimum | invest border for maximum | existing capacity of component
[8 empty] | of input 1 to output | if investmode is NOT selceted, in kW |  |  | of the component is desired | capacity in Euro/(Jahr*kW) | installed capacity in kW | installed capacity in kW | at start of project horizon in kW
feed_in_trafo | label | active | n_inputs | n_outputs | from | to 1 | efficiency 1 | capacity 1 | variable efficiency | variable input costs | invest | ep_costs | minimum | maximum | offset | emission_factor | runtime_limit
Defines components for calculating cost savings and CO2 | Name of the component | (0,1) whether the component is active | number of input buses | number of output buses | input bus | output bus | conversionfactor for conversion | installed capacity of the component |  | cost per unit flow in €/kWh | (0,1) whether investment cost optimization | specific annuity cost per installed | invest border for minimum | invest border for maximum | existing capacity of component | CO2-Emission in kg/kWh | (0,1) whether maximum runtime
reduction by feeding self-generated electricity into the grid | [6 empty] | of input to output | if investmode is NOT selceted, in kW |  |  | of the component is desired | capacity in €/(Jahr*kW) | installed capacity in kW | installed capacity in kW | at start of project horizon in kW |  | per year is limited, e.g. funding
time of chp plants
time_series | Last.fix | PV.fix | WP.fix
Defines time dependent inputs | normalized heat or el. | specific PV yield in kW/m2 | COP values of the heat pumps
demand for one year
storages
Defines thermal or electrical storages

## buses
label | active | excess | shortage | shortage costs | excess costs
b_th_HT | 1 | 1 | 1 | 1e+20 | 1e+20
b_th_LT | 1 | 1 | 1 | 1e+20 | 1e+20
b_el | 1 | 1 | 1 | 1e+20 | 1e+20
b_s_LPM | 1 | 1 | 1 | 1e+20 | 1e+20
b_s_BM_W | 1 | 1 | 1 | 1e+20 | 1e+20
b_s_BM_P | 1 | 1 | 1 | 1e+20 | 1e+20
b_s_BG | 1 | 1 | 1 | 1e+20 | 1e+20
b_s_NG | 1 | 1 | 1 | 1e+20 | 1e+20
b_s_DHS | 1 | 1 | 1 | 1e+20 | 1e+20
b_s_GS_C | 1 | 1 | 1 | 1e+20 | 1e+20
b_s_GS_B | 1 | 1 | 1 | 1e+20 | 1e+20
b_s_WW | 1 | 1 | 1 | 1e+20 | 1e+20
b_pipe_1 | 1 | 1 | 1 | 1e+20 | 1e+20
b_pipe_2 | 1 | 1 | 1 | 1e+20 | 1e+20

## sources
label | active | to | variable costs | emission factor | nominal value | full load time | annual max
el | 1 | b_el | 0.20616 | 0.34 | 10000000000 | 8760
LPM | 1 | b_s_LPM | 0.01725 | 0.026 | 10000000000 | 8760
BM_W | 1 | b_s_BM_W | 0.03215 | 0.026 | 10000000000 | 8760
BM_P | 1 | b_s_BM_P | 0.08 | 0.029 | 10000000000 | 8760
BG | 1 | b_s_BG | 0.08 | 0.12 | 10000000000 | 8760
NG | 1 | b_s_NG | 0.07301 | 0.24 | 10000000000 | 8760
DHS | 1 | b_s_DHS | 0.0774 | 0.28 | 10000000000 | 8760
GS_C | 1 | b_s_GS_C | 0 | 0 | 10000000000 | 8760
GS_B | 1 | b_s_GS_B | 0 | 0 | 10000000000 | 8760
WW | 1 | b_s_WW | 0 | 0 | 10000000000 | 8760

## renewables
label | type | active | to | invest | ep_costs | capacity | emission_factor | maximum
PV_50 | PV | 0 | b_el_PV | 1 | 17.6168 | 1 | 0
PV_100 | PV | 0 | b_el_PV | 1 | 16.3512 | 1 | 0
PV_750 | PV | 0 | b_el_PV | 1 | 13.3202 | 1 | 0
PV_1000 | PV | 0 | b_el_PV | 1 | 12.9554 | 1 | 0 | 6100

## demand
label | active | from | nominal value | Demand in MWh/a | Demand in GWh/a
D1 | 1 | b_th_HT | 1200000 | 1200 | 1.2
Loss | 1 | b_th_HT | 60000 | 60 | 0.06

## transformers
label | active | RKW | WP | Anlage | n_inputs | n_outputs | from | to | efficiency | capacity | full_load_t | variable efficiency | variable input costs | invest | ep_costs | minimum | maximum | offset | renewable_share | BM | nonconvex
B_NG_100_X | 0 | - | no | - | 1 | 1 |  | b_th_HT | 0.97 | 1 | 8760 |  | 0 | 1 | 30.1 | 0 | 800 | 0 |  |  | FALSE
B_NG_1000_X | 0 | - | no | - | 1 | 1 |  | b_th_HT | 0.97 | 1 | 8760 |  | 0 | 1 | 7.68 | 800 | 100000 | 0 |  |  | TRUE
B_BG_100_X | 0 | - | no | - | 1 | 1 |  | b_th_HT | 0.97 | 1 | 8760 |  | 0 | 1 | 20.36 | 0 | 800 | 0 |  |  | FALSE
B_BG_1000_X | 0 | - | no | - | 1 | 1 |  | b_th_HT | 0.97 | 1 | 8760 |  | 0 | 1 | 5.27 | 800 | 100000 | 0 |  |  | TRUE
B_BM_500_X | 0 | - | no | - | 1 | 1 |  | b_th_HT | 0.85 | 1 | 8760 |  | 0 | 1 | 48.39 | 0 | 800 | 0 |  |  | FALSE
B_BM_1000_X | 0 | - | no | - | 1 | 1 |  | b_th_HT | 0.85 | 1 | 8760 |  | 0 | 1 | 44.95 | 800 | 100000 | 0 |  |  | TRUE
P2H_100_X | 0 | - | no | - | 1 | 1 | b_el | b_th_HT | 0.99 | 1 | 8760 |  | 0 | 1 | 18.05 | 0 | 400 | 0 |  |  | FALSE
P2H_500_X | 0 | - | no | - | 1 | 1 | b_el | b_th_HT | 0.99 | 1 | 8760 |  | 0 | 1 | 7.55 | 400 | 100000 | 0 |  |  | TRUE
DHS_X | 0 | - | no | - | 1 | 1 | b_s_DHS | b_th_HT | 0.99 | 1 | 8760 |  | 0 | 1 | 10 | 0 | 100000 | 0 |  |  | FALSE
z_pipe_X | 0 | - | no | - | 1 | 1 | b_pipe_1 | b_pipe_2 | 1 | 1 | 8760 |  | 0 | 1 |  |  |  | 0 |  |  | FALSE
z_HT_LT | 1 | - | no | - | 1 | 1 | b_th_HT | b_th_LT | 1 | 10000000000 | 8760 |  | 0 | 0 | [6 empty] | FALSE
z_pipe_X | 1 | - | no | - | 1 | 1 | b_pipe_1 | b_pipe_2 | 1 | 1 | 8760 |  | 0 | 1 | 54.1713 | 829.8398 | 829.8398 | 0 |  |  | FALSE
P2H_100 | 1 | - | no | - | 1 | 1 | b_el | b_th_HT | 0.99 | 1 | 8760 |  | 0 | 1 | 18.05 | 0 | 400 | 0 |  |  | FALSE
P2H_500 | 1 | - | no | - | 1 | 1 | b_el | b_th_HT | 0.99 | 1 | 8760 |  | 0 | 1 | 7.55 | 400 | 100000 | 0 |  |  | TRUE
B_BM_500_W | 1 | - | no | - | 1 | 1 | b_s_BM_W | b_th_HT | 0.85 | 1 | 8760 |  | 0 | 1 | 48.39 | 0 | 800 | 0 |  |  | FALSE
B_BM_1000_W | 1 | - | no | - | 1 | 1 | b_s_BM_W | b_th_HT | 0.85 | 1 | 8760 |  | 0 | 1 | 44.95 | 800 | 100000 | 0 |  |  | TRUE
B_BG_100 | 1 | - | no | - | 1 | 1 | b_s_BG | b_th_HT | 0.97 | 1 | 8760 |  | 0 | 1 | 20.36 | 0 | 800 | 0 |  |  | FALSE
B_BG_1000 | 1 | - | no | - | 1 | 1 | b_s_BG | b_th_HT | 0.97 | 1 | 8760 |  | 0 | 1 | 5.27 | 800 | 100000 | 0 |  |  | TRUE

## chp
label | active | n_inputs | n_outputs | from | to 1 | to 2 | efficiency 1 | efficiency 2 | variable efficiency | variable input costs | invest | ep_costs | existing | minimum | maximum | offset | renewable_share | nonconvex
CHP_NG_10_X | 0 | 1 | 2 |  | b_th_HT | b_el | 0.55 | 0.35 |  | 0 | 1 | 351.77 | 0 | 0 | 20 | 0 | 0 | False
CHP_NG_25_X | 0 | 1 | 2 |  | b_th_HT | b_el | 0.54 | 0.36 |  | 0 | 1 | 253.58 | 0 | 20 | 40 | 0 | 0 | True
CHP_NG_50_X | 0 | 1 | 2 |  | b_th_HT | b_el | 0.53 | 0.37 |  | 0 | 1 | 203.37 | 0 | 40 | 80 | 0 | 0 | True
CHP_NG_100_X | 0 | 1 | 2 |  | b_th_HT | b_el | 0.52 | 0.36 |  | 0 | 1 | 163.76 | 0 | 80 | 400 | 0 | 0 | True
CHP_NG_500_X | 0 | 1 | 2 |  | b_th_HT | b_el | 0.47 | 0.4 |  | 0 | 1 | 119.15 | 0 | 400 | 800 | 0 | 0 | True
CHP_NG_1000_X | 0 | 1 | 2 |  | b_th_HT | b_el | 0.45 | 0.42 |  | 0 | 1 | 98.53 | 0 | 800 | 100000 | 0 | 0 | True
CHP_BG_25_X | 0 | 1 | 2 |  | b_th_HT | b_el | 0.54 | 0.36 |  | 0 | 1 | 93.58 | 0 | 0 | 80 | 0 | 0 | False
CHP_BG_100_X | 0 | 1 | 2 |  | b_th_HT | b_el | 0.52 | 0.36 |  | 0 | 1 | 25.01 | 0 | 80 | 800 | 0 | 0 | True
CHP_BG_1000_X | 0 | 1 | 2 |  | b_th_HT | b_el | 0.45 | 0.42 |  | 0 | 1 | 0.01 | 0 | 800 | 100000 | 0 | 0 | True
CHP_BG_25 | 1 | 1 | 2 | b_s_BG | b_th_HT | b_el | 0.54 | 0.36 |  | 0 | 1 | 93.58 | 0 | 0 | 80 | 0 | 0 | False
CHP_BG_100 | 1 | 1 | 2 | b_s_BG | b_th_HT | b_el | 0.52 | 0.36 |  | 0 | 1 | 25.01 | 0 | 80 | 800 | 0 | 0 | True
CHP_BG_1000 | 1 | 1 | 2 | b_s_BG | b_th_HT | b_el | 0.45 | 0.42 |  | 0 | 1 | 0.01 | 0 | 800 | 100000 | 0 | 0 | True

## hp
label | type | active | n_inputs | n_outputs | from | from_2 | to 1 | to 2 | efficiency 1 | efficiency 2 | capacity 1 | capacity 2 | variable efficiency | variable input costs | invest | ep_costs | minimum | maximum | offset | renewable_share | nonconvex
ASHP_10_X | ASHP_HT | 0 | 1 | 1 | b_el |  | b_th_HT | 1 | 1 | 1 | 1e+20 |  | 1 | 0 | 1 | 171.71 | 0 | 16 | 0 | 0 | False
ASHP_20_X | ASHP_HT | 0 | 1 | 1 | b_el |  | b_th_HT | 1 | 1 | 1 | 1e+20 |  | 1 | 0 | 1 | 135.53 | 16 | 40 | 0 | 0 | True
ASHP_50_X | ASHP_HT | 0 | 1 | 1 | b_el |  | b_th_HT | 1 | 1 | 1 | 1e+20 |  | 1 | 0 | 1 | 111.06 | 40 | 80 | 0 | 0 | True
ASHP_100_X | ASHP_HT | 0 | 1 | 1 | b_el |  | b_th_HT | 1 | 1 | 1 | 1e+20 |  | 1 | 0 | 1 | 91.09 | 80 | 800 | 0 | 0 | True
ASHP_1000_X | ASHP_HT | 0 | 1 | 1 | b_el |  | b_th_HT | 1 | 1 | 1 | 1e+20 |  | 1 | 0 | 1 | 86.05 | 800 | 1600 | 0 | 0 | True
ASHP_2000_X | ASHP_HT | 0 | 1 | 1 | b_el |  | b_th_HT | 1 | 1 | 1 | 1e+20 |  | 1 | 0 | 1 | 75.62 | 1600 | 10000 | 0 | 0 | True
GSHP_C_10_X | GSHP_C_HT | 0 | 2 | 1 | b_el | b_s_GS_C | b_th_HT | 1 | 1 | 1 | 1e+20 | 1e+20 | 1 | 0 | 1 | 208.7 | 0 | 16 | 0 | 0 | False
GSHP_C_20_X | GSHP_C_HT | 0 | 2 | 1 | b_el | b_s_GS_C | b_th_HT | 1 | 1 | 1 | 1e+20 | 1e+20 | 1 | 0 | 1 | 117.24 | 16 | 40 | 0 | 0 | True
GSHP_C_50_X | GSHP_C_HT | 0 | 2 | 1 | b_el | b_s_GS_C | b_th_HT | 1 | 1 | 1 | 1e+20 | 1e+20 | 1 | 0 | 1 | 103.38 | 40 | 80 | 0 | 0 | True
GSHP_C_100_X | GSHP_C_HT | 0 | 2 | 1 | b_el | b_s_GS_C | b_th_HT | 1 | 1 | 1 | 1e+20 | 1e+20 | 1 | 0 | 1 | 91.77 | 80 | 10000 | 0 | 0 | True
GSHP_B_10_X | GSHP_B_HT | 0 | 2 | 1 | b_el | b_s_GS_B | b_th_HT | 1 | 1 | 1 | 1e+20 | 1e+20 | 1 | 0 | 1 | 244.17 | 0 | 16 | 0 | 0 | False
GSHP_B_20_X | GSHP_B_HT | 0 | 2 | 1 | b_el | b_s_GS_B | b_th_HT | 1 | 1 | 1 | 1e+20 | 1e+20 | 1 | 0 | 1 | 195.71 | 16 | 40 | 0 | 0 | True
GSHP_B_50_X | GSHP_B_HT | 0 | 2 | 1 | b_el | b_s_GS_B | b_th_HT | 1 | 1 | 1 | 1e+20 | 1e+20 | 1 | 0 | 1 | 167.29 | 40 | 80 | 0 | 0 | True
GSHP_B_100_X | GSHP_B_HT | 0 | 2 | 1 | b_el | b_s_GS_B | b_th_HT | 1 | 1 | 1 | 1e+20 | 1e+20 | 1 | 0 | 1 | 145.35 | 80 | 10000 | 0 | 0 | True
WWSHP_100_X | WWSHP | 0 | 2 | 1 | b_el | b_s_WW | b_th_HT | 1 | 1 | 1 | 1e+20 | 1e+20 | 1 | 0 | 1 | 180.85 | 0 | 160 | 0 | 0 | False
WWSHP_200_X | WWSHP | 0 | 2 | 1 | b_el | b_s_WW | b_th_HT | 1 | 1 | 1 | 1e+20 | 1e+20 | 1 | 0 | 1 | 149.86 | 160 | 400 | 0 | 0 | True
WWSHP_500_X | WWSHP | 0 | 2 | 1 | b_el | b_s_WW | b_th_HT | 1 | 1 | 1 | 1e+20 | 1e+20 | 1 | 0 | 1 | 131.1 | 400 | 800 | 0 | 0 | True
WWSHP_1000_X | WWSHP | 0 | 2 | 1 | b_el | b_s_WW | b_th_HT | 1 | 1 | 1 | 1e+20 | 1e+20 | 1 | 0 | 1 | 123.33 | 800 | 10000 | 0 | 0 | True
ASHP_10 | ASHP_HT | 1 | 1 | 1 | b_el |  | b_th_HT | 1 | 1 | 1 | 1e+20 |  | 1 | 0 | 1 | 171.71 | 0 | 16 | 0 | 0 | False
ASHP_20 | ASHP_HT | 1 | 1 | 1 | b_el |  | b_th_HT | 1 | 1 | 1 | 1e+20 |  | 1 | 0 | 1 | 135.53 | 16 | 40 | 0 | 0 | True
ASHP_50 | ASHP_HT | 1 | 1 | 1 | b_el |  | b_th_HT | 1 | 1 | 1 | 1e+20 |  | 1 | 0 | 1 | 111.06 | 40 | 80 | 0 | 0 | True
ASHP_100 | ASHP_HT | 1 | 1 | 1 | b_el |  | b_th_HT | 1 | 1 | 1 | 1e+20 |  | 1 | 0 | 1 | 91.09 | 80 | 800 | 0 | 0 | True
ASHP_1000 | ASHP_HT | 1 | 1 | 1 | b_el |  | b_th_HT | 1 | 1 | 1 | 1e+20 |  | 1 | 0 | 1 | 86.05 | 800 | 1600 | 0 | 0 | True
ASHP_2000 | ASHP_HT | 1 | 1 | 1 | b_el |  | b_th_HT | 1 | 1 | 1 | 1e+20 |  | 1 | 0 | 1 | 75.62 | 1600 | 10000 | 0 | 0 | True

## z_hp
label | type | active | n_inputs | n_outputs | from | from_2 | to | to_2 | efficiency_1 | efficiency_2 | capacity_1 | capacity_2 | variable efficiency | variable input costs | invest | ep_costs | minimum | maximum | offset | renewable_share | nonconvex

## feed_in_trafo
label | active | n_inputs | n_outputs | from | to 1 | efficiency 1 | efficiency 2 | capacity 1 | capacity 2 | variable efficiency | variable input costs | invest | ep_costs | minimum | maximum | offset | emission_factor | runtime_limit
z_PV_Einspeisung | 0 | 1 | 1 | b_el_PV | b_el_Einspeisung | 1 |  | 10000000000 |  |  | -0.113 | 0 | [5 empty] | 0
z_BHKW_Einspeisung_mF_50 | 0 | 1 | 1 | b_el_BHKW_50 | b_el_Einspeisung | 1 |  | 10000000000 |  |  | -0.16 | 0 | [5 empty] | 1
z_BHKW_Einspeisung_mF_100 | 0 | 1 | 1 | b_el_BHKW_100 | b_el_Einspeisung | 1 |  | 10000000000 |  |  | -0.07 | 0 | [5 empty] | 1
z_BHKW_Einspeisung_mF_500 | 0 | 1 | 1 | b_el_BHKW_500 | b_el_Einspeisung | 1 |  | 10000000000 |  |  | -0.051 | 0 | [5 empty] | 1
z_BHKW_Einspeisung_mF_1000 | 0 | 1 | 1 | b_el_BHKW_1000 | b_el_Einspeisung | 1 |  | 10000000000 |  |  | -0.0587 | 0 | [5 empty] | 1
z_BHKW_Einspeisung_oF_50 | 0 | 1 | 1 | b_el_BHKW_50 | b_el_Einspeisung | 1 |  | 10000000000 |  |  | -0.001 | 0 | [5 empty] | 0
z_BHKW_Einspeisung_oF_100 | 0 | 1 | 1 | b_el_BHKW_100 | b_el_Einspeisung | 1 |  | 10000000000 |  |  | -0.001 | 0 | [5 empty] | 0
z_BHKW_Einspeisung_oF_500 | 0 | 1 | 1 | b_el_BHKW_500 | b_el_Einspeisung | 1 |  | 10000000000 |  |  | -0.001 | 0 | [5 empty] | 0
z_BHKW_Einspeisung_oF_1000 | 0 | 1 | 1 | b_el_BHKW_1000 | b_el_Einspeisung | 1 |  | 10000000000 |  |  | -0.001 | 0 | [5 empty] | 0

## time_series
timestamp | Last_SH.fix | Loss.fix | PV.fix | ASHP_HT.fix | GSHP_C_HT.fix | GSHP_B_HT.fix | ASHP_NT.fix | GSHP_C_NT.fix | GSHP_B_NT.fix
0 | 5.8713e-05 | 0 | 0 | 2.9457 | 2.8826 | 3.0192 | 4.2536 | 4.1153 | 4.4187
1 | 0.00022214 | 0.00012062 | 0 | 2.9345 | 2.8826 | 3.0192 | 4.2288 | 4.1153 | 4.4187
2 | 0.00022234 | 0.00012018 | 0 | 2.9375 | 2.8826 | 3.0192 | 4.2356 | 4.1153 | 4.4187
3 | 0.00022195 | 0.00012018 | 0 | 2.9385 | 2.8826 | 3.0192 | 4.2378 | 4.1153 | 4.4187
4 | 0.00022362 | 0.00012019 | 0 | 2.9447 | 2.884 | 3.0192 | 4.2514 | 4.1185 | 4.4187
5 | 0.0002222 | 0.0001202 | 0 | 2.9274 | 2.886 | 3.0192 | 4.2132 | 4.1228 | 4.4187
6 | 0.00023582 | 0.0001202 | 0 | 2.9123 | 2.887 | 3.0192 | 4.18 | 4.1249 | 4.4187
7 | 0.00025561 | 0.00011984 | 0 | 2.9003 | 2.887 | 3.0192 | 4.1539 | 4.1249 | 4.4187
8 | 0.00023165 | 0.00012002 | 0.00072017 | 2.9033 | 2.887 | 3.0192 | 4.1604 | 4.1249 | 4.4187
9 | 0.0002237 | 0.0001203 | 0.0026037 | 2.9264 | 2.887 | 3.0192 | 4.211 | 4.1249 | 4.4187
10 | 0.00022186 | 0.00012024 | 0.003767 | 2.9355 | 2.888 | 3.0192 | 4.2311 | 4.1271 | 4.4187
11 | 0.000229 | 0.00012026 | 0.0083096 | 2.9549 | 2.888 | 3.0192 | 4.2742 | 4.1271 | 4.4187
12 | 0.00024948 | 0.00011969 | 0.0091406 | 2.9663 | 2.888 | 3.0192 | 4.2995 | 4.1271 | 4.4187
13 | 0.00023594 | 0.00012053 | 0.0073402 | 2.9477 | 2.888 | 3.0192 | 4.2582 | 4.1271 | 4.4187
14 | 0.0002292 | 0.00012054 | 0.0039886 | 2.9385 | 2.888 | 3.0192 | 4.2378 | 4.1271 | 4.4187
15 | 0.00021898 | 0.00012031 | 0.0011633 | 2.9123 | 2.889 | 3.0192 | 4.18 | 4.1292 | 4.4187
16 | 0.00021038 | 0.00012025 | 0 | 2.8954 | 2.889 | 3.0192 | 4.1431 | 4.1292 | 4.4187
17 | 0.00020982 | 0.00012015 | 0 | 2.8973 | 2.889 | 3.0192 | 4.1474 | 4.1292 | 4.4187
18 | 0.0002138 | 0.00011996 | 0 | 2.8954 | 2.889 | 3.0192 | 4.1431 | 4.1292 | 4.4187
19 | 0.00021992 | 0.00011976 | 0 | 2.8894 | 2.889 | 3.0192 | 4.1302 | 4.1292 | 4.4187
20 | 0.00023485 | 0.00012057 | 0 | 2.8767 | 2.89 | 3.0192 | 4.1026 | 4.1313 | 4.4187
21 | 0.00022759 | 0.00011975 | 0 | 2.8728 | 2.8919 | 3.0192 | 4.0942 | 4.1356 | 4.4187
22 | 0.00021402 | 0.00012003 | 0 | 2.8573 | 2.8909 | 3.0192 | 4.0608 | 4.1335 | 4.4187
23 | 0.00021226 | 0.00012027 | 0 | 2.8477 | 2.8909 | 3.0192 | 4.0402 | 4.1335 | 4.4187
24 | 0.00021092 | 0.00012031 | 0 | 2.8429 | 2.8909 | 3.0192 | 4.03 | 4.1335 | 4.4187
25 | 0.00020973 | 0.00012031 | 0 | 2.8448 | 2.8929 | 3.0192 | 4.0341 | 4.1378 | 4.4187
26 | 0.0002087 | 0.00012032 | 0 | 2.8343 | 2.8929 | 3.0192 | 4.0118 | 4.1378 | 4.4187
27 | 0.00020854 | 0.00012033 | 0 | 2.824 | 2.8929 | 3.0192 | 3.9897 | 4.1378 | 4.4187
28 | 0.00021036 | 0.00012029 | 0 | 2.8296 | 2.8929 | 3.0192 | 4.0017 | 4.1378 | 4.4187
29 | 0.00020854 | 0.00012034 | 0 | 2.8486 | 2.8939 | 3.0192 | 4.0423 | 4.1399 | 4.4187
30 | 0.00022453 | 0.00012035 | 0 | 2.864 | 2.8939 | 3.0192 | 4.0753 | 4.1399 | 4.4187
31 | 0.0002179 | 0.00012 | 0 | 2.866 | 2.8939 | 3.0192 | 4.0795 | 4.1399 | 4.4187
32 | 0.00019073 | 0.00012044 | 0.00027699 | 2.8689 | 2.8949 | 3.0192 | 4.0858 | 4.1421 | 4.4187
33 | 0.00019371 | 0.00012047 | 0.0017173 | 2.8689 | 2.8959 | 3.0192 | 4.0858 | 4.1443 | 4.4187
34 | 0.00017831 | 0.00012032 | 0.0032684 | 2.8993 | 2.8949 | 3.0192 | 4.1517 | 4.1421 | 4.4187
35 | 0.0001831 | 0.00012047 | 0.0026037 | 2.9063 | 2.8949 | 3.0192 | 4.1669 | 4.1421 | 4.4187
36 | 0.00018453 | 0.00012036 | 0.0034346 | 2.8728 | 2.8949 | 3.0192 | 4.0942 | 4.1421 | 4.4187
37 | 0.00020324 | 0.00011972 | 0.0033238 | 2.864 | 2.8959 | 3.0192 | 4.0753 | 4.1443 | 4.4187
38 | 0.00016979 | 0.00012069 | 0.0019943 | 2.866 | 2.8959 | 3.0192 | 4.0795 | 4.1443 | 4.4187
39 | 0.00015239 | 0.00012021 | 0.00038778 | 2.8554 | 2.8959 | 3.0192 | 4.0567 | 4.1443 | 4.4187
40 | 0.00014889 | 0.00011648 | 0 | 2.8554 | 2.8969 | 3.0192 | 4.0567 | 4.1464 | 4.4187
41 | 0.00016889 | 0.00012087 | 0 | 2.8496 | 2.8979 | 3.0192 | 4.0443 | 4.1486 | 4.4187
42 | 0.00017279 | 0.00011915 | 0 | 2.8486 | 2.8969 | 3.0192 | 4.0423 | 4.1464 | 4.4187
43 | 0.0002211 | 0.00011879 | 0 | 2.866 | 2.8969 | 3.0192 | 4.0795 | 4.1464 | 4.4187
44 | 0.00023971 | 0.00012059 | 0 | 2.8679 | 2.8969 | 3.0192 | 4.0837 | 4.1464 | 4.4187
45 | 0.00023889 | 0.00011918 | 0 | 2.8699 | 2.8969 | 3.0192 | 4.0879 | 4.1464 | 4.4187
46 | 0.00023882 | 0.00012077 | 0 | 2.8777 | 2.8979 | 3.0192 | 4.1047 | 4.1486 | 4.4187
47 | 0.00023753 | 0.00012061 | 0 | 2.8777 | 2.8969 | 3.0192 | 4.1047 | 4.1464 | 4.4187
48 | 0.00023688 | 0.00012106 | 0 | 2.8786 | 2.8969 | 3.0192 | 4.1068 | 4.1464 | 4.4187
49 | 0.00023498 | 0.00012102 | 0 | 2.8934 | 2.8979 | 3.0192 | 4.1388 | 4.1486 | 4.4187
50 | 0.00023615 | 0.00012114 | 0 | 2.8738 | 2.8989 | 3.0192 | 4.0963 | 4.1507 | 4.4187
51 | 0.00023734 | 0.00012089 | 0 | 2.8592 | 2.8989 | 3.0192 | 4.0649 | 4.1507 | 4.4187
52 | 0.00023835 | 0.00012122 | 0 | 2.8506 | 2.8989 | 3.0192 | 4.0464 | 4.1507 | 4.4187
53 | 0.00024172 | 0.00012078 | 0 | 2.8563 | 2.8989 | 3.0192 | 4.0587 | 4.1507 | 4.4187
54 | 0.000249 | 0.00012121 | 0 | 2.8563 | 2.8989 | 3.0192 | 4.0587 | 4.1507 | 4.4187
55 | 0.00022428 | 0.00012019 | 0 | 2.8573 | 2.8999 | 3.0192 | 4.0608 | 4.1529 | 4.4187
56 | 0.00016639 | 0.00012029 | 0.00066477 | 2.8602 | 2.8999 | 3.0192 | 4.067 | 4.1529 | 4.4187
57 | 0.00015239 | 0.00012075 | 0.0031577 | 2.8689 | 2.8999 | 3.0192 | 4.0858 | 4.1529 | 4.4187
58 | 0.00015281 | 0.00012091 | 0.0095838 | 2.8924 | 2.8999 | 3.0192 | 4.1367 | 4.1529 | 4.4187
59 | 0.00014878 | 0.00011987 | 0.010027 | 2.9153 | 2.8999 | 3.0192 | 4.1866 | 4.1529 | 4.4187
60 | 0.00014353 | 0.00012091 | 0.01047 | 2.9375 | 2.8999 | 3.0192 | 4.2356 | 4.1529 | 4.4187
61 | 0.00014051 | 0.00012084 | 0.0073679 | 2.9457 | 2.9019 | 3.0192 | 4.2536 | 4.1572 | 4.4187
62 | 0.00013207 | 0.00012066 | 0.0029915 | 2.9233 | 2.9009 | 3.0192 | 4.2043 | 4.1551 | 4.4187
63 | 0.00011238 | 0.00012018 | 0.00066477 | 2.8855 | 2.9009 | 3.0192 | 4.1217 | 4.1551 | 4.4187
64 | 0.00011238 | 0.00012022 | 0 | 2.9023 | 2.9009 | 3.0192 | 4.1582 | 4.1551 | 4.4187
65 | 0.00013951 | 0.0001207 | 0 | 2.8777 | 2.9009 | 3.0192 | 4.1047 | 4.1551 | 4.4187
66 | 0.00014036 | 0.00012089 | 0 | 2.8826 | 2.8999 | 3.0192 | 4.1153 | 4.1529 | 4.4187
67 | 0.00018583 | 0.00012013 | 0 | 2.8708 | 2.8999 | 3.0192 | 4.09 | 4.1529 | 4.4187
68 | 0.00021966 | 0.00011921 | 0 | 2.8708 | 2.8999 | 3.0192 | 4.09 | 4.1529 | 4.4187
69 | 0.00022715 | 0.00012094 | 0 | 2.8718 | 2.9009 | 3.0192 | 4.0921 | 4.1551 | 4.4187
70 | 0.00023897 | 0.00011799 | 0 | 2.8582 | 2.9009 | 3.0192 | 4.0629 | 4.1551 | 4.4187
71 | 0.00024172 | 0.00012121 | 0 | 2.8554 | 2.9009 | 3.0192 | 4.0567 | 4.1551 | 4.4187
72 | 0.0002439 | 0.00012104 | 0 | 2.8506 | 2.9009 | 3.0192 | 4.0464 | 4.1551 | 4.4187
73 | 0.00024446 | 0.00012058 | 0 | 2.8534 | 2.9009 | 3.0192 | 4.0525 | 4.1551 | 4.4187
74 | 0.00024849 | 0.00012112 | 0 | 2.8573 | 2.9009 | 3.0192 | 4.0608 | 4.1551 | 4.4187
75 | 0.00025043 | 0.00011988 | 0 | 2.8506 | 2.9009 | 3.0192 | 4.0464 | 4.1551 | 4.4187
76 | 0.00025449 | 0.00012032 | 0 | 2.8249 | 2.9019 | 3.0192 | 3.9917 | 4.1572 | 4.4187
77 | 0.00025394 | 0.00012082 | 0 | 2.8146 | 2.9019 | 3.0192 | 3.9698 | 4.1572 | 4.4187
78 | 0.00026687 | 0.00012054 | 0 | 2.8034 | 2.9038 | 3.0192 | 3.9462 | 4.1616 | 4.4187
79 | 0.00025458 | 0.00012062 | 0 | 2.8015 | 2.9038 | 3.0192 | 3.9423 | 4.1616 | 4.4187
80 | 0.00018382 | 0.00012084 | 0.00044318 | 2.8127 | 2.9038 | 3.0192 | 3.9659 | 4.1616 | 4.4187
81 | 0.00016406 | 0.00012106 | 0.0015511 | 2.8202 | 2.9038 | 3.0192 | 3.9817 | 4.1616 | 4.4187
82 | 0.0001534 | 0.00012089 | 0.0036008 | 2.8381 | 2.9028 | 3.0192 | 4.0198 | 4.1594 | 4.4187
83 | 0.00015603 | 0.00012032 | 0.0036008 | 2.8486 | 2.9028 | 3.0192 | 4.0423 | 4.1594 | 4.4187
84 | 0.00014705 | 0.00011996 | 0.0042656 | 2.8343 | 2.9028 | 3.0192 | 4.0118 | 4.1594 | 4.4187
85 | 0.00014099 | 0.0001208 | 0.004598 | 2.8353 | 2.9028 | 3.0192 | 4.0138 | 4.1594 | 4.4187
86 | 0.00013917 | 0.00012076 | 0.0027145 | 2.8155 | 2.9028 | 3.0192 | 3.9718 | 4.1594 | 4.4187
87 | 0.00013766 | 0.00012063 | 0.00088636 | 2.7997 | 2.9028 | 3.0192 | 3.9384 | 4.1594 | 4.4187
88 | 0.00016302 | 0.00012018 | 0 | 2.7896 | 2.9028 | 3.0192 | 3.9171 | 4.1594 | 4.4187
89 | 0.00014315 | 0.00011994 | 0 | 2.785 | 2.9028 | 3.0192 | 3.9075 | 4.1594 | 4.4187
90 | 0.00014852 | 0.00012034 | 0 | 2.7804 | 2.9028 | 3.0192 | 3.898 | 4.1594 | 4.4187
91 | 0.00019229 | 0.0001206 | 0 | 2.765 | 2.9028 | 3.0192 | 3.8658 | 4.1594 | 4.4187
92 | 0.00022891 | 0.0001216 | 0 | 2.7551 | 2.9028 | 3.0192 | 3.8453 | 4.1594 | 4.4187
93 | 0.00023837 | 0.00012125 | 0 | 2.7435 | 2.9028 | 3.0192 | 3.8214 | 4.1594 | 4.4187
94 | 0.00024581 | 0.00012087 | 0 | 2.7408 | 2.9028 | 3.0192 | 3.8159 | 4.1594 | 4.4187
95 | 0.00025214 | 0.00012146 | 0 | 2.7515 | 2.9038 | 3.0192 | 3.8379 | 4.1616 | 4.4187
96 | 0.00025958 | 0.0001212 | 0 | 2.7453 | 2.9038 | 3.0192 | 3.825 | 4.1616 | 4.4187
97 | 0.00026411 | 0.00012048 | 0 | 2.7524 | 2.9028 | 3.0192 | 3.8398 | 4.1594 | 4.4187
98 | 0.00026933 | 0.00012109 | 0 | 2.756 | 2.9028 | 3.0192 | 3.8472 | 4.1594 | 4.4187
99 | 0.00027319 | 0.00011784 | 0 | 2.7479 | 2.9028 | 3.0192 | 3.8306 | 4.1594 | 4.4187
100 | 0.00027812 | 0.00012053 | 0 | 2.7479 | 2.9028 | 3.0192 | 3.8306 | 4.1594 | 4.4187
101 | 0.00028271 | 0.00011623 | 0 | 2.7355 | 2.9028 | 3.0192 | 3.805 | 4.1594 | 4.4187
102 | 0.00030481 | 0.00012031 | 0 | 2.7382 | 2.9028 | 3.0192 | 3.8104 | 4.1594 | 4.4187
103 | 0.00027115 | 0.00011995 | 0 | 2.7311 | 2.9028 | 3.0192 | 3.7959 | 4.1594 | 4.4187
104 | 0.00022924 | 0.00012095 | 0.0011633 | 2.7302 | 2.9019 | 3.0192 | 3.7941 | 4.1572 | 4.4187
105 | 0.00019534 | 0.00012117 | 0.0042656 | 2.7276 | 2.9019 | 3.0192 | 3.7887 | 4.1572 | 4.4187
106 | 0.00017394 | 0.00012122 | 0.0064261 | 2.7506 | 2.9019 | 3.0192 | 3.8361 | 4.1572 | 4.4187
107 | 0.00017005 | 0.00011841 | 0.0090852 | 2.7668 | 2.9019 | 3.0192 | 3.8696 | 4.1572 | 4.4187
108 | 0.00015558 | 0.00012126 | 0.0069247 | 2.7623 | 2.9019 | 3.0192 | 3.8602 | 4.1572 | 4.4187
109 | 0.00015331 | 0.00012132 | 0.0033792 | 2.7587 | 2.9019 | 3.0192 | 3.8528 | 4.1572 | 4.4187
110 | 0.00015356 | 0.00011985 | 0.0021051 | 2.7686 | 2.9019 | 3.0192 | 3.8734 | 4.1572 | 4.4187
111 | 0.00013173 | 0.00012051 | 0.00072017 | 2.7668 | 2.9019 | 3.0192 | 3.8696 | 4.1572 | 4.4187
112 | 0.00012893 | 0.00012093 | 0 | 2.7722 | 2.9019 | 3.0192 | 3.8809 | 4.1572 | 4.4187
113 | 0.00013499 | 0.00012099 | 0 | 2.7596 | 2.9009 | 3.0192 | 3.8546 | 4.1551 | 4.4187
114 | 0.00013228 | 0.00012128 | 0 | 2.7569 | 2.9009 | 3.0192 | 3.8491 | 4.1551 | 4.4187
115 | 0.0001735 | 0.00012117 | 0 | 2.7391 | 2.8999 | 3.0192 | 3.8122 | 4.1529 | 4.4187
116 | 0.00020896 | 0.00011914 | 0 | 2.7276 | 2.8999 | 3.0192 | 3.7887 | 4.1529 | 4.4187
117 | 0.00022094 | 0.00012047 | 0 | 2.7417 | 2.8989 | 3.0192 | 3.8177 | 4.1507 | 4.4187
118 | 0.00021045 | 0.00012154 | 0 | 2.7364 | 2.8989 | 3.0192 | 3.8068 | 4.1507 | 4.4187
119 | 0.00021534 | 0.00012131 | 0 | 2.7294 | 2.8979 | 3.0192 | 3.7923 | 4.1486 | 4.4187
120 | 0.00022137 | 0.00012024 | 0 | 2.7258 | 2.8979 | 3.0192 | 3.7851 | 4.1486 | 4.4187
121 | 0.00022593 | 0.00012063 | 0 | 2.7171 | 2.8989 | 3.0192 | 3.7672 | 4.1507 | 4.4187
122 | 0.00022875 | 0.00011834 | 0 | 2.7032 | 2.8979 | 3.0192 | 3.7389 | 4.1486 | 4.4187
123 | 0.00023254 | 0.00012073 | 0 | 2.7075 | 2.8969 | 3.0192 | 3.7477 | 4.1464 | 4.4187
124 | 0.00023704 | 0.00011886 | 0 | 2.7058 | 2.8969 | 3.0192 | 3.7442 | 4.1464 | 4.4187
125 | 0.00024529 | 0.00012127 | 0 | 2.7084 | 2.8959 | 3.0192 | 3.7495 | 4.1443 | 4.4187
126 | 0.00025161 | 0.00011902 | 0 | 2.7136 | 2.8959 | 3.0192 | 3.7601 | 4.1443 | 4.4187
127 | 0.00025907 | 0.00012093 | 0 | 2.7145 | 2.8959 | 3.0192 | 3.7619 | 4.1443 | 4.4187
128 | 0.00019626 | 0.00012024 | 0.00088636 | 2.7058 | 2.8959 | 3.0192 | 3.7442 | 4.1443 | 4.4187
129 | 0.00017848 | 0.00012116 | 0.0034346 | 2.7188 | 2.8959 | 3.0192 | 3.7708 | 4.1443 | 4.4187
130 | 0.0001758 | 0.00012128 | 0.0063707 | 2.7408 | 2.8959 | 3.0192 | 3.8159 | 4.1443 | 4.4187
131 | 0.00017097 | 0.00012126 | 0.0085312 | 2.7605 | 2.8949 | 3.0192 | 3.8565 | 4.1421 | 4.4187
132 | 0.00014698 | 0.00012015 | 0.012021 | 2.7668 | 2.8949 | 3.0192 | 3.8696 | 4.1421 | 4.4187
133 | 0.00014799 | 0.00012127 | 0.0089744 | 2.7668 | 2.8939 | 3.0192 | 3.8696 | 4.1399 | 4.4187
134 | 0.00014698 | 0.00011932 | 0.0048196 | 2.7596 | 2.8939 | 3.0192 | 3.8546 | 4.1399 | 4.4187
135 | 0.00013055 | 0.00012098 | 0.00099715 | 2.7488 | 2.8939 | 3.0192 | 3.8324 | 4.1399 | 4.4187
136 | 0.00012922 | 0.00012021 | 0 | 2.7267 | 2.8939 | 3.0192 | 3.7869 | 4.1399 | 4.4187
137 | 0.00013305 | 0.00012061 | 0 | 2.7145 | 2.8929 | 3.0192 | 3.7619 | 4.1378 | 4.4187
138 | 0.00014155 | 0.00011894 | 0 | 2.7032 | 2.8929 | 3.0192 | 3.7389 | 4.1378 | 4.4187
139 | 0.00019068 | 0.00012083 | 0 | 2.6963 | 2.8929 | 3.0192 | 3.725 | 4.1378 | 4.4187
140 | 0.00021958 | 0.00011337 | 0 | 2.6852 | 2.8919 | 3.0192 | 3.7025 | 4.1356 | 4.4187
141 | 0.00022847 | 0.0001214 | 0 | 2.6784 | 2.8919 | 3.0192 | 3.6888 | 4.1356 | 4.4187
142 | 0.00022835 | 0.00012105 | 0 | 2.6852 | 2.8919 | 3.0192 | 3.7025 | 4.1356 | 4.4187
143 | 0.0002342 | 0.00012167 | 0 | 2.6725 | 2.8909 | 3.0192 | 3.6768 | 4.1335 | 4.4187
144 | 0.00024137 | 0.00012173 | 0 | 2.6574 | 2.8919 | 3.0192 | 3.6466 | 4.1356 | 4.4187
145 | 0.00024802 | 0.00012153 | 0 | 2.6658 | 2.8919 | 3.0192 | 3.6633 | 4.1356 | 4.4187
146 | 0.00025172 | 0.00012173 | 0 | 2.6751 | 2.8929 | 3.0192 | 3.6819 | 4.1378 | 4.4187
147 | 0.00025542 | 0.00012177 | 0 | 2.6963 | 2.8909 | 3.0192 | 3.725 | 4.1335 | 4.4187
148 | 0.00026194 | 0.00012173 | 0 | 2.7136 | 2.89 | 3.0192 | 3.7601 | 4.1313 | 4.4187
149 | 0.00026318 | 0.00012 | 0 | 2.7188 | 2.889 | 3.0192 | 3.7708 | 4.1292 | 4.4187
150 | 0.0002788 | 0.00012162 | 0 | 2.7276 | 2.889 | 3.0192 | 3.7887 | 4.1292 | 4.4187
151 | 0.00025107 | 0.00012021 | 0 | 2.7382 | 2.89 | 3.0192 | 3.8104 | 4.1313 | 4.4187
152 | 0.00019386 | 0.00012121 | 0.00072017 | 2.7417 | 2.89 | 3.0192 | 3.8177 | 4.1313 | 4.4187
153 | 0.00017557 | 0.00012144 | 0.0036008 | 2.7399 | 2.888 | 3.0192 | 3.8141 | 4.1271 | 4.4187
154 | 0.00016539 | 0.00012023 | 0.007534 | 2.7515 | 2.888 | 3.0192 | 3.8379 | 4.1271 | 4.4187
155 | 0.00016162 | 0.00012133 | 0.011633 | 2.7659 | 2.888 | 3.0192 | 3.8677 | 4.1271 | 4.4187
156 | 0.0001539 | 0.00011961 | 0.011079 | 2.7786 | 2.888 | 3.0192 | 3.8942 | 4.1271 | 4.4187
157 | 0.00015768 | 0.00012051 | 0.0085312 | 2.7859 | 2.887 | 3.0192 | 3.9095 | 4.1249 | 4.4187
158 | 0.00015943 | 0.00012155 | 0.0050412 | 2.7768 | 2.888 | 3.0192 | 3.8904 | 4.1271 | 4.4187
159 | 0.00014368 | 0.00012084 | 0.0013295 | 2.7659 | 2.888 | 3.0192 | 3.8677 | 4.1271 | 4.4187
160 | 0.00014259 | 0.00012043 | 0 | 2.7435 | 2.887 | 3.0192 | 3.8214 | 4.1249 | 4.4187
161 | 0.00015626 | 0.00012027 | 0 | 2.7506 | 2.887 | 3.0192 | 3.8361 | 4.1249 | 4.4187
162 | 0.00015509 | 0.00012131 | 0 | 2.7524 | 2.887 | 3.0192 | 3.8398 | 4.1249 | 4.4187
163 | 0.00020406 | 0.00010784 | 0 | 2.7453 | 2.885 | 3.0192 | 3.825 | 4.1207 | 4.4187
164 | 0.00023615 | 0.00012145 | 0 | 2.7355 | 2.885 | 3.0192 | 3.805 | 4.1207 | 4.4187
165 | 0.00024927 | 0.00012019 | 0 | 2.7364 | 2.885 | 3.0192 | 3.8068 | 4.1207 | 4.4187
166 | 0.00025606 | 0.00012012 | 0 | 2.7355 | 2.885 | 3.0192 | 3.805 | 4.1207 | 4.4187
167 | 0.00026389 | 0.00012067 | 0 | 2.7355 | 2.8831 | 3.0192 | 3.805 | 4.1164 | 4.4187
168 | 0.00027104 | 0.00012141 | 0 | 2.7364 | 2.8831 | 3.0192 | 3.8068 | 4.1164 | 4.4187
169 | 0.00027815 | 0.00012126 | 0 | 2.7346 | 2.8831 | 3.0192 | 3.8031 | 4.1164 | 4.4187
170 | 0.0002833 | 0.00012086 | 0 | 2.7426 | 2.8821 | 3.0192 | 3.8195 | 4.1143 | 4.4187
171 | 0.00028555 | 0.00011935 | 0 | 2.7462 | 2.8801 | 3.0192 | 3.8269 | 4.11 | 4.4187
172 | 0.00028845 | 0.00012054 | 0 | 2.7444 | 2.8801 | 3.0192 | 3.8232 | 4.11 | 4.4187
173 | 0.00030397 | 0.00011984 | 0 | 2.7453 | 2.8801 | 3.0192 | 3.825 | 4.11 | 4.4187
174 | 0.00030608 | 0.00012034 | 0 | 2.7479 | 2.8821 | 3.0192 | 3.8306 | 4.1143 | 4.4187
175 | 0.00027488 | 0.00012121 | 0 | 2.7578 | 2.8821 | 3.0192 | 3.8509 | 4.1143 | 4.4187
176 | 0.00022393 | 0.00012116 | 0.00072017 | 2.7596 | 2.8811 | 3.0192 | 3.8546 | 4.1121 | 4.4187
177 | 0.00020713 | 0.00012168 | 0.0031577 | 2.7587 | 2.8801 | 3.0192 | 3.8528 | 4.11 | 4.4187
178 | 0.00020439 | 0.00012164 | 0.0078664 | 2.7749 | 2.8801 | 3.0192 | 3.8866 | 4.11 | 4.4187
179 | 0.00019639 | 0.00012164 | 0.010359 | 2.7978 | 2.8811 | 3.0192 | 3.9345 | 4.1121 | 4.4187
180 | 0.00018882 | 0.00011892 | 0.012908 | 2.8099 | 2.8811 | 3.0192 | 3.9599 | 4.1121 | 4.4187
181 | 0.00019558 | 0.00012136 | 0.0083096 | 2.8146 | 2.8811 | 3.0192 | 3.9698 | 4.1121 | 4.4187
182 | 0.00020419 | 0.0001218 | 0.0053182 | 2.8062 | 2.8811 | 3.0192 | 3.9521 | 4.1121 | 4.4187
183 | 0.00017876 | 0.00012075 | 0.0013849 | 2.7923 | 2.8801 | 3.0192 | 3.9229 | 4.11 | 4.4187
184 | 0.00017958 | 0.00012155 | 0 | 2.7695 | 2.8801 | 3.0192 | 3.8752 | 4.11 | 4.4187
185 | 0.00017406 | 0.00012153 | 0 | 2.7497 | 2.8801 | 3.0192 | 3.8342 | 4.11 | 4.4187
186 | 0.00017947 | 0.0001215 | 0 | 2.7417 | 2.8791 | 3.0192 | 3.8177 | 4.1079 | 4.4187
187 | 0.00022028 | 0.00011833 | 0 | 2.7364 | 2.8791 | 3.0192 | 3.8068 | 4.1079 | 4.4187
188 | 0.00025388 | 0.00012161 | 0 | 2.7241 | 2.8782 | 3.0192 | 3.7815 | 4.1058 | 4.4187
189 | 0.00026226 | 0.00012114 | 0 | 2.718 | 2.8782 | 3.0192 | 3.769 | 4.1058 | 4.4187
190 | 0.000263 | 0.00012008 | 0 | 2.711 | 2.8782 | 3.0192 | 3.7548 | 4.1058 | 4.4187
191 | 0.00026766 | 0.00011976 | 0 | 2.7015 | 2.8782 | 3.0192 | 3.7354 | 4.1058 | 4.4187
192 | 0.00027379 | 0.00012095 | 0 | 2.6861 | 2.8791 | 3.0192 | 3.7042 | 4.1079 | 4.4187
193 | 0.0002808 | 0.00012071 | 0 | 2.681 | 2.8791 | 3.0192 | 3.6939 | 4.1079 | 4.4187
194 | 0.00028553 | 0.00011976 | 0 | 2.6904 | 2.8791 | 3.0192 | 3.7128 | 4.1079 | 4.4187
195 | 0.0002901 | 0.0001202 | 0 | 2.6878 | 2.8782 | 3.0192 | 3.7076 | 4.1058 | 4.4187
196 | 0.00029451 | 0.000119 | 0 | 2.6827 | 2.8772 | 3.0192 | 3.6973 | 4.1037 | 4.4187
197 | 0.00031727 | 0.00011867 | 0 | 2.681 | 2.8772 | 3.0192 | 3.6939 | 4.1037 | 4.4187
198 | 0.00031463 | 0.00011934 | 0 | 2.6675 | 2.8772 | 3.0192 | 3.6667 | 4.1037 | 4.4187
199 | 0.00029321 | 0.00012096 | 0 | 2.6784 | 2.8772 | 3.0192 | 3.6888 | 4.1037 | 4.4187
200 | 0.00022342 | 0.00012111 | 0.0012741 | 2.6776 | 2.8772 | 3.0192 | 3.6871 | 4.1037 | 4.4187
201 | 0.00019943 | 0.00012118 | 0.0054289 | 2.6921 | 2.8762 | 3.0192 | 3.7163 | 4.1015 | 4.4187
202 | 0.00017095 | 0.00012127 | 0.0074787 | 2.711 | 2.8772 | 3.0192 | 3.7548 | 4.1037 | 4.4187
203 | 0.00018506 | 0.00011631 | 0.007811 | 2.7276 | 2.8782 | 3.0192 | 3.7887 | 4.1058 | 4.4187
204 | 0.00017604 | 0.00012192 | 0.0093622 | 2.7587 | 2.8772 | 3.0192 | 3.8528 | 4.1037 | 4.4187
205 | 0.00017872 | 0.0001218 | 0.0067585 | 2.7841 | 2.8762 | 3.0192 | 3.9056 | 4.1015 | 4.4187
206 | 0.00017382 | 0.00012197 | 0.0039886 | 2.7841 | 2.8762 | 3.0192 | 3.9056 | 4.1015 | 4.4187
207 | 0.00016655 | 0.00012105 | 0.0011633 | 2.7795 | 2.8762 | 3.0192 | 3.8961 | 4.1015 | 4.4187
208 | 0.00015984 | 0.00012174 | 0 | 2.7695 | 2.8762 | 3.0192 | 3.8752 | 4.1015 | 4.4187
209 | 0.00015885 | 0.00012185 | 0 | 2.7623 | 2.8762 | 3.0192 | 3.8602 | 4.1015 | 4.4187
210 | 0.00016675 | 0.00011971 | 0 | 2.7587 | 2.8762 | 3.0192 | 3.8528 | 4.1015 | 4.4187
211 | 0.00021382 | 0.00011765 | 0 | 2.7497 | 2.8762 | 3.0192 | 3.8342 | 4.1015 | 4.4187
212 | 0.00024688 | 0.0001201 | 0 | 2.7533 | 2.8762 | 3.0192 | 3.8416 | 4.1015 | 4.4187
213 | 0.00025203 | 0.0001127 | 0 | 2.7408 | 2.8762 | 3.0192 | 3.8159 | 4.1015 | 4.4187
214 | 0.00025212 | 0.00011875 | 0 | 2.7364 | 2.8742 | 3.0192 | 3.8068 | 4.0973 | 4.4187
215 | 0.00025783 | 0.00011941 | 0 | 2.7294 | 2.8742 | 3.0192 | 3.7923 | 4.0973 | 4.4187
216 | 0.00026529 | 0.0001187 | 0 | 2.7346 | 2.8733 | 3.0192 | 3.8031 | 4.0952 | 4.4187
217 | 0.00027028 | 0.00011974 | 0 | 2.7364 | 2.8733 | 3.0192 | 3.8068 | 4.0952 | 4.4187
218 | 0.0002758 | 0.0001185 | 0 | 2.7311 | 2.8733 | 3.0192 | 3.7959 | 4.0952 | 4.4187
219 | 0.00028146 | 0.00011742 | 0 | 2.7285 | 2.8733 | 3.0192 | 3.7905 | 4.0952 | 4.4187
220 | 0.00028653 | 0.00011605 | 0 | 2.7223 | 2.8733 | 3.0192 | 3.7779 | 4.0952 | 4.4187
221 | 0.00030432 | 0.00011616 | 0 | 2.7162 | 2.8752 | 3.0192 | 3.7654 | 4.0994 | 4.4187
222 | 0.00030781 | 0.00011774 | 0 | 2.7145 | 2.8742 | 3.0192 | 3.7619 | 4.0973 | 4.4187
223 | 0.00028351 | 0.0001214 | 0 | 2.7006 | 2.8742 | 3.0192 | 3.7337 | 4.0973 | 4.4187
224 | 0.0002296 | 0.00012192 | 0.0011633 | 2.6998 | 2.8733 | 3.0192 | 3.7319 | 4.0952 | 4.4187
225 | 0.00022233 | 0.00012189 | 0.0059552 | 2.7197 | 2.8733 | 3.0192 | 3.7725 | 4.0952 | 4.4187
226 | 0.00020893 | 0.00012133 | 0.0087251 | 2.7417 | 2.8733 | 3.0192 | 3.8177 | 4.0952 | 4.4187
227 | 0.00021077 | 0.00012168 | 0.010304 | 2.7435 | 2.8733 | 3.0192 | 3.8214 | 4.0952 | 4.4187
228 | 0.00019562 | 0.00012204 | 0.0098607 | 2.7533 | 2.8733 | 3.0192 | 3.8416 | 4.0952 | 4.4187
229 | 0.00019168 | 0.0001214 | 0.0074787 | 2.765 | 2.8733 | 3.0192 | 3.8658 | 4.0952 | 4.4187
230 | 0.00018585 | 0.00012142 | 0.0048196 | 2.7533 | 2.8733 | 3.0192 | 3.8416 | 4.0952 | 4.4187
231 | 0.00017602 | 0.00012183 | 0.0011633 | 2.7355 | 2.8733 | 3.0192 | 3.805 | 4.0952 | 4.4187
232 | 0.00017322 | 0.00012116 | 0 | 2.7285 | 2.8733 | 3.0192 | 3.7905 | 4.0952 | 4.4187
233 | 0.00017377 | 0.00012193 | 0 | 2.7311 | 2.8733 | 3.0192 | 3.7959 | 4.0952 | 4.4187
234 | 0.00018691 | 0.00012197 | 0 | 2.7338 | 2.8752 | 3.0192 | 3.8013 | 4.0994 | 4.4187
235 | 0.0002257 | 0.00012268 | 0 | 2.7241 | 2.8752 | 3.0192 | 3.7815 | 4.0994 | 4.4187
236 | 0.00026091 | 0.00012035 | 0 | 2.7267 | 2.8752 | 3.0192 | 3.7869 | 4.0994 | 4.4187
237 | 0.00026456 | 0.00011374 | 0 | 2.7154 | 2.8752 | 3.0192 | 3.7636 | 4.0994 | 4.4187
238 | 0.00026686 | 0.00012112 | 0 | 2.7215 | 2.8752 | 3.0192 | 3.7761 | 4.0994 | 4.4187
239 | 0.00027079 | 0.00012011 | 0 | 2.7267 | 2.8752 | 3.0192 | 3.7869 | 4.0994 | 4.4187
240 | 0.0002776 | 0.00011993 | 0 | 2.7267 | 2.8733 | 3.0192 | 3.7869 | 4.0952 | 4.4187
241 | 0.0002826 | 0.00012005 | 0 | 2.7338 | 2.8733 | 3.0192 | 3.8013 | 4.0952 | 4.4187
242 | 0.00028665 | 0.00011998 | 0 | 2.7223 | 2.8733 | 3.0192 | 3.7779 | 4.0952 | 4.4187
243 | 0.00029122 | 0.00011791 | 0 | 2.7302 | 2.8733 | 3.0192 | 3.7941 | 4.0952 | 4.4187
244 | 0.00029435 | 0.00011837 | 0 | 2.7373 | 2.8733 | 3.0192 | 3.8086 | 4.0952 | 4.4187
245 | 0.00030303 | 0.00012004 | 0 | 2.7311 | 2.8733 | 3.0192 | 3.7959 | 4.0952 | 4.4187
246 | 0.0003153 | 0.00011917 | 0 | 2.725 | 2.8723 | 3.0192 | 3.7833 | 4.0931 | 4.4187
247 | 0.00028844 | 0.00012172 | 0 | 2.7232 | 2.8723 | 3.0192 | 3.7797 | 4.0931 | 4.4187
248 | 0.00023048 | 0.00012182 | 0.0012187 | 2.7285 | 2.8723 | 3.0192 | 3.7905 | 4.0931 | 4.4187
249 | 0.00021933 | 0.00012206 | 0.0043764 | 2.747 | 2.8733 | 3.0192 | 3.8287 | 4.0952 | 4.4187
250 | 0.000211 | 0.00012192 | 0.0068693 | 2.765 | 2.8733 | 3.0192 | 3.8658 | 4.0952 | 4.4187
251 | 0.00020988 | 0.00011953 | 0.008642 | 2.7795 | 2.8733 | 3.0192 | 3.8961 | 4.0952 | 4.4187
252 | 0.0002017 | 0.00012049 | 0.0093622 | 2.785 | 2.8733 | 3.0192 | 3.9075 | 4.0952 | 4.4187
253 | 0.00019631 | 0.00012147 | 0.0087528 | 2.7978 | 2.8733 | 3.0192 | 3.9345 | 4.0952 | 4.4187
254 | 0.00019401 | 0.00012149 | 0.0058167 | 2.7988 | 2.8733 | 3.0192 | 3.9365 | 4.0952 | 4.4187
255 | 0.00017408 | 0.00012177 | 0.0016619 | 2.7914 | 2.8733 | 3.0192 | 3.921 | 4.0952 | 4.4187
256 | 0.00016541 | 0.00012173 | 0 | 2.774 | 2.8752 | 3.0192 | 3.8847 | 4.0994 | 4.4187
257 | 0.00016298 | 0.00012187 | 0 | 2.7542 | 2.8752 | 3.0192 | 3.8435 | 4.0994 | 4.4187
258 | 0.00018552 | 0.00011999 | 0 | 2.7408 | 2.8752 | 3.0192 | 3.8159 | 4.0994 | 4.4187
259 | 0.00022681 | 0.00011721 | 0 | 2.747 | 2.8752 | 3.0192 | 3.8287 | 4.0994 | 4.4187
260 | 0.0002542 | 0.00012152 | 0 | 2.7453 | 2.8752 | 3.0192 | 3.825 | 4.0994 | 4.4187
261 | 0.00026346 | 0.00012004 | 0 | 2.7479 | 2.8752 | 3.0192 | 3.8306 | 4.0994 | 4.4187
262 | 0.00026217 | 0.00012226 | 0 | 2.747 | 2.8742 | 3.0192 | 3.8287 | 4.0973 | 4.4187
263 | 0.00026692 | 0.00012084 | 0 | 2.7578 | 2.8742 | 3.0192 | 3.8509 | 4.0973 | 4.4187
264 | 0.00027445 | 0.00012221 | 0 | 2.7578 | 2.8742 | 3.0192 | 3.8509 | 4.0973 | 4.4187
265 | 0.00027998 | 0.00012132 | 0 | 2.7542 | 2.8742 | 3.0192 | 3.8435 | 4.0973 | 4.4187
266 | 0.00028462 | 0.00012208 | 0 | 2.7641 | 2.8742 | 3.0192 | 3.864 | 4.0973 | 4.4187
267 | 0.00028863 | 0.00012212 | 0 | 2.7659 | 2.8733 | 3.0192 | 3.8677 | 4.0952 | 4.4187
268 | 0.00029423 | 0.0001212 | 0 | 2.7686 | 2.8723 | 3.0192 | 3.8734 | 4.0931 | 4.4187
269 | 0.00029485 | 0.0001197 | 0 | 2.7614 | 2.8723 | 3.0192 | 3.8584 | 4.0931 | 4.4187
270 | 0.00030527 | 0.00012152 | 0 | 2.7551 | 2.8723 | 3.0192 | 3.8453 | 4.0931 | 4.4187
271 | 0.00028408 | 0.00012161 | 0 | 2.7391 | 2.8723 | 3.0192 | 3.8122 | 4.0931 | 4.4187
272 | 0.00024206 | 0.00012187 | 0.0011079 | 2.7542 | 2.8723 | 3.0192 | 3.8435 | 4.0931 | 4.4187
273 | 0.0002062 | 0.00012166 | 0.0039332 | 2.7659 | 2.8723 | 3.0192 | 3.8677 | 4.0931 | 4.4187
274 | 0.00019152 | 0.00012206 | 0.0069247 | 2.7877 | 2.8733 | 3.0192 | 3.9133 | 4.0952 | 4.4187
275 | 0.000188 | 0.00012133 | 0.0099715 | 2.8071 | 2.8733 | 3.0192 | 3.9541 | 4.0952 | 4.4187
276 | 0.00017803 | 0.00012218 | 0.01191 | 2.8334 | 2.8733 | 3.0192 | 4.0097 | 4.0952 | 4.4187
277 | 0.00018066 | 0.00012219 | 0.0080326 | 2.8506 | 2.8733 | 3.0192 | 4.0464 | 4.0952 | 4.4187
278 | 0.00020077 | 0.0001211 | 0.0046534 | 2.84 | 2.8733 | 3.0192 | 4.0239 | 4.0952 | 4.4187
279 | 0.00017109 | 0.00012157 | 0.0012187 | 2.842 | 2.8733 | 3.0192 | 4.028 | 4.0952 | 4.4187
280 | 0.00016993 | 0.00012133 | 0 | 2.8353 | 2.8723 | 3.0192 | 4.0138 | 4.0931 | 4.4187
281 | 0.00016674 | 0.00012135 | 0 | 2.8315 | 2.8723 | 3.0192 | 4.0057 | 4.0931 | 4.4187
282 | 0.00017264 | 0.00012148 | 0 | 2.8372 | 2.8723 | 3.0192 | 4.0178 | 4.0931 | 4.4187
283 | 0.00025027 | 0.00012192 | 0 | 2.8448 | 2.8723 | 3.0192 | 4.0341 | 4.0931 | 4.4187
284 | 0.00026313 | 0.00012235 | 0 | 2.8496 | 2.8733 | 3.0192 | 4.0443 | 4.0952 | 4.4187
285 | 0.00027956 | 0.00011322 | 0 | 2.8515 | 2.8713 | 3.0192 | 4.0484 | 4.091 | 4.4187
286 | 0.00027783 | 0.00012034 | 0 | 2.8477 | 2.8713 | 3.0192 | 4.0402 | 4.091 | 4.4187
287 | 0.00028713 | 0.00012128 | 0 | 2.841 | 2.8713 | 3.0192 | 4.0259 | 4.091 | 4.4187
288 | 0.00029523 | 0.00012136 | 0 | 2.8334 | 2.8713 | 3.0192 | 4.0097 | 4.091 | 4.4187
289 | 0.00030113 | 0.00012121 | 0 | 2.8183 | 2.8713 | 3.0192 | 3.9777 | 4.091 | 4.4187
290 | 0.00030744 | 0.00012067 | 0 | 2.8146 | 2.8713 | 3.0192 | 3.9698 | 4.091 | 4.4187
291 | 0.0003104 | 0.00012055 | 0 | 2.8136 | 2.8713 | 3.0192 | 3.9678 | 4.091 | 4.4187
292 | 0.00031511 | 0.00011928 | 0 | 2.808 | 2.8713 | 3.0192 | 3.956 | 4.091 | 4.4187
293 | 0.00033379 | 0.00011797 | 0 | 2.7777 | 2.8713 | 3.0192 | 3.8923 | 4.091 | 4.4187
294 | 0.00033692 | 0.00011982 | 0 | 2.7768 | 2.8713 | 3.0192 | 3.8904 | 4.091 | 4.4187
295 | 0.00029772 | 0.00012143 | 0 | 2.7969 | 2.8733 | 3.0192 | 3.9326 | 4.0952 | 4.4187
296 | 0.00023203 | 0.00012211 | 0.00099715 | 2.8043 | 2.8733 | 3.0192 | 3.9482 | 4.0952 | 4.4187
297 | 0.00022655 | 0.00012232 | 0.0043764 | 2.8155 | 2.8733 | 3.0192 | 3.9718 | 4.0952 | 4.4187
298 | 0.00020259 | 0.00012157 | 0.0054705 | 2.8287 | 2.8723 | 3.0192 | 3.9997 | 4.0931 | 4.4187
299 | 0.00020341 | 0.00012166 | 0.0069801 | 2.842 | 2.8723 | 3.0192 | 4.028 | 4.0931 | 4.4187
300 | 0.00019963 | 0.00012236 | 0.0069801 | 2.8602 | 2.8723 | 3.0192 | 4.067 | 4.0931 | 4.4187
301 | 0.00020766 | 0.00012159 | 0.0043764 | 2.8699 | 2.8723 | 3.0192 | 4.0879 | 4.0931 | 4.4187
302 | 0.00021584 | 0.00012234 | 0.0039332 | 2.8467 | 2.8723 | 3.0192 | 4.0382 | 4.0931 | 4.4187
303 | 0.00017111 | 0.00012206 | 0.0011633 | 2.8544 | 2.8723 | 3.0192 | 4.0546 | 4.0931 | 4.4187
304 | 0.00016031 | 0.00012159 | 0 | 2.8477 | 2.8723 | 3.0192 | 4.0402 | 4.0931 | 4.4187
305 | 0.00015759 | 0.00012198 | 0 | 2.8334 | 2.8723 | 3.0192 | 4.0097 | 4.0931 | 4.4187
306 | 0.00016293 | 0.00012226 | 0 | 2.823 | 2.8723 | 3.0192 | 3.9877 | 4.0931 | 4.4187
307 | 0.00021378 | 0.00012177 | 0 | 2.8155 | 2.8723 | 3.0192 | 3.9718 | 4.0931 | 4.4187
308 | 0.00024953 | 0.00011995 | 0 | 2.8108 | 2.8723 | 3.0192 | 3.9619 | 4.0931 | 4.4187
309 | 0.00025638 | 0.0001205 | 0 | 2.8127 | 2.8723 | 3.0192 | 3.9659 | 4.0931 | 4.4187
310 | 0.00026254 | 0.00012205 | 0 | 2.8127 | 2.8723 | 3.0192 | 3.9659 | 4.0931 | 4.4187
311 | 0.00027475 | 0.00012236 | 0 | 2.8053 | 2.8723 | 3.0192 | 3.9501 | 4.0931 | 4.4187
312 | 0.000288 | 0.00012208 | 0 | 2.8025 | 2.8733 | 3.0192 | 3.9443 | 4.0952 | 4.4187
313 | 0.00029575 | 0.00012001 | 0 | 2.7969 | 2.8742 | 3.0192 | 3.9326 | 4.0973 | 4.4187
314 | 0.00030259 | 0.00012021 | 0 | 2.8015 | 2.8742 | 3.0192 | 3.9423 | 4.0973 | 4.4187
315 | 0.00030527 | 0.00011986 | 0 | 2.809 | 2.8742 | 3.0192 | 3.958 | 4.0973 | 4.4187
316 | 0.00030779 | 0.00011848 | 0 | 2.8193 | 2.8742 | 3.0192 | 3.9797 | 4.0973 | 4.4187
317 | 0.00030788 | 0.00012006 | 0 | 2.8174 | 2.8742 | 3.0192 | 3.9757 | 4.0973 | 4.4187
318 | 0.00032001 | 0.00012006 | 0 | 2.8211 | 2.8742 | 3.0192 | 3.9837 | 4.0973 | 4.4187
319 | 0.00029306 | 0.00012219 | 0 | 2.8164 | 2.8742 | 3.0192 | 3.9738 | 4.0973 | 4.4187
320 | 0.00023733 | 0.00012234 | 0.0014403 | 2.8164 | 2.8742 | 3.0192 | 3.9738 | 4.0973 | 4.4187
321 | 0.00021968 | 0.00012239 | 0.0039471 | 2.8287 | 2.8742 | 3.0192 | 3.9997 | 4.0973 | 4.4187
322 | 0.00018263 | 0.00012197 | 0.0054843 | 2.8315 | 2.8742 | 3.0192 | 4.0057 | 4.0973 | 4.4187
323 | 0.00018173 | 0.00012204 | 0.0050966 | 2.8372 | 2.8733 | 3.0192 | 4.0178 | 4.0952 | 4.4187
324 | 0.00017853 | 0.00012255 | 0.0053735 | 2.8429 | 2.8723 | 3.0192 | 4.03 | 4.0931 | 4.4187
325 | 0.0001806 | 0.00012252 | 0.004044 | 2.8458 | 2.8742 | 3.0192 | 4.0361 | 4.0973 | 4.4187
326 | 0.00018315 | 0.00012224 | 0.0029361 | 2.8534 | 2.8723 | 3.0192 | 4.0525 | 4.0931 | 4.4187
327 | 0.00015414 | 0.00012196 | 0.00094176 | 2.8506 | 2.8723 | 3.0192 | 4.0464 | 4.0931 | 4.4187
328 | 0.00013905 | 0.00012162 | 0 | 2.8439 | 2.8723 | 3.0192 | 4.032 | 4.0931 | 4.4187
329 | 0.00013573 | 0.00012209 | 0 | 2.8362 | 2.8723 | 3.0192 | 4.0158 | 4.0931 | 4.4187
330 | 0.00015239 | 0.00012175 | 0 | 2.8343 | 2.8723 | 3.0192 | 4.0118 | 4.0931 | 4.4187
331 | 0.00021922 | 0.00011778 | 0 | 2.8249 | 2.8713 | 3.0192 | 3.9917 | 4.091 | 4.4187
332 | 0.00023771 | 0.00012224 | 0 | 2.8306 | 2.8723 | 3.0192 | 4.0037 | 4.0931 | 4.4187
333 | 0.00024326 | 0.00012256 | 0 | 2.8296 | 2.8723 | 3.0192 | 4.0017 | 4.0931 | 4.4187
334 | 0.00025765 | 0.000121 | 0 | 2.7905 | 2.8723 | 3.0192 | 3.9191 | 4.0931 | 4.4187
335 | 0.0002619 | 0.00012126 | 0 | 2.8025 | 2.8723 | 3.0192 | 3.9443 | 4.0931 | 4.4187
336 | 0.00026762 | 0.00012211 | 0 | 2.7997 | 2.8723 | 3.0192 | 3.9384 | 4.0931 | 4.4187
337 | 0.00027661 | 0.00012073 | 0 | 2.7668 | 2.8733 | 3.0192 | 3.8696 | 4.0952 | 4.4187
338 | 0.00028521 | 0.00011979 | 0 | 2.7795 | 2.8723 | 3.0192 | 3.8961 | 4.0931 | 4.4187
339 | 0.00029169 | 0.00011918 | 0 | 2.8025 | 2.8733 | 3.0192 | 3.9443 | 4.0952 | 4.4187
340 | 0.00029606 | 0.00011903 | 0 | 2.8034 | 2.8723 | 3.0192 | 3.9462 | 4.0931 | 4.4187
341 | 0.00029888 | 0.00012008 | 0 | 2.7978 | 2.8723 | 3.0192 | 3.9345 | 4.0931 | 4.4187
342 | 0.00031681 | 0.00011857 | 0 | 2.7868 | 2.8723 | 3.0192 | 3.9114 | 4.0931 | 4.4187
343 | 0.00027726 | 0.00012169 | 0 | 2.7951 | 2.8733 | 3.0192 | 3.9287 | 4.0952 | 4.4187
344 | 0.00022316 | 0.00012186 | 0.0017173 | 2.7951 | 2.8733 | 3.0192 | 3.9287 | 4.0952 | 4.4187
345 | 0.00020185 | 0.00012248 | 0.0063707 | 2.7951 | 2.8733 | 3.0192 | 3.9287 | 4.0952 | 4.4187
346 | 0.0001932 | 0.00012259 | 0.010082 | 2.8071 | 2.8733 | 3.0192 | 3.9541 | 4.0952 | 4.4187
347 | 0.00019201 | 0.00012218 | 0.011246 | 2.8211 | 2.8733 | 3.0192 | 3.9837 | 4.0952 | 4.4187
348 | 0.00018578 | 0.0001219 | 0.012132 | 2.8325 | 2.8733 | 3.0192 | 4.0077 | 4.0952 | 4.4187
349 | 0.00019883 | 0.00012253 | 0.0099715 | 2.8258 | 2.8733 | 3.0192 | 3.9937 | 4.0952 | 4.4187
350 | 0.00018446 | 0.00012255 | 0.0055951 | 2.8221 | 2.8733 | 3.0192 | 3.9857 | 4.0952 | 4.4187
351 | 0.00016996 | 0.00012193 | 0.0015511 | 2.8155 | 2.8733 | 3.0192 | 3.9718 | 4.0952 | 4.4187
352 | 0.00016544 | 0.00012232 | 0 | 2.7777 | 2.8733 | 3.0192 | 3.8923 | 4.0952 | 4.4187
353 | 0.00017575 | 0.00012228 | 0 | 2.7731 | 2.8733 | 3.0192 | 3.8828 | 4.0952 | 4.4187
354 | 0.00020039 | 0.00012179 | 0 | 2.7587 | 2.8733 | 3.0192 | 3.8528 | 4.0952 | 4.4187
355 | 0.0002331 | 0.00012017 | 0 | 2.7551 | 2.8733 | 3.0192 | 3.8453 | 4.0952 | 4.4187
356 | 0.00026138 | 0.00012128 | 0 | 2.7338 | 2.8713 | 3.0192 | 3.8013 | 4.091 | 4.4187
357 | 0.00027725 | 0.00011803 | 0 | 2.7285 | 2.8723 | 3.0192 | 3.7905 | 4.0931 | 4.4187
358 | 0.00027379 | 0.00012066 | 0 | 2.7162 | 2.8713 | 3.0192 | 3.7654 | 4.091 | 4.4187
359 | 0.00028008 | 0.00012164 | 0 | 2.7006 | 2.8713 | 3.0192 | 3.7337 | 4.091 | 4.4187
360 | 0.00028564 | 0.00012034 | 0 | 2.6955 | 2.8713 | 3.0192 | 3.7232 | 4.091 | 4.4187
361 | 0.00028978 | 0.00012033 | 0 | 2.6904 | 2.8713 | 3.0192 | 3.7128 | 4.091 | 4.4187
362 | 0.00029202 | 0.00011833 | 0 | 2.6878 | 2.8723 | 3.0192 | 3.7076 | 4.0931 | 4.4187
363 | 0.00029512 | 0.00012036 | 0 | 2.6751 | 2.8723 | 3.0192 | 3.6819 | 4.0931 | 4.4187
364 | 0.00030174 | 0.00012063 | 0 | 2.6708 | 2.8723 | 3.0192 | 3.6735 | 4.0931 | 4.4187
365 | 0.00030056 | 0.00012019 | 0 | 2.6751 | 2.8723 | 3.0192 | 3.6819 | 4.0931 | 4.4187
366 | 0.00032515 | 0.00011962 | 0 | 2.6759 | 2.8723 | 3.0192 | 3.6836 | 4.0931 | 4.4187
367 | 0.00028887 | 0.00012232 | 0 | 2.6768 | 2.8723 | 3.0192 | 3.6853 | 4.0931 | 4.4187
368 | 0.00022597 | 0.00012249 | 0.0026591 | 2.67 | 2.8723 | 3.0192 | 3.6718 | 4.0931 | 4.4187
369 | 0.00021969 | 0.00012139 | 0.0074233 | 2.6818 | 2.8713 | 3.0192 | 3.6956 | 4.091 | 4.4187
370 | 0.00020725 | 0.0001227 | 0.010082 | 2.7006 | 2.8713 | 3.0192 | 3.7337 | 4.091 | 4.4187
371 | 0.0002019 | 0.0001226 | 0.013683 | 2.7267 | 2.8713 | 3.0192 | 3.7869 | 4.091 | 4.4187
372 | 0.00019191 | 0.00012152 | 0.014293 | 2.7506 | 2.8723 | 3.0192 | 3.8361 | 4.0931 | 4.4187
373 | 0.00018438 | 0.00012248 | 0.0094176 | 2.7668 | 2.8713 | 3.0192 | 3.8696 | 4.091 | 4.4187
374 | 0.00016971 | 0.00012246 | 0.0043764 | 2.7704 | 2.8713 | 3.0192 | 3.8771 | 4.091 | 4.4187
375 | 0.00016697 | 0.00012237 | 0.0017173 | 2.7677 | 2.8713 | 3.0192 | 3.8715 | 4.091 | 4.4187
376 | 0.0001603 | 0.00012196 | 0 | 2.7488 | 2.8713 | 3.0192 | 3.8324 | 4.091 | 4.4187
377 | 0.00017138 | 0.00012243 | 0 | 2.7417 | 2.8713 | 3.0192 | 3.8177 | 4.091 | 4.4187
378 | 0.00016801 | 0.00012261 | 0 | 2.747 | 2.8713 | 3.0192 | 3.8287 | 4.091 | 4.4187
379 | 0.0002297 | 0.00012239 | 0 | 2.7542 | 2.8713 | 3.0192 | 3.8435 | 4.091 | 4.4187
380 | 0.00024465 | 0.00012308 | 0 | 2.732 | 2.8713 | 3.0192 | 3.7977 | 4.091 | 4.4187
381 | 0.00024817 | 0.00012238 | 0 | 2.7267 | 2.8713 | 3.0192 | 3.7869 | 4.091 | 4.4187
382 | 0.00025045 | 0.0001226 | 0 | 2.705 | 2.8694 | 3.0192 | 3.7424 | 4.0868 | 4.4187
383 | 0.00025588 | 0.00012193 | 0 | 2.6938 | 2.8694 | 3.0192 | 3.7197 | 4.0868 | 4.4187
384 | 0.00025896 | 0.00012203 | 0 | 2.6844 | 2.8703 | 3.0192 | 3.7007 | 4.0889 | 4.4187
385 | 0.00025875 | 0.00012221 | 0 | 2.681 | 2.8694 | 3.0192 | 3.6939 | 4.0868 | 4.4187
386 | 0.00025465 | 0.00012261 | 0 | 2.6886 | 2.8684 | 3.0192 | 3.7094 | 4.0847 | 4.4187
387 | 0.00025426 | 0.00012281 | 0 | 2.6989 | 2.8684 | 3.0192 | 3.7302 | 4.0847 | 4.4187
388 | 0.00026027 | 0.00012272 | 0 | 2.7032 | 2.8694 | 3.0192 | 3.7389 | 4.0868 | 4.4187
389 | 0.00027295 | 0.00012259 | 0 | 2.6912 | 2.8694 | 3.0192 | 3.7145 | 4.0868 | 4.4187
390 | 0.00029201 | 0.00012092 | 0 | 2.705 | 2.8684 | 3.0192 | 3.7424 | 4.0847 | 4.4187
391 | 0.00025776 | 0.00012163 | 5.5397e-05 | 2.6989 | 2.8674 | 3.0192 | 3.7302 | 4.0826 | 4.4187
392 | 0.00019168 | 0.00012227 | 0.0022713 | 2.6981 | 2.8674 | 3.0192 | 3.7284 | 4.0826 | 4.4187
393 | 0.00017397 | 0.0001224 | 0.0069801 | 2.7188 | 2.8674 | 3.0192 | 3.7708 | 4.0826 | 4.4187
394 | 0.00017581 | 0.00012104 | 0.011246 | 2.7373 | 2.8674 | 3.0192 | 3.8086 | 4.0826 | 4.4187
395 | 0.00017253 | 0.00012247 | 0.015954 | 2.7632 | 2.8674 | 3.0192 | 3.8621 | 4.0826 | 4.4187
396 | 0.00017027 | 0.00012214 | 0.014957 | 2.7686 | 2.8655 | 3.0192 | 3.8734 | 4.0784 | 4.4187
397 | 0.0001683 | 0.00012217 | 0.011689 | 2.7804 | 2.8655 | 3.0192 | 3.898 | 4.0784 | 4.4187
398 | 0.00015211 | 0.00012251 | 0.0067031 | 2.7777 | 2.8655 | 3.0192 | 3.8923 | 4.0784 | 4.4187
399 | 0.00013967 | 0.0001221 | 0.0024375 | 2.7605 | 2.8655 | 3.0192 | 3.8565 | 4.0784 | 4.4187
400 | 0.00012969 | 0.000122 | 0 | 2.7391 | 2.8665 | 3.0192 | 3.8122 | 4.0805 | 4.4187
401 | 0.00014966 | 0.00012206 | 0 | 2.7276 | 2.8655 | 3.0192 | 3.7887 | 4.0784 | 4.4187
402 | 0.00015439 | 0.00012246 | 0 | 2.7093 | 2.8655 | 3.0192 | 3.7512 | 4.0784 | 4.4187
403 | 0.00020927 | 0.00012074 | 0 | 2.6921 | 2.8655 | 3.0192 | 3.7163 | 4.0784 | 4.4187
404 | 0.00024942 | 0.00012336 | 0 | 2.6869 | 2.8655 | 3.0192 | 3.7059 | 4.0784 | 4.4187
405 | 0.00025764 | 0.00012275 | 0 | 2.6827 | 2.8655 | 3.0192 | 3.6973 | 4.0784 | 4.4187
406 | 0.00025434 | 0.00012298 | 0 | 2.6827 | 2.8655 | 3.0192 | 3.6973 | 4.0784 | 4.4187
407 | 0.00025908 | 0.00012194 | 0 | 2.6801 | 2.8645 | 3.0192 | 3.6922 | 4.0763 | 4.4187
408 | 0.00026617 | 0.00012273 | 0 | 2.6708 | 2.8626 | 3.0192 | 3.6735 | 4.0722 | 4.4187
409 | 0.00027324 | 0.0001229 | 0 | 2.6708 | 2.8626 | 3.0192 | 3.6735 | 4.0722 | 4.4187
410 | 0.00027731 | 0.00012245 | 0 | 2.665 | 2.8626 | 3.0192 | 3.6616 | 4.0722 | 4.4187
411 | 0.00028109 | 0.00012238 | 0 | 2.6574 | 2.8626 | 3.0192 | 3.6466 | 4.0722 | 4.4187
412 | 0.00028657 | 0.00012149 | 0 | 2.6508 | 2.8626 | 3.0192 | 3.6333 | 4.0722 | 4.4187
413 | 0.00028853 | 0.00012121 | 0 | 2.6442 | 2.8626 | 3.0192 | 3.6201 | 4.0722 | 4.4187
414 | 0.00030496 | 0.00012123 | 0 | 2.6392 | 2.8626 | 3.0192 | 3.6102 | 4.0722 | 4.4187
415 | 0.00025371 | 0.00012244 | 0 | 2.6434 | 2.8626 | 3.0192 | 3.6184 | 4.0722 | 4.4187
416 | 0.00022907 | 0.00012201 | 0.0019943 | 2.6368 | 2.8626 | 3.0192 | 3.6053 | 4.0722 | 4.4187
417 | 0.00018611 | 0.00012237 | 0.0072571 | 2.6708 | 2.8626 | 3.0192 | 3.6735 | 4.0722 | 4.4187
418 | 0.00016245 | 0.00012277 | 0.010913 | 2.7093 | 2.8626 | 3.0192 | 3.7512 | 4.0722 | 4.4187
419 | 0.00017194 | 0.00012224 | 0.013572 | 2.7435 | 2.8626 | 3.0192 | 3.8214 | 4.0722 | 4.4187
420 | 0.00016435 | 0.00012272 | 0.012077 | 2.7686 | 2.8626 | 3.0192 | 3.8734 | 4.0722 | 4.4187
421 | 0.00016519 | 0.00012276 | 0.011246 | 2.7768 | 2.8616 | 3.0192 | 3.8904 | 4.0701 | 4.4187
422 | 0.00014665 | 0.00012197 | 0.0071463 | 2.7804 | 2.8616 | 3.0192 | 3.898 | 4.0701 | 4.4187
423 | 0.00014454 | 0.00012252 | 0.0021605 | 2.7659 | 2.8616 | 3.0192 | 3.8677 | 4.0701 | 4.4187
424 | 0.00014225 | 0.00012182 | 0 | 2.7373 | 2.8616 | 3.0192 | 3.8086 | 4.0701 | 4.4187
425 | 0.00015758 | 0.00012177 | 0 | 2.7329 | 2.8597 | 3.0192 | 3.7995 | 4.0659 | 4.4187
426 | 0.00016199 | 0.00012249 | 0 | 2.718 | 2.8597 | 3.0192 | 3.769 | 4.0659 | 4.4187
427 | 0.0002012 | 0.00011978 | 0 | 2.7197 | 2.8597 | 3.0192 | 3.7725 | 4.0659 | 4.4187
428 | 0.00023687 | 0.00012058 | 0 | 2.7171 | 2.8597 | 3.0192 | 3.7672 | 4.0659 | 4.4187
429 | 0.00024671 | 0.00012125 | 0 | 2.7197 | 2.8597 | 3.0192 | 3.7725 | 4.0659 | 4.4187
430 | 0.000252 | 0.00012184 | 0 | 2.7145 | 2.8597 | 3.0192 | 3.7619 | 4.0659 | 4.4187
431 | 0.00025922 | 0.00012284 | 0 | 2.7067 | 2.8597 | 3.0192 | 3.746 | 4.0659 | 4.4187
432 | 0.00026609 | 0.00012253 | 0 | 2.7093 | 2.8587 | 3.0192 | 3.7512 | 4.0638 | 4.4187
433 | 0.0002715 | 0.000122 | 0 | 2.7171 | 2.8587 | 3.0192 | 3.7672 | 4.0638 | 4.4187
434 | 0.00027681 | 0.00012 | 0 | 2.7067 | 2.8587 | 3.0192 | 3.746 | 4.0638 | 4.4187
435 | 0.00028522 | 0.00012202 | 0 | 2.6989 | 2.8577 | 3.0192 | 3.7302 | 4.0618 | 4.4187
436 | 0.00029367 | 0.00012026 | 0 | 2.6998 | 2.8577 | 3.0192 | 3.7319 | 4.0618 | 4.4187
437 | 0.00029787 | 0.0001215 | 0 | 2.7015 | 2.8577 | 3.0192 | 3.7354 | 4.0618 | 4.4187
438 | 0.00033204 | 0.00012037 | 0 | 2.6938 | 2.8568 | 3.0192 | 3.7197 | 4.0597 | 4.4187
439 | 0.0002747 | 0.00012225 | 0 | 2.6989 | 2.8568 | 3.0192 | 3.7302 | 4.0597 | 4.4187
440 | 0.00023777 | 0.00012265 | 0.0013849 | 2.6998 | 2.8568 | 3.0192 | 3.7319 | 4.0597 | 4.4187
441 | 0.00021996 | 0.00012289 | 0.0057613 | 2.7101 | 2.8568 | 3.0192 | 3.753 | 4.0597 | 4.4187
442 | 0.00020637 | 0.00012293 | 0.010193 | 2.7329 | 2.8558 | 3.0192 | 3.7995 | 4.0576 | 4.4187
443 | 0.00019902 | 0.00012272 | 0.011633 | 2.7596 | 2.8568 | 3.0192 | 3.8546 | 4.0597 | 4.4187
444 | 0.00017902 | 0.00012224 | 0.0088082 | 2.7623 | 2.8548 | 3.0192 | 3.8602 | 4.0556 | 4.4187
445 | 0.00019017 | 0.00012304 | 0.0072017 | 2.7722 | 2.8548 | 3.0192 | 3.8809 | 4.0556 | 4.4187
446 | 0.00017839 | 0.00012215 | 0.0062045 | 2.7758 | 2.8548 | 3.0192 | 3.8885 | 4.0556 | 4.4187
447 | 0.00014545 | 0.00012217 | 0.0026037 | 2.7896 | 2.8548 | 3.0192 | 3.9171 | 4.0556 | 4.4187
448 | 0.0001432 | 0.00012244 | 0 | 2.7632 | 2.8548 | 3.0192 | 3.8621 | 4.0556 | 4.4187
449 | 0.00015092 | 0.00012273 | 0 | 2.7569 | 2.8548 | 3.0192 | 3.8491 | 4.0556 | 4.4187
450 | 0.00016057 | 0.00012258 | 0 | 2.7338 | 2.8548 | 3.0192 | 3.8013 | 4.0556 | 4.4187
451 | 0.00021736 | 0.00012333 | 0 | 2.7542 | 2.8539 | 3.0192 | 3.8435 | 4.0535 | 4.4187
452 | 0.0002408 | 0.00012235 | 0 | 2.7488 | 2.8539 | 3.0192 | 3.8324 | 4.0535 | 4.4187
453 | 0.00024224 | 0.00012292 | 0 | 2.7551 | 2.852 | 3.0192 | 3.8453 | 4.0494 | 4.4187
454 | 0.00024397 | 0.00012297 | 0 | 2.7364 | 2.8529 | 3.0192 | 3.8068 | 4.0514 | 4.4187
455 | 0.00025046 | 0.00012308 | 0 | 2.705 | 2.8529 | 3.0192 | 3.7424 | 4.0514 | 4.4187
456 | 0.00025989 | 0.0001227 | 0 | 2.705 | 2.8539 | 3.0192 | 3.7424 | 4.0535 | 4.4187
457 | 0.00026661 | 0.00012106 | 0 | 2.7127 | 2.852 | 3.0192 | 3.7583 | 4.0494 | 4.4187
458 | 0.00027113 | 0.00012107 | 0 | 2.6963 | 2.852 | 3.0192 | 3.725 | 4.0494 | 4.4187
459 | 0.00027519 | 0.00011733 | 0 | 2.6886 | 2.852 | 3.0192 | 3.7094 | 4.0494 | 4.4187
460 | 0.00028079 | 0.00012044 | 0 | 2.6955 | 2.852 | 3.0192 | 3.7232 | 4.0494 | 4.4187
461 | 0.0002836 | 0.00012123 | 0 | 2.6989 | 2.852 | 3.0192 | 3.7302 | 4.0494 | 4.4187
462 | 0.00029372 | 0.00012103 | 0 | 2.711 | 2.851 | 3.0192 | 3.7548 | 4.0473 | 4.4187
463 | 0.0002886 | 0.00012188 | 5.5397e-05 | 2.7154 | 2.851 | 3.0192 | 3.7636 | 4.0473 | 4.4187
464 | 0.00022033 | 0.00012172 | 0.0026037 | 2.7206 | 2.85 | 3.0192 | 3.7743 | 4.0453 | 4.4187
465 | 0.00019597 | 0.00012272 | 0.0083096 | 2.7355 | 2.85 | 3.0192 | 3.805 | 4.0453 | 4.4187
466 | 0.00019342 | 0.00012243 | 0.013628 | 2.7587 | 2.85 | 3.0192 | 3.8528 | 4.0453 | 4.4187
467 | 0.0001895 | 0.00011866 | 0.015511 | 2.7713 | 2.85 | 3.0192 | 3.879 | 4.0453 | 4.4187
468 | 0.00016955 | 0.00012276 | 0.014791 | 2.8155 | 2.85 | 3.0192 | 3.9718 | 4.0453 | 4.4187
469 | 0.00016501 | 0.00012209 | 0.014237 | 2.8071 | 2.85 | 3.0192 | 3.9541 | 4.0453 | 4.4187
470 | 0.00015315 | 0.00012261 | 0.0085312 | 2.8155 | 2.85 | 3.0192 | 3.9718 | 4.0453 | 4.4187
471 | 0.00012425 | 0.00012221 | 0.0025483 | 2.8118 | 2.85 | 3.0192 | 3.9639 | 4.0453 | 4.4187
472 | 0.00012687 | 0.0001221 | 0.00011079 | 2.7932 | 2.8491 | 3.0192 | 3.9249 | 4.0432 | 4.4187
473 | 0.00013915 | 0.00012244 | 0 | 2.765 | 2.8491 | 3.0192 | 3.8658 | 4.0432 | 4.4187
474 | 0.00014589 | 0.00012288 | 0 | 2.7488 | 2.8491 | 3.0192 | 3.8324 | 4.0432 | 4.4187
475 | 0.00020197 | 0.00011931 | 0 | 2.7311 | 2.8481 | 3.0192 | 3.7959 | 4.0412 | 4.4187
476 | 0.00023884 | 0.00012316 | 0 | 2.7258 | 2.8481 | 3.0192 | 3.7851 | 4.0412 | 4.4187
477 | 0.00024472 | 0.0001221 | 0 | 2.7241 | 2.8481 | 3.0192 | 3.7815 | 4.0412 | 4.4187
478 | 0.00024776 | 0.00012123 | 0 | 2.7188 | 2.8491 | 3.0192 | 3.7708 | 4.0432 | 4.4187
479 | 0.000255 | 0.00012284 | 0 | 2.7258 | 2.8491 | 3.0192 | 3.7851 | 4.0432 | 4.4187
480 | 0.00026364 | 0.00012177 | 0 | 2.7346 | 2.8481 | 3.0192 | 3.8031 | 4.0412 | 4.4187
481 | 0.00026713 | 0.00012205 | 0 | 2.7154 | 2.8481 | 3.0192 | 3.7636 | 4.0412 | 4.4187
482 | 0.00027108 | 0.00012124 | 0 | 2.7058 | 2.8481 | 3.0192 | 3.7442 | 4.0412 | 4.4187
483 | 0.00027287 | 0.00012085 | 0 | 2.7015 | 2.8481 | 3.0192 | 3.7354 | 4.0412 | 4.4187
484 | 0.00027787 | 0.00012105 | 0 | 2.7162 | 2.8472 | 3.0192 | 3.7654 | 4.0391 | 4.4187
485 | 0.00027971 | 0.00012204 | 0 | 2.7127 | 2.8481 | 3.0192 | 3.7583 | 4.0412 | 4.4187
486 | 0.00029613 | 0.00012103 | 0 | 2.7329 | 2.8481 | 3.0192 | 3.7995 | 4.0412 | 4.4187
487 | 0.00026646 | 0.00012251 | 5.5397e-05 | 2.7417 | 2.8472 | 3.0192 | 3.8177 | 4.0391 | 4.4187
488 | 0.0002172 | 0.00012241 | 0.0017173 | 2.747 | 2.8472 | 3.0192 | 3.8287 | 4.0391 | 4.4187
489 | 0.00019366 | 0.00012251 | 0.0053182 | 2.7258 | 2.8472 | 3.0192 | 3.7851 | 4.0391 | 4.4187
490 | 0.00017298 | 0.00012267 | 0.010636 | 2.756 | 2.8462 | 3.0192 | 3.8472 | 4.0371 | 4.4187
491 | 0.00017039 | 0.00012121 | 0.016398 | 2.7877 | 2.8452 | 3.0192 | 3.9133 | 4.035 | 4.4187
492 | 0.00014778 | 0.00012315 | 0.013739 | 2.8034 | 2.8452 | 3.0192 | 3.9462 | 4.035 | 4.4187
493 | 0.00012138 | 0.0001231 | 0.012908 | 2.8174 | 2.8472 | 3.0192 | 3.9757 | 4.0391 | 4.4187
494 | 0.00011083 | 0.000123 | 0.0070355 | 2.8183 | 2.8472 | 3.0192 | 3.9777 | 4.0391 | 4.4187
495 | 9.8225e-05 | 0.00012238 | 0.0020497 | 2.8136 | 2.8462 | 3.0192 | 3.9678 | 4.0371 | 4.4187
496 | 0.00010431 | 0.00012233 | 0.00011079 | 2.7988 | 2.8452 | 3.0192 | 3.9365 | 4.035 | 4.4187
497 | 0.00010275 | 0.00012272 | 0 | 2.7877 | 2.8462 | 3.0192 | 3.9133 | 4.0371 | 4.4187
498 | 0.00012481 | 0.00012235 | 0 | 2.7932 | 2.8462 | 3.0192 | 3.9249 | 4.0371 | 4.4187
499 | 0.00018045 | 0.00012212 | 0 | 2.8025 | 2.8462 | 3.0192 | 3.9443 | 4.0371 | 4.4187
500 | 0.00020128 | 0.00012219 | 0 | 2.808 | 2.8462 | 3.0192 | 3.956 | 4.0371 | 4.4187
501 | 0.00020219 | 0.00011792 | 0 | 2.8006 | 2.8452 | 3.0192 | 3.9404 | 4.035 | 4.4187
502 | 0.00020804 | 0.00012231 | 0 | 2.8071 | 2.8462 | 3.0192 | 3.9541 | 4.0371 | 4.4187
503 | 0.00021668 | 0.00012258 | 0 | 2.8034 | 2.8452 | 3.0192 | 3.9462 | 4.035 | 4.4187
504 | 0.00022484 | 0.00012114 | 0 | 2.8053 | 2.8452 | 3.0192 | 3.9501 | 4.035 | 4.4187
505 | 0.00023108 | 0.00012211 | 0 | 2.8053 | 2.8443 | 3.0192 | 3.9501 | 4.033 | 4.4187
506 | 0.00023453 | 0.00012073 | 0 | 2.8296 | 2.8424 | 3.0192 | 4.0017 | 4.0289 | 4.4187
507 | 0.00023864 | 0.00012177 | 0 | 2.84 | 2.8424 | 3.0192 | 4.0239 | 4.0289 | 4.4187
508 | 0.00024469 | 0.00012037 | 0 | 2.8458 | 2.8424 | 3.0192 | 4.0361 | 4.0289 | 4.4187
509 | 0.00024877 | 0.00012089 | 0 | 2.8043 | 2.8433 | 3.0192 | 3.9482 | 4.0309 | 4.4187
510 | 0.00025818 | 0.00012006 | 0 | 2.8053 | 2.8433 | 3.0192 | 3.9501 | 4.0309 | 4.4187
511 | 0.00022911 | 0.00012265 | 0 | 2.8221 | 2.8433 | 3.0192 | 3.9857 | 4.0309 | 4.4187
512 | 0.00017959 | 0.00012321 | 0.0011079 | 2.84 | 2.8452 | 3.0192 | 4.0239 | 4.035 | 4.4187
513 | 0.00018536 | 0.00012305 | 0.004044 | 2.8467 | 2.8443 | 3.0192 | 4.0382 | 4.033 | 4.4187
514 | 0.0001664 | 0.00012328 | 0.0081988 | 2.8611 | 2.8443 | 3.0192 | 4.0691 | 4.033 | 4.4187
515 | 0.00016802 | 0.00012227 | 0.0093622 | 2.8757 | 2.8433 | 3.0192 | 4.1005 | 4.0309 | 4.4187
516 | 0.00016738 | 0.00012339 | 0.0093622 | 2.8835 | 2.8433 | 3.0192 | 4.1174 | 4.0309 | 4.4187
517 | 0.00016408 | 0.00012346 | 0.0085866 | 2.8964 | 2.8433 | 3.0192 | 4.1453 | 4.0309 | 4.4187
518 | 0.00016225 | 0.00012226 | 0.0055397 | 2.8993 | 2.8414 | 3.0192 | 4.1517 | 4.0268 | 4.4187
519 | 0.00014941 | 0.00012307 | 0.0023267 | 2.8894 | 2.8414 | 3.0192 | 4.1302 | 4.0268 | 4.4187
520 | 0.00013714 | 0.00012287 | 0.00016619 | 2.8621 | 2.8414 | 3.0192 | 4.0712 | 4.0268 | 4.4187
521 | 0.00014635 | 0.00012314 | 0 | 2.8534 | 2.8414 | 3.0192 | 4.0525 | 4.0268 | 4.4187
522 | 0.00015739 | 0.00012251 | 0 | 2.842 | 2.8414 | 3.0192 | 4.028 | 4.0268 | 4.4187
523 | 0.00021457 | 0.00012399 | 0 | 2.8315 | 2.8414 | 3.0192 | 4.0057 | 4.0268 | 4.4187
524 | 0.00023921 | 0.00012137 | 0 | 2.8343 | 2.8414 | 3.0192 | 4.0118 | 4.0268 | 4.4187
525 | 0.00023764 | 0.00011729 | 0 | 2.8183 | 2.8433 | 3.0192 | 3.9777 | 4.0309 | 4.4187
526 | 0.0002399 | 0.00011973 | 0 | 2.8136 | 2.8443 | 3.0192 | 3.9678 | 4.033 | 4.4187
527 | 0.00024733 | 0.00011965 | 0 | 2.8015 | 2.8443 | 3.0192 | 3.9423 | 4.033 | 4.4187
528 | 0.00025673 | 0.00012012 | 0 | 2.7969 | 2.8443 | 3.0192 | 3.9326 | 4.033 | 4.4187
529 | 0.00026337 | 0.00011914 | 0 | 2.7923 | 2.8443 | 3.0192 | 3.9229 | 4.033 | 4.4187
530 | 0.00026753 | 0.00011937 | 0 | 2.7686 | 2.8443 | 3.0192 | 3.8734 | 4.033 | 4.4187
531 | 0.00027303 | 0.00011786 | 0 | 2.7731 | 2.8443 | 3.0192 | 3.8828 | 4.033 | 4.4187
532 | 0.00027799 | 0.00011841 | 0 | 2.7749 | 2.8443 | 3.0192 | 3.8866 | 4.033 | 4.4187
533 | 0.00028081 | 0.00011495 | 0 | 2.7777 | 2.8443 | 3.0192 | 3.8923 | 4.033 | 4.4187
534 | 0.00029708 | 0.00011779 | 0 | 2.7749 | 2.8452 | 3.0192 | 3.8866 | 4.035 | 4.4187
535 | 0.00026803 | 0.00012177 | 0 | 2.7822 | 2.8452 | 3.0192 | 3.9018 | 4.035 | 4.4187
536 | 0.00021641 | 0.0001234 | 0.0018281 | 2.7923 | 2.8462 | 3.0192 | 3.9229 | 4.0371 | 4.4187
537 | 0.00018883 | 0.00012349 | 0.0055951 | 2.7997 | 2.8462 | 3.0192 | 3.9384 | 4.0371 | 4.4187
538 | 0.00017075 | 0.0001235 | 0.0095838 | 2.8202 | 2.8462 | 3.0192 | 3.9817 | 4.0371 | 4.4187
539 | 0.00018002 | 0.00012117 | 0.011633 | 2.842 | 2.8462 | 3.0192 | 4.028 | 4.0371 | 4.4187
540 | 0.00017808 | 0.00012234 | 0.010304 | 2.8554 | 2.8462 | 3.0192 | 4.0567 | 4.0371 | 4.4187
541 | 0.00018766 | 0.00012308 | 0.007811 | 2.8602 | 2.8472 | 3.0192 | 4.067 | 4.0391 | 4.4187
542 | 0.00018162 | 0.00012357 | 0.0060937 | 2.8592 | 2.8462 | 3.0192 | 4.0649 | 4.0371 | 4.4187
543 | 0.00017148 | 0.00012347 | 0.0018835 | 2.8515 | 2.8462 | 3.0192 | 4.0484 | 4.0371 | 4.4187
544 | 0.00016985 | 0.00012345 | 5.5397e-05 | 2.8362 | 2.8462 | 3.0192 | 4.0158 | 4.0371 | 4.4187
545 | 0.00019315 | 0.00012339 | 0 | 2.824 | 2.8462 | 3.0192 | 3.9897 | 4.0371 | 4.4187
546 | 0.00017803 | 0.00012355 | 0 | 2.8221 | 2.8462 | 3.0192 | 3.9857 | 4.0371 | 4.4187
547 | 0.00021791 | 0.00012226 | 0 | 2.8164 | 2.8462 | 3.0192 | 3.9738 | 4.0371 | 4.4187
548 | 0.00024674 | 0.00011874 | 0 | 2.7932 | 2.8462 | 3.0192 | 3.9249 | 4.0371 | 4.4187
549 | 0.00025588 | 0.00011651 | 0 | 2.7713 | 2.8481 | 3.0192 | 3.879 | 4.0412 | 4.4187
550 | 0.00025865 | 0.00011869 | 0 | 2.7524 | 2.8462 | 3.0192 | 3.8398 | 4.0371 | 4.4187
551 | 0.00026115 | 0.00011669 | 0 | 2.7479 | 2.8462 | 3.0192 | 3.8306 | 4.0371 | 4.4187
552 | 0.00026663 | 0.00011642 | 0 | 2.7569 | 2.8481 | 3.0192 | 3.8491 | 4.0412 | 4.4187
553 | 0.00026708 | 0.00011448 | 0 | 2.7569 | 2.8481 | 3.0192 | 3.8491 | 4.0412 | 4.4187
554 | 0.0002663 | 0.00011791 | 0 | 2.7704 | 2.8481 | 3.0192 | 3.8771 | 4.0412 | 4.4187
555 | 0.00026405 | 0.00011605 | 0 | 2.7686 | 2.8481 | 3.0192 | 3.8734 | 4.0412 | 4.4187
556 | 0.00026312 | 0.00011793 | 0 | 2.7668 | 2.8491 | 3.0192 | 3.8696 | 4.0432 | 4.4187
557 | 0.00026528 | 0.00011668 | 0 | 2.7605 | 2.8491 | 3.0192 | 3.8565 | 4.0432 | 4.4187
558 | 0.00027192 | 0.00011891 | 0 | 2.7632 | 2.8491 | 3.0192 | 3.8621 | 4.0432 | 4.4187
559 | 0.00024407 | 0.0001229 | 0 | 2.7632 | 2.8491 | 3.0192 | 3.8621 | 4.0432 | 4.4187
560 | 0.0002103 | 0.0001234 | 0.00099715 | 2.7587 | 2.8491 | 3.0192 | 3.8528 | 4.0432 | 4.4187
561 | 0.00019282 | 0.00012351 | 0.0027145 | 2.7713 | 2.8491 | 3.0192 | 3.879 | 4.0432 | 4.4187
562 | 0.00018359 | 0.00012275 | 0.0044872 | 2.7804 | 2.8491 | 3.0192 | 3.898 | 4.0432 | 4.4187
563 | 0.00018465 | 0.00012322 | 0.005152 | 2.7859 | 2.8491 | 3.0192 | 3.9095 | 4.0432 | 4.4187
564 | 0.00017879 | 0.00012351 | 0.0052074 | 2.7795 | 2.85 | 3.0192 | 3.8961 | 4.0453 | 4.4187
565 | 0.00018515 | 0.00012318 | 0.004321 | 2.785 | 2.85 | 3.0192 | 3.9075 | 4.0453 | 4.4187
566 | 0.00017759 | 0.00012339 | 0.0026591 | 2.7831 | 2.851 | 3.0192 | 3.9037 | 4.0473 | 4.4187
567 | 0.00017242 | 0.00012331 | 0.0011079 | 2.7813 | 2.851 | 3.0192 | 3.8999 | 4.0473 | 4.4187
568 | 0.00015971 | 0.00012301 | 5.5397e-05 | 2.7695 | 2.851 | 3.0192 | 3.8752 | 4.0473 | 4.4187
569 | 0.00015573 | 0.00012334 | 0 | 2.7668 | 2.85 | 3.0192 | 3.8696 | 4.0453 | 4.4187
570 | 0.00018079 | 0.00012321 | 0 | 2.7578 | 2.85 | 3.0192 | 3.8509 | 4.0453 | 4.4187
571 | 0.00021298 | 0.00012249 | 0 | 2.7623 | 2.851 | 3.0192 | 3.8602 | 4.0473 | 4.4187
572 | 0.00024236 | 0.00012289 | 0 | 2.7569 | 2.851 | 3.0192 | 3.8491 | 4.0473 | 4.4187
573 | 0.00024671 | 0.00012257 | 0 | 2.7515 | 2.851 | 3.0192 | 3.8379 | 4.0473 | 4.4187
574 | 0.00024708 | 0.00012127 | 0 | 2.7435 | 2.851 | 3.0192 | 3.8214 | 4.0473 | 4.4187
575 | 0.00025094 | 0.00012117 | 0 | 2.7355 | 2.851 | 3.0192 | 3.805 | 4.0473 | 4.4187
576 | 0.00025849 | 0.00012038 | 0 | 2.7267 | 2.851 | 3.0192 | 3.7869 | 4.0473 | 4.4187
577 | 0.0002628 | 0.00012074 | 0 | 2.7232 | 2.852 | 3.0192 | 3.7797 | 4.0494 | 4.4187
578 | 0.0002664 | 0.00012132 | 0 | 2.7215 | 2.852 | 3.0192 | 3.7761 | 4.0494 | 4.4187
579 | 0.00026939 | 0.00012045 | 0 | 2.7145 | 2.852 | 3.0192 | 3.7619 | 4.0494 | 4.4187
580 | 0.00027399 | 0.00012002 | 0 | 2.711 | 2.852 | 3.0192 | 3.7548 | 4.0494 | 4.4187
581 | 0.00027655 | 0.00012067 | 0 | 2.7084 | 2.851 | 3.0192 | 3.7495 | 4.0473 | 4.4187
582 | 0.00028871 | 0.00011961 | 0 | 2.7032 | 2.851 | 3.0192 | 3.7389 | 4.0473 | 4.4187
583 | 0.0002642 | 0.00012296 | 0.00011079 | 2.705 | 2.8529 | 3.0192 | 3.7424 | 4.0514 | 4.4187
584 | 0.00021689 | 0.00012346 | 0.0011079 | 2.7015 | 2.852 | 3.0192 | 3.7354 | 4.0494 | 4.4187
585 | 0.00019983 | 0.00012339 | 0.0028807 | 2.705 | 2.852 | 3.0192 | 3.7424 | 4.0494 | 4.4187
586 | 0.00020043 | 0.00012351 | 0.0050412 | 2.7093 | 2.852 | 3.0192 | 3.7512 | 4.0494 | 4.4187
587 | 0.00019604 | 0.00012284 | 0.0064815 | 2.7206 | 2.852 | 3.0192 | 3.7743 | 4.0494 | 4.4187
588 | 0.00019024 | 0.00012354 | 0.0061491 | 2.7311 | 2.851 | 3.0192 | 3.7959 | 4.0473 | 4.4187
589 | 0.00017515 | 0.00012345 | 0.0048196 | 2.7355 | 2.851 | 3.0192 | 3.805 | 4.0473 | 4.4187
590 | 0.00016275 | 0.00012317 | 0.0047088 | 2.7453 | 2.852 | 3.0192 | 3.825 | 4.0494 | 4.4187
591 | 0.00015181 | 0.00012261 | 0.0016619 | 2.7426 | 2.851 | 3.0192 | 3.8195 | 4.0473 | 4.4187
592 | 0.0001567 | 0.00012226 | 0.00016619 | 2.7294 | 2.851 | 3.0192 | 3.7923 | 4.0473 | 4.4187
593 | 0.0001445 | 0.000123 | 0 | 2.705 | 2.852 | 3.0192 | 3.7424 | 4.0494 | 4.4187
594 | 0.00016435 | 0.00012032 | 0 | 2.6981 | 2.852 | 3.0192 | 3.7284 | 4.0494 | 4.4187
595 | 0.00021932 | 0.00012385 | 0 | 2.6835 | 2.851 | 3.0192 | 3.699 | 4.0473 | 4.4187
596 | 0.00024743 | 0.00012382 | 0 | 2.6717 | 2.852 | 3.0192 | 3.6752 | 4.0494 | 4.4187
597 | 0.00025536 | 0.00011979 | 0 | 2.6708 | 2.851 | 3.0192 | 3.6735 | 4.0473 | 4.4187
598 | 0.00026023 | 0.00012321 | 0 | 2.6759 | 2.852 | 3.0192 | 3.6836 | 4.0494 | 4.4187
599 | 0.00026921 | 0.00012219 | 0 | 2.6717 | 2.852 | 3.0192 | 3.6752 | 4.0494 | 4.4187
600 | 0.0002797 | 0.00012098 | 0 | 2.67 | 2.852 | 3.0192 | 3.6718 | 4.0494 | 4.4187
601 | 0.00028084 | 0.00012173 | 0 | 2.6583 | 2.852 | 3.0192 | 3.6482 | 4.0494 | 4.4187
602 | 0.00028311 | 0.00012181 | 0 | 2.6475 | 2.852 | 3.0192 | 3.6267 | 4.0494 | 4.4187
603 | 0.0002906 | 0.00012001 | 0 | 2.6549 | 2.852 | 3.0192 | 3.6416 | 4.0494 | 4.4187
604 | 0.00029938 | 0.00012077 | 0 | 2.6633 | 2.852 | 3.0192 | 3.6583 | 4.0494 | 4.4187
605 | 0.0003186 | 0.00011911 | 0 | 2.67 | 2.851 | 3.0192 | 3.6718 | 4.0473 | 4.4187
606 | 0.00031748 | 0.00011938 | 0 | 2.6759 | 2.851 | 3.0192 | 3.6836 | 4.0473 | 4.4187
607 | 0.00029991 | 0.00012309 | 0.00011079 | 2.6616 | 2.8529 | 3.0192 | 3.6549 | 4.0514 | 4.4187
608 | 0.00025254 | 0.00012365 | 0.0026037 | 2.6801 | 2.8529 | 3.0192 | 3.6922 | 4.0514 | 4.4187
609 | 0.00023502 | 0.00012373 | 0.0057059 | 2.7067 | 2.8539 | 3.0192 | 3.746 | 4.0535 | 4.4187
610 | 0.0002312 | 0.00012373 | 0.0081434 | 2.7276 | 2.8539 | 3.0192 | 3.7887 | 4.0535 | 4.4187
611 | 0.00022942 | 0.00012355 | 0.010526 | 2.7524 | 2.852 | 3.0192 | 3.8398 | 4.0494 | 4.4187
612 | 0.00022203 | 0.00012376 | 0.009196 | 2.7614 | 2.851 | 3.0192 | 3.8584 | 4.0473 | 4.4187
613 | 0.00021748 | 0.00012331 | 0.0070355 | 2.7551 | 2.8539 | 3.0192 | 3.8453 | 4.0535 | 4.4187
614 | 0.0001907 | 0.00012338 | 0.0044318 | 2.7355 | 2.8539 | 3.0192 | 3.805 | 4.0535 | 4.4187
615 | 0.00017473 | 0.00012303 | 0.0026037 | 2.7524 | 2.8529 | 3.0192 | 3.8398 | 4.0514 | 4.4187
616 | 0.00016745 | 0.00012229 | 0.00022159 | 2.7488 | 2.85 | 3.0192 | 3.8324 | 4.0453 | 4.4187
617 | 0.0001661 | 0.00012157 | 0 | 2.7497 | 2.851 | 3.0192 | 3.8342 | 4.0473 | 4.4187
618 | 0.0001951 | 0.00012288 | 0 | 2.7587 | 2.851 | 3.0192 | 3.8528 | 4.0473 | 4.4187
619 | 0.00023969 | 0.00012434 | 0 | 2.756 | 2.851 | 3.0192 | 3.8472 | 4.0473 | 4.4187
620 | 0.00025617 | 0.00012347 | 0 | 2.7542 | 2.851 | 3.0192 | 3.8435 | 4.0473 | 4.4187
621 | 0.00026687 | 0.00012169 | 0 | 2.7382 | 2.851 | 3.0192 | 3.8104 | 4.0473 | 4.4187
622 | 0.00026454 | 0.00012119 | 0 | 2.732 | 2.851 | 3.0192 | 3.7977 | 4.0473 | 4.4187
623 | 0.00027172 | 0.00012141 | 0 | 2.7453 | 2.851 | 3.0192 | 3.825 | 4.0473 | 4.4187
624 | 0.00028 | 0.00011935 | 0 | 2.7515 | 2.85 | 3.0192 | 3.8379 | 4.0453 | 4.4187
625 | 0.00028497 | 0.00012176 | 0 | 2.747 | 2.851 | 3.0192 | 3.8287 | 4.0473 | 4.4187
626 | 0.00028754 | 0.00012015 | 0 | 2.7641 | 2.85 | 3.0192 | 3.864 | 4.0453 | 4.4187
627 | 0.00028989 | 0.00012053 | 0 | 2.7587 | 2.85 | 3.0192 | 3.8528 | 4.0453 | 4.4187
628 | 0.00029424 | 0.00012122 | 0 | 2.7533 | 2.85 | 3.0192 | 3.8416 | 4.0453 | 4.4187
629 | 0.00030678 | 0.00012051 | 0 | 2.7569 | 2.851 | 3.0192 | 3.8491 | 4.0473 | 4.4187
630 | 0.00030923 | 0.00012082 | 0 | 2.7551 | 2.85 | 3.0192 | 3.8453 | 4.0453 | 4.4187
631 | 0.00027851 | 0.00012292 | 0.00011079 | 2.7578 | 2.85 | 3.0192 | 3.8509 | 4.0453 | 4.4187
632 | 0.00025015 | 0.0001236 | 0.0026591 | 2.7668 | 2.85 | 3.0192 | 3.8696 | 4.0453 | 4.4187
633 | 0.00021391 | 0.00012376 | 0.008088 | 2.7795 | 2.85 | 3.0192 | 3.8961 | 4.0453 | 4.4187
634 | 0.00021183 | 0.00012301 | 0.011689 | 2.8015 | 2.8491 | 3.0192 | 3.9423 | 4.0432 | 4.4187
635 | 0.00020749 | 0.00012192 | 0.013295 | 2.8306 | 2.8491 | 3.0192 | 4.0037 | 4.0432 | 4.4187
636 | 0.00019475 | 0.00012373 | 0.015013 | 2.8544 | 2.8491 | 3.0192 | 4.0546 | 4.0432 | 4.4187
637 | 0.00019285 | 0.00012072 | 0.011412 | 2.8689 | 2.8491 | 3.0192 | 4.0858 | 4.0432 | 4.4187
638 | 0.00017644 | 0.00012309 | 0.0076448 | 2.8582 | 2.8491 | 3.0192 | 4.0629 | 4.0432 | 4.4187
639 | 0.00016159 | 0.00012293 | 0.0035316 | 2.8458 | 2.8481 | 3.0192 | 4.0361 | 4.0412 | 4.4187
640 | 0.00015034 | 0.00012274 | 0.00022159 | 2.8277 | 2.8481 | 3.0192 | 3.9977 | 4.0412 | 4.4187
641 | 0.00014667 | 0.00012302 | 0 | 2.7951 | 2.8481 | 3.0192 | 3.9287 | 4.0412 | 4.4187
642 | 0.00015766 | 0.00012323 | 0 | 2.7795 | 2.8481 | 3.0192 | 3.8961 | 4.0412 | 4.4187
643 | 0.00020069 | 0.00012251 | 0 | 2.774 | 2.8481 | 3.0192 | 3.8847 | 4.0412 | 4.4187
644 | 0.00023507 | 0.00012379 | 0 | 2.7596 | 2.8472 | 3.0192 | 3.8546 | 4.0391 | 4.4187
645 | 0.00025128 | 0.00012334 | 0 | 2.7515 | 2.8472 | 3.0192 | 3.8379 | 4.0391 | 4.4187
646 | 0.00025999 | 0.00012321 | 0 | 2.7587 | 2.8472 | 3.0192 | 3.8528 | 4.0391 | 4.4187
647 | 0.00025775 | 0.00012219 | 0 | 2.7614 | 2.8472 | 3.0192 | 3.8584 | 4.0391 | 4.4187
648 | 0.00026934 | 0.0001219 | 0 | 2.7497 | 2.8472 | 3.0192 | 3.8342 | 4.0391 | 4.4187
649 | 0.00027521 | 0.00012117 | 0 | 2.7417 | 2.8472 | 3.0192 | 3.8177 | 4.0391 | 4.4187
650 | 0.00027919 | 0.00012076 | 0 | 2.7346 | 2.8472 | 3.0192 | 3.8031 | 4.0391 | 4.4187
651 | 0.00028254 | 0.00012182 | 0 | 2.7119 | 2.8472 | 3.0192 | 3.7565 | 4.0391 | 4.4187
652 | 0.00029339 | 0.00012146 | 0 | 2.7127 | 2.8472 | 3.0192 | 3.7583 | 4.0391 | 4.4187
653 | 0.00030564 | 0.00012044 | 0 | 2.7024 | 2.8472 | 3.0192 | 3.7372 | 4.0391 | 4.4187
654 | 0.00030573 | 0.00011804 | 0 | 2.6776 | 2.8472 | 3.0192 | 3.6871 | 4.0391 | 4.4187
655 | 0.00027092 | 0.0001232 | 0.00038778 | 2.6751 | 2.8472 | 3.0192 | 3.6819 | 4.0391 | 4.4187
656 | 0.00021774 | 0.00012372 | 0.0046534 | 2.67 | 2.8472 | 3.0192 | 3.6718 | 4.0391 | 4.4187
657 | 0.00020977 | 0.00012294 | 0.012908 | 2.6981 | 2.8472 | 3.0192 | 3.7284 | 4.0391 | 4.4187
658 | 0.00020121 | 0.00012376 | 0.018724 | 2.7382 | 2.8472 | 3.0192 | 3.8104 | 4.0391 | 4.4187
659 | 0.0001951 | 0.00012278 | 0.020054 | 2.7677 | 2.8472 | 3.0192 | 3.8715 | 4.0391 | 4.4187
660 | 0.00018366 | 0.0001216 | 0.020497 | 2.7841 | 2.8472 | 3.0192 | 3.9056 | 4.0391 | 4.4187
661 | 0.00017992 | 0.00012358 | 0.019001 | 2.8108 | 2.8472 | 3.0192 | 3.9619 | 4.0391 | 4.4187
662 | 0.00016046 | 0.00012347 | 0.010747 | 2.8025 | 2.8472 | 3.0192 | 3.9443 | 4.0391 | 4.4187
663 | 0.00014449 | 0.00012226 | 0.0044318 | 2.7841 | 2.8472 | 3.0192 | 3.9056 | 4.0391 | 4.4187
664 | 0.00013593 | 0.00012284 | 0.00044318 | 2.7497 | 2.8472 | 3.0192 | 3.8342 | 4.0391 | 4.4187
665 | 0.00015713 | 0.00012351 | 0 | 2.718 | 2.8472 | 3.0192 | 3.769 | 4.0391 | 4.4187
666 | 0.00015713 | 0.00012355 | 0 | 2.7032 | 2.8481 | 3.0192 | 3.7389 | 4.0412 | 4.4187
667 | 0.0002022 | 0.00012087 | 0 | 2.6904 | 2.8481 | 3.0192 | 3.7128 | 4.0412 | 4.4187
668 | 0.00022737 | 0.00012373 | 0 | 2.6708 | 2.8481 | 3.0192 | 3.6735 | 4.0412 | 4.4187
669 | 0.00023969 | 0.00012175 | 0 | 2.6776 | 2.8472 | 3.0192 | 3.6871 | 4.0391 | 4.4187
670 | 0.00024485 | 0.00012262 | 0 | 2.6981 | 2.8472 | 3.0192 | 3.7284 | 4.0391 | 4.4187
671 | 0.0002497 | 0.0001228 | 0 | 2.7015 | 2.8472 | 3.0192 | 3.7354 | 4.0391 | 4.4187
672 | 0.00025638 | 0.00012387 | 0 | 2.7154 | 2.8472 | 3.0192 | 3.7636 | 4.0391 | 4.4187
673 | 0.00026027 | 0.00012389 | 0 | 2.7162 | 2.8472 | 3.0192 | 3.7654 | 4.0391 | 4.4187
674 | 0.000264 | 0.00012226 | 0 | 2.7145 | 2.8472 | 3.0192 | 3.7619 | 4.0391 | 4.4187
675 | 0.00026822 | 0.00012352 | 0 | 2.718 | 2.8472 | 3.0192 | 3.769 | 4.0391 | 4.4187
676 | 0.0002723 | 0.00012177 | 0 | 2.7241 | 2.8472 | 3.0192 | 3.7815 | 4.0391 | 4.4187
677 | 0.00028199 | 0.00012338 | 0 | 2.7338 | 2.8472 | 3.0192 | 3.8013 | 4.0391 | 4.4187
678 | 0.00030971 | 0.00012035 | 0 | 2.7311 | 2.8472 | 3.0192 | 3.7959 | 4.0391 | 4.4187
679 | 0.00024553 | 0.00012174 | 0.00027699 | 2.7333 | 2.8472 | 3.0192 | 3.8004 | 4.0391 | 4.4187
680 | 0.0002088 | 0.0001236 | 0.0023821 | 2.7258 | 2.8472 | 3.0192 | 3.7851 | 4.0391 | 4.4187
681 | 0.00019102 | 0.0001238 | 0.0052074 | 2.747 | 2.8472 | 3.0192 | 3.8287 | 4.0391 | 4.4187
682 | 0.00017979 | 0.00012243 | 0.0081434 | 2.7997 | 2.8472 | 3.0192 | 3.9384 | 4.0391 | 4.4187
683 | 0.00017766 | 0.00011571 | 0.0086974 | 2.8258 | 2.8472 | 3.0192 | 3.9937 | 4.0391 | 4.4187
684 | 0.0001647 | 0.00012169 | 0.0086974 | 2.8315 | 2.8462 | 3.0192 | 4.0057 | 4.0371 | 4.4187
685 | 0.00014843 | 0.00012253 | 0.0080326 | 2.8381 | 2.8462 | 3.0192 | 4.0198 | 4.0371 | 4.4187
686 | 0.00014151 | 0.00012339 | 0.0042656 | 2.8306 | 2.8462 | 3.0192 | 4.0037 | 4.0371 | 4.4187
687 | 0.00013206 | 0.00012344 | 0.0017173 | 2.824 | 2.8462 | 3.0192 | 3.9897 | 4.0371 | 4.4187
688 | 0.00013651 | 0.00012321 | 0.00011079 | 2.8136 | 2.8462 | 3.0192 | 3.9678 | 4.0371 | 4.4187
689 | 0.0001272 | 0.0001234 | 0 | 2.7988 | 2.8462 | 3.0192 | 3.9365 | 4.0371 | 4.4187
690 | 0.00014089 | 0.00012293 | 0 | 2.7758 | 2.8462 | 3.0192 | 3.8885 | 4.0371 | 4.4187
691 | 0.00018206 | 0.00012353 | 0 | 2.7704 | 2.8452 | 3.0192 | 3.8771 | 4.035 | 4.4187
692 | 0.00022245 | 0.00012432 | 0 | 2.7462 | 2.8452 | 3.0192 | 3.8269 | 4.035 | 4.4187
693 | 0.00023736 | 0.00011677 | 0 | 2.7408 | 2.8452 | 3.0192 | 3.8159 | 4.035 | 4.4187
694 | 0.00023696 | 0.00012211 | 0 | 2.7426 | 2.8452 | 3.0192 | 3.8195 | 4.035 | 4.4187
695 | 0.00024462 | 0.0001241 | 0 | 2.7408 | 2.8433 | 3.0192 | 3.8159 | 4.0309 | 4.4187
696 | 0.00025274 | 0.00012371 | 0 | 2.7569 | 2.8433 | 3.0192 | 3.8491 | 4.0309 | 4.4187
697 | 0.00025741 | 0.00012377 | 0 | 2.7497 | 2.8433 | 3.0192 | 3.8342 | 4.0309 | 4.4187
698 | 0.00026069 | 0.00012326 | 0 | 2.747 | 2.8433 | 3.0192 | 3.8287 | 4.0309 | 4.4187
699 | 0.00026411 | 0.00012282 | 0 | 2.7677 | 2.8433 | 3.0192 | 3.8715 | 4.0309 | 4.4187
700 | 0.00026802 | 0.00012349 | 0 | 2.774 | 2.8433 | 3.0192 | 3.8847 | 4.0309 | 4.4187
701 | 0.00027176 | 0.00012272 | 0 | 2.7722 | 2.8424 | 3.0192 | 3.8809 | 4.0289 | 4.4187
702 | 0.00029256 | 0.00012065 | 0 | 2.7722 | 2.8424 | 3.0192 | 3.8809 | 4.0289 | 4.4187
703 | 0.00026363 | 0.00012341 | 0.00027699 | 2.7587 | 2.8424 | 3.0192 | 3.8528 | 4.0289 | 4.4187
704 | 0.00019507 | 0.00012292 | 0.0031023 | 2.7677 | 2.8414 | 3.0192 | 3.8715 | 4.0268 | 4.4187
705 | 0.00019377 | 0.00012384 | 0.0091406 | 2.7868 | 2.8414 | 3.0192 | 3.9114 | 4.0268 | 4.4187
706 | 0.00017668 | 0.00012361 | 0.012963 | 2.8118 | 2.8414 | 3.0192 | 3.9639 | 4.0268 | 4.4187
707 | 0.00017523 | 0.00012367 | 0.01529 | 2.8391 | 2.8414 | 3.0192 | 4.0219 | 4.0268 | 4.4187
708 | 0.00017437 | 0.00012356 | 0.016065 | 2.8372 | 2.8414 | 3.0192 | 4.0178 | 4.0268 | 4.4187
709 | 0.00017869 | 0.00012385 | 0.012409 | 2.8496 | 2.8414 | 3.0192 | 4.0443 | 4.0268 | 4.4187
710 | 0.00016673 | 0.00012266 | 0.0068139 | 2.8582 | 2.8414 | 3.0192 | 4.0629 | 4.0268 | 4.4187
711 | 0.00015433 | 0.0001229 | 0.0031023 | 2.8534 | 2.8414 | 3.0192 | 4.0525 | 4.0268 | 4.4187
712 | 0.00014606 | 0.00012331 | 0.00033238 | 2.8429 | 2.8414 | 3.0192 | 4.03 | 4.0268 | 4.4187
713 | 0.00016328 | 0.00012356 | 0 | 2.8127 | 2.8414 | 3.0192 | 3.9659 | 4.0268 | 4.4187
714 | 0.00016993 | 0.00012348 | 0 | 2.796 | 2.8414 | 3.0192 | 3.9307 | 4.0268 | 4.4187
715 | 0.00020821 | 0.00012447 | 0 | 2.7777 | 2.8414 | 3.0192 | 3.8923 | 4.0268 | 4.4187
716 | 0.00024473 | 0.00012431 | 0 | 2.7632 | 2.8414 | 3.0192 | 3.8621 | 4.0268 | 4.4187
717 | 0.0002569 | 0.00012411 | 0 | 2.7462 | 2.8414 | 3.0192 | 3.8269 | 4.0268 | 4.4187
718 | 0.00026344 | 0.00012256 | 0 | 2.7276 | 2.8414 | 3.0192 | 3.7887 | 4.0268 | 4.4187
719 | 0.00027261 | 0.00012376 | 0 | 2.7162 | 2.8414 | 3.0192 | 3.7654 | 4.0268 | 4.4187
720 | 0.00027914 | 0.0001206 | 0 | 2.7145 | 2.8414 | 3.0192 | 3.7619 | 4.0268 | 4.4187
721 | 0.00028509 | 0.00012276 | 0 | 2.7024 | 2.8414 | 3.0192 | 3.7372 | 4.0268 | 4.4187
722 | 0.00029042 | 0.00012262 | 0 | 2.6904 | 2.8405 | 3.0192 | 3.7128 | 4.0248 | 4.4187
723 | 0.00029751 | 0.00012237 | 0 | 2.6878 | 2.8405 | 3.0192 | 3.7076 | 4.0248 | 4.4187
724 | 0.00029955 | 0.00012263 | 0 | 2.6818 | 2.8414 | 3.0192 | 3.6956 | 4.0268 | 4.4187
725 | 0.00030499 | 0.00012166 | 0 | 2.7015 | 2.8414 | 3.0192 | 3.7354 | 4.0268 | 4.4187
726 | 0.00033123 | 0.00012053 | 0 | 2.6938 | 2.8414 | 3.0192 | 3.7197 | 4.0268 | 4.4187
727 | 0.00028956 | 0.00012305 | 0.00033238 | 2.7136 | 2.8414 | 3.0192 | 3.7601 | 4.0268 | 4.4187
728 | 0.0002217 | 0.00012379 | 0.0025621 | 2.7267 | 2.8414 | 3.0192 | 3.7869 | 4.0268 | 4.4187
729 | 0.00020292 | 0.00012391 | 0.007811 | 2.7355 | 2.8414 | 3.0192 | 3.805 | 4.0268 | 4.4187
730 | 0.00019962 | 0.00012315 | 0.011467 | 2.7533 | 2.8414 | 3.0192 | 3.8416 | 4.0268 | 4.4187
731 | 0.0001974 | 0.0001216 | 0.015511 | 2.7758 | 2.8414 | 3.0192 | 3.8885 | 4.0268 | 4.4187
732 | 0.00019301 | 0.00012379 | 0.010581 | 2.7813 | 2.8424 | 3.0192 | 3.8999 | 4.0289 | 4.4187
733 | 0.00019116 | 0.00012406 | 0.0097499 | 2.8025 | 2.8424 | 3.0192 | 3.9443 | 4.0289 | 4.4187
734 | 0.00018098 | 0.00012399 | 0.0061491 | 2.8155 | 2.8424 | 3.0192 | 3.9718 | 4.0289 | 4.4187
735 | 0.00015628 | 0.00012373 | 0.0022159 | 2.8108 | 2.8424 | 3.0192 | 3.9619 | 4.0289 | 4.4187
736 | 0.00016207 | 0.00012346 | 0.00022159 | 2.8127 | 2.8424 | 3.0192 | 3.9659 | 4.0289 | 4.4187
737 | 0.00014302 | 0.00012339 | 0 | 2.7822 | 2.8424 | 3.0192 | 3.9018 | 4.0289 | 4.4187
738 | 0.00016337 | 0.00012399 | 0 | 2.7997 | 2.8424 | 3.0192 | 3.9384 | 4.0289 | 4.4187
739 | 0.00021334 | 0.00012167 | 0 | 2.7905 | 2.8424 | 3.0192 | 3.9191 | 4.0289 | 4.4187
740 | 0.00025218 | 0.00012318 | 0 | 2.7831 | 2.8424 | 3.0192 | 3.9037 | 4.0289 | 4.4187
741 | 0.00026634 | 0.00011941 | 0 | 2.7768 | 2.8424 | 3.0192 | 3.8904 | 4.0289 | 4.4187
742 | 0.00027386 | 0.0001215 | 0 | 2.7768 | 2.8424 | 3.0192 | 3.8904 | 4.0289 | 4.4187
743 | 0.00028528 | 0.00012211 | 0 | 2.7632 | 2.8424 | 3.0192 | 3.8621 | 4.0289 | 4.4187
744 | 0.00029457 | 0.00012171 | 0 | 2.7704 | 2.8414 | 3.0192 | 3.8771 | 4.0268 | 4.4187
745 | 0.00030177 | 0.00011861 | 0 | 2.7722 | 2.8424 | 3.0192 | 3.8809 | 4.0289 | 4.4187
746 | 0.00030817 | 0.0001196 | 0 | 2.774 | 2.8424 | 3.0192 | 3.8847 | 4.0289 | 4.4187
747 | 0.0003144 | 0.00011836 | 0 | 2.756 | 2.8433 | 3.0192 | 3.8472 | 4.0309 | 4.4187
748 | 0.00031979 | 0.00011734 | 0 | 2.7578 | 2.8433 | 3.0192 | 3.8509 | 4.0309 | 4.4187
749 | 0.00034101 | 0.00011598 | 0 | 2.7488 | 2.8433 | 3.0192 | 3.8324 | 4.0309 | 4.4187
750 | 0.00034202 | 0.00011583 | 0 | 2.7355 | 2.8433 | 3.0192 | 3.805 | 4.0309 | 4.4187
751 | 0.00031849 | 0.00012072 | 0.00038778 | 2.7364 | 2.8433 | 3.0192 | 3.8068 | 4.0309 | 4.4187
752 | 0.00025527 | 0.00012274 | 0.0038224 | 2.7551 | 2.8433 | 3.0192 | 3.8453 | 4.0309 | 4.4187
753 | 0.00024415 | 0.00012249 | 0.008642 | 2.7795 | 2.8424 | 3.0192 | 3.8961 | 4.0289 | 4.4187
754 | 0.00023606 | 0.00012391 | 0.012741 | 2.8034 | 2.8433 | 3.0192 | 3.9462 | 4.0309 | 4.4187
755 | 0.00022283 | 0.00012422 | 0.013628 | 2.8202 | 2.8433 | 3.0192 | 3.9817 | 4.0309 | 4.4187
756 | 0.00019971 | 0.00012402 | 0.010526 | 2.8477 | 2.8433 | 3.0192 | 4.0402 | 4.0309 | 4.4187
757 | 0.0001876 | 0.000124 | 0.01047 | 2.8496 | 2.8433 | 3.0192 | 4.0443 | 4.0309 | 4.4187
758 | 0.00016845 | 0.0001238 | 0.0077002 | 2.8602 | 2.8433 | 3.0192 | 4.067 | 4.0309 | 4.4187
759 | 0.00013545 | 0.0001229 | 0.0032684 | 2.8582 | 2.8433 | 3.0192 | 4.0629 | 4.0309 | 4.4187
760 | 0.00013724 | 0.00012284 | 0.00049858 | 2.8496 | 2.8433 | 3.0192 | 4.0443 | 4.0309 | 4.4187
761 | 0.00013711 | 0.00012223 | 0 | 2.8391 | 2.8433 | 3.0192 | 4.0219 | 4.0309 | 4.4187
762 | 0.0001402 | 0.00012367 | 0 | 2.841 | 2.8443 | 3.0192 | 4.0259 | 4.033 | 4.4187
763 | 0.00018796 | 0.00012375 | 0 | 2.8277 | 2.8452 | 3.0192 | 3.9977 | 4.035 | 4.4187
764 | 0.00022737 | 0.00012402 | 0 | 2.8164 | 2.8452 | 3.0192 | 3.9738 | 4.035 | 4.4187
765 | 0.00024124 | 0.0001208 | 0 | 2.809 | 2.8443 | 3.0192 | 3.958 | 4.033 | 4.4187
766 | 0.00024335 | 0.00012188 | 0 | 2.8118 | 2.8452 | 3.0192 | 3.9639 | 4.035 | 4.4187
767 | 0.00025049 | 0.00012163 | 0 | 2.8099 | 2.8452 | 3.0192 | 3.9599 | 4.035 | 4.4187
768 | 0.00026136 | 0.00012208 | 0 | 2.8006 | 2.8452 | 3.0192 | 3.9404 | 4.035 | 4.4187
769 | 0.00027043 | 0.00011926 | 0 | 2.8006 | 2.8452 | 3.0192 | 3.9404 | 4.035 | 4.4187
770 | 0.00027838 | 0.00012058 | 0 | 2.7877 | 2.8452 | 3.0192 | 3.9133 | 4.035 | 4.4187
771 | 0.00028802 | 0.00011846 | 0 | 2.7859 | 2.8452 | 3.0192 | 3.9095 | 4.035 | 4.4187
772 | 0.00029466 | 0.00011923 | 0 | 2.7831 | 2.8452 | 3.0192 | 3.9037 | 4.035 | 4.4187
773 | 0.00031361 | 0.00011723 | 0 | 2.7813 | 2.8452 | 3.0192 | 3.8999 | 4.035 | 4.4187
774 | 0.00031853 | 0.00011795 | 0 | 2.7813 | 2.8462 | 3.0192 | 3.8999 | 4.0371 | 4.4187
775 | 0.00028451 | 0.00012187 | 0.00049858 | 2.7768 | 2.8462 | 3.0192 | 3.8904 | 4.0371 | 4.4187
776 | 0.00024788 | 0.00012406 | 0.0040994 | 2.7786 | 2.8462 | 3.0192 | 3.8942 | 4.0371 | 4.4187
777 | 0.00023286 | 0.00012424 | 0.0087528 | 2.7896 | 2.8452 | 3.0192 | 3.9171 | 4.035 | 4.4187
778 | 0.00021637 | 0.00012427 | 0.013905 | 2.8071 | 2.8462 | 3.0192 | 3.9541 | 4.0371 | 4.4187
779 | 0.00021062 | 0.00012403 | 0.016231 | 2.8343 | 2.8462 | 3.0192 | 4.0118 | 4.0371 | 4.4187
780 | 0.00019104 | 0.00012402 | 0.016896 | 2.8544 | 2.8462 | 3.0192 | 4.0546 | 4.0371 | 4.4187
781 | 0.00018232 | 0.00012401 | 0.010415 | 2.8563 | 2.8462 | 3.0192 | 4.0587 | 4.0371 | 4.4187
782 | 0.00017045 | 0.00012374 | 0.007811 | 2.8582 | 2.8472 | 3.0192 | 4.0629 | 4.0391 | 4.4187
783 | 0.0001403 | 0.00012259 | 0.0032131 | 2.8458 | 2.8472 | 3.0192 | 4.0361 | 4.0391 | 4.4187
784 | 0.00013348 | 0.0001229 | 0.00044318 | 2.8249 | 2.8472 | 3.0192 | 3.9917 | 4.0391 | 4.4187
785 | 0.00013172 | 0.00012293 | 0 | 2.7923 | 2.8472 | 3.0192 | 3.9229 | 4.0391 | 4.4187
786 | 0.00014054 | 0.00012344 | 0 | 2.7804 | 2.8481 | 3.0192 | 3.898 | 4.0412 | 4.4187
787 | 0.0001959 | 0.00012224 | 0 | 2.7659 | 2.8481 | 3.0192 | 3.8677 | 4.0412 | 4.4187
788 | 0.00024786 | 0.00012444 | 0 | 2.7749 | 2.8481 | 3.0192 | 3.8866 | 4.0412 | 4.4187
789 | 0.00024669 | 0.00012145 | 0 | 2.7768 | 2.8481 | 3.0192 | 3.8904 | 4.0412 | 4.4187
790 | 0.00025355 | 0.00012315 | 0 | 2.7749 | 2.8481 | 3.0192 | 3.8866 | 4.0412 | 4.4187
791 | 0.00026166 | 0.00012384 | 0 | 2.7731 | 2.8481 | 3.0192 | 3.8828 | 4.0412 | 4.4187
792 | 0.00027162 | 0.00012376 | 0 | 2.7877 | 2.8481 | 3.0192 | 3.9133 | 4.0412 | 4.4187
793 | 0.00027801 | 0.00012147 | 0 | 2.8071 | 2.8481 | 3.0192 | 3.9541 | 4.0412 | 4.4187
794 | 0.00028408 | 0.00012198 | 0 | 2.8211 | 2.8481 | 3.0192 | 3.9837 | 4.0412 | 4.4187
795 | 0.00029039 | 0.000122 | 0 | 2.8325 | 2.8481 | 3.0192 | 4.0077 | 4.0412 | 4.4187
796 | 0.00029445 | 0.00011975 | 0 | 2.8391 | 2.8481 | 3.0192 | 4.0219 | 4.0412 | 4.4187
797 | 0.00029735 | 0.00012077 | 0 | 2.842 | 2.85 | 3.0192 | 4.028 | 4.0453 | 4.4187
798 | 0.00030291 | 0.00011909 | 0 | 2.8554 | 2.85 | 3.0192 | 4.0567 | 4.0453 | 4.4187
799 | 0.00029376 | 0.0001236 | 0.00022159 | 2.8728 | 2.8481 | 3.0192 | 4.0942 | 4.0412 | 4.4187
800 | 0.00022793 | 0.00012372 | 0.0016065 | 2.8894 | 2.8481 | 3.0192 | 4.1302 | 4.0412 | 4.4187
801 | 0.00020983 | 0.00012431 | 0.0039886 | 2.9023 | 2.8481 | 3.0192 | 4.1582 | 4.0412 | 4.4187
802 | 0.00018059 | 0.00012371 | 0.0063153 | 2.9183 | 2.8481 | 3.0192 | 4.1932 | 4.0412 | 4.4187
803 | 0.00017278 | 0.00012376 | 0.0086974 | 2.9264 | 2.8481 | 3.0192 | 4.211 | 4.0412 | 4.4187
804 | 0.00015849 | 0.00012335 | 0.0083096 | 2.9304 | 2.8481 | 3.0192 | 4.2199 | 4.0412 | 4.4187
805 | 0.00015122 | 0.00012409 | 0.0054289 | 2.9254 | 2.8491 | 3.0192 | 4.2087 | 4.0432 | 4.4187
806 | 0.00016021 | 0.00012364 | 0.0039886 | 2.9143 | 2.8491 | 3.0192 | 4.1844 | 4.0432 | 4.4187
807 | 0.0001202 | 0.00012366 | 0.0019943 | 2.9043 | 2.8491 | 3.0192 | 4.1626 | 4.0432 | 4.4187
808 | 0.00011954 | 0.00012301 | 0.00022159 | 2.8914 | 2.8491 | 3.0192 | 4.1345 | 4.0432 | 4.4187
809 | 0.00012287 | 0.00012299 | 0 | 2.8767 | 2.8481 | 3.0192 | 4.1026 | 4.0412 | 4.4187
810 | 0.0001301 | 0.00012384 | 0 | 2.8582 | 2.85 | 3.0192 | 4.0629 | 4.0453 | 4.4187
811 | 0.00017157 | 0.00012481 | 0 | 2.8534 | 2.851 | 3.0192 | 4.0525 | 4.0473 | 4.4187
812 | 0.00020913 | 0.0001237 | 0 | 2.8458 | 2.85 | 3.0192 | 4.0361 | 4.0453 | 4.4187
813 | 0.00021447 | 0.00012413 | 0 | 2.8258 | 2.8491 | 3.0192 | 3.9937 | 4.0432 | 4.4187
814 | 0.00021228 | 0.00012419 | 0 | 2.8127 | 2.8491 | 3.0192 | 3.9659 | 4.0432 | 4.4187
815 | 0.00021642 | 0.00012278 | 0 | 2.7988 | 2.8491 | 3.0192 | 3.9365 | 4.0432 | 4.4187
816 | 0.00022365 | 0.00012397 | 0 | 2.8025 | 2.8491 | 3.0192 | 3.9443 | 4.0432 | 4.4187
817 | 0.00022914 | 0.00012385 | 0 | 2.7942 | 2.8491 | 3.0192 | 3.9268 | 4.0432 | 4.4187
818 | 0.00023213 | 0.00012281 | 0 | 2.7831 | 2.851 | 3.0192 | 3.9037 | 4.0473 | 4.4187
819 | 0.00023513 | 0.00012338 | 0 | 2.7722 | 2.851 | 3.0192 | 3.8809 | 4.0473 | 4.4187
820 | 0.00023845 | 0.00012351 | 0 | 2.756 | 2.851 | 3.0192 | 3.8472 | 4.0473 | 4.4187
821 | 0.00025321 | 0.00012033 | 0 | 2.7479 | 2.851 | 3.0192 | 3.8306 | 4.0473 | 4.4187
822 | 0.00025417 | 0.00012314 | 0 | 2.7391 | 2.851 | 3.0192 | 3.8122 | 4.0473 | 4.4187
823 | 0.00021169 | 0.00012351 | 0.00055397 | 2.7399 | 2.851 | 3.0192 | 3.8141 | 4.0473 | 4.4187
824 | 0.00017168 | 0.000124 | 0.0038224 | 2.7435 | 2.852 | 3.0192 | 3.8214 | 4.0494 | 4.4187
825 | 0.00016143 | 0.00012384 | 0.008919 | 2.7731 | 2.8529 | 3.0192 | 3.8828 | 4.0514 | 4.4187
826 | 0.00015378 | 0.00012347 | 0.013572 | 2.8043 | 2.8539 | 3.0192 | 3.9482 | 4.0535 | 4.4187
827 | 0.00015373 | 0.00012315 | 0.015165 | 2.8258 | 2.8548 | 3.0192 | 3.9937 | 4.0556 | 4.4187
828 | 0.00014483 | 0.00012419 | 0.018073 | 2.8573 | 2.8548 | 3.0192 | 4.0608 | 4.0556 | 4.4187
829 | 0.00014902 | 0.00012405 | 0.010872 | 2.8573 | 2.8548 | 3.0192 | 4.0608 | 4.0556 | 4.4187
830 | 0.00014437 | 0.00012418 | 0.0074787 | 2.8631 | 2.8548 | 3.0192 | 4.0733 | 4.0556 | 4.4187
831 | 0.00015141 | 0.00012392 | 0.0038778 | 2.8448 | 2.8539 | 3.0192 | 4.0341 | 4.0535 | 4.4187
832 | 0.00013315 | 0.00012377 | 0.00060937 | 2.8315 | 2.8539 | 3.0192 | 4.0057 | 4.0535 | 4.4187
833 | 0.00013526 | 0.00012403 | 0 | 2.8099 | 2.8529 | 3.0192 | 3.9599 | 4.0514 | 4.4187
834 | 0.00015118 | 0.00012423 | 0 | 2.7542 | 2.8529 | 3.0192 | 3.8435 | 4.0514 | 4.4187
835 | 0.00018828 | 0.00012341 | 0 | 2.7542 | 2.8529 | 3.0192 | 3.8435 | 4.0514 | 4.4187
836 | 0.00022001 | 0.00012408 | 0 | 2.7364 | 2.8529 | 3.0192 | 3.8068 | 4.0514 | 4.4187
837 | 0.00023171 | 0.00011585 | 0 | 2.7241 | 2.8529 | 3.0192 | 3.7815 | 4.0514 | 4.4187
838 | 0.00023625 | 0.00012371 | 0 | 2.725 | 2.8529 | 3.0192 | 3.7833 | 4.0514 | 4.4187
839 | 0.00024097 | 0.00012253 | 0 | 2.7311 | 2.8529 | 3.0192 | 3.7959 | 4.0514 | 4.4187
840 | 0.00024742 | 0.00012392 | 0 | 2.7241 | 2.8529 | 3.0192 | 3.7815 | 4.0514 | 4.4187
841 | 0.00025091 | 0.00012112 | 0 | 2.7197 | 2.8529 | 3.0192 | 3.7725 | 4.0514 | 4.4187
842 | 0.00025372 | 0.00012329 | 0 | 2.6989 | 2.8529 | 3.0192 | 3.7302 | 4.0514 | 4.4187
843 | 0.00025603 | 0.00012059 | 0 | 2.6989 | 2.8539 | 3.0192 | 3.7302 | 4.0535 | 4.4187
844 | 0.0002589 | 0.00012277 | 0 | 2.6751 | 2.8539 | 3.0192 | 3.6819 | 4.0535 | 4.4187
845 | 0.00027491 | 0.00012054 | 0 | 2.6742 | 2.8539 | 3.0192 | 3.6802 | 4.0535 | 4.4187
846 | 0.0002799 | 0.00012227 | 0 | 2.6742 | 2.8539 | 3.0192 | 3.6802 | 4.0535 | 4.4187
847 | 0.00023809 | 0.00012328 | 0.00066477 | 2.6692 | 2.8539 | 3.0192 | 3.6701 | 4.0535 | 4.4187
848 | 0.00018572 | 0.00012405 | 0.0049304 | 2.6869 | 2.8539 | 3.0192 | 3.7059 | 4.0535 | 4.4187
849 | 0.00016777 | 0.00012421 | 0.010138 | 2.7171 | 2.8539 | 3.0192 | 3.7672 | 4.0535 | 4.4187
850 | 0.00017122 | 0.00012324 | 0.014348 | 2.7355 | 2.8548 | 3.0192 | 3.805 | 4.0556 | 4.4187
851 | 0.00017344 | 0.00012055 | 0.017949 | 2.7713 | 2.8539 | 3.0192 | 3.879 | 4.0535 | 4.4187
852 | 0.00016904 | 0.00012261 | 0.015567 | 2.7942 | 2.8539 | 3.0192 | 3.9268 | 4.0535 | 4.4187
853 | 0.00016944 | 0.00012335 | 0.013018 | 2.8053 | 2.8539 | 3.0192 | 3.9501 | 4.0535 | 4.4187
854 | 0.00016755 | 0.00012322 | 0.0084758 | 2.8193 | 2.8539 | 3.0192 | 3.9797 | 4.0535 | 4.4187
855 | 0.00013919 | 0.00012347 | 0.0032131 | 2.8136 | 2.852 | 3.0192 | 3.9678 | 4.0494 | 4.4187
856 | 0.0001414 | 0.00012313 | 0.00038778 | 2.8062 | 2.852 | 3.0192 | 3.9521 | 4.0494 | 4.4187
857 | 0.00013692 | 0.00012384 | 0 | 2.7877 | 2.852 | 3.0192 | 3.9133 | 4.0494 | 4.4187
858 | 0.00014908 | 0.0001236 | 0 | 2.7813 | 2.852 | 3.0192 | 3.8999 | 4.0494 | 4.4187
859 | 0.00018721 | 0.00012443 | 0 | 2.7795 | 2.852 | 3.0192 | 3.8961 | 4.0494 | 4.4187
860 | 0.00022004 | 0.00012419 | 0 | 2.7731 | 2.8529 | 3.0192 | 3.8828 | 4.0514 | 4.4187
861 | 0.00022277 | 0.00012341 | 0 | 2.7713 | 2.852 | 3.0192 | 3.879 | 4.0494 | 4.4187
862 | 0.00022443 | 0.00012293 | 0 | 2.7542 | 2.8539 | 3.0192 | 3.8435 | 4.0535 | 4.4187
863 | 0.00022809 | 0.0001234 | 0 | 2.7408 | 2.8539 | 3.0192 | 3.8159 | 4.0535 | 4.4187
864 | 0.00023462 | 0.00012448 | 0 | 2.7373 | 2.8539 | 3.0192 | 3.8086 | 4.0535 | 4.4187
865 | 0.00024059 | 0.00012383 | 0 | 2.7524 | 2.851 | 3.0192 | 3.8398 | 4.0473 | 4.4187
866 | 0.00024558 | 0.00012407 | 0 | 2.7488 | 2.851 | 3.0192 | 3.8324 | 4.0473 | 4.4187
867 | 0.00024876 | 0.00012284 | 0 | 2.7302 | 2.851 | 3.0192 | 3.7941 | 4.0473 | 4.4187
868 | 0.00025143 | 0.00012374 | 0 | 2.7515 | 2.85 | 3.0192 | 3.8379 | 4.0453 | 4.4187
869 | 0.00025342 | 0.0001234 | 0 | 2.7587 | 2.85 | 3.0192 | 3.8528 | 4.0453 | 4.4187
870 | 0.00027312 | 0.00012275 | 0 | 2.7605 | 2.85 | 3.0192 | 3.8565 | 4.0453 | 4.4187
871 | 0.0002215 | 0.00012379 | 0.00072017 | 2.7506 | 2.85 | 3.0192 | 3.8361 | 4.0453 | 4.4187
872 | 0.00017567 | 0.00012396 | 0.0030469 | 2.7551 | 2.85 | 3.0192 | 3.8453 | 4.0453 | 4.4187
873 | 0.00016389 | 0.00012379 | 0.0050412 | 2.7777 | 2.85 | 3.0192 | 3.8923 | 4.0453 | 4.4187
874 | 0.00015346 | 0.00012407 | 0.0089744 | 2.7877 | 2.851 | 3.0192 | 3.9133 | 4.0473 | 4.4187
875 | 0.00015784 | 0.00012276 | 0.010858 | 2.8006 | 2.85 | 3.0192 | 3.9404 | 4.0453 | 4.4187
876 | 0.00015324 | 0.00012381 | 0.0095838 | 2.809 | 2.85 | 3.0192 | 3.958 | 4.0453 | 4.4187
877 | 0.00015948 | 0.00012384 | 0.010249 | 2.8118 | 2.85 | 3.0192 | 3.9639 | 4.0453 | 4.4187
878 | 0.00015499 | 0.00012421 | 0.0081434 | 2.8174 | 2.85 | 3.0192 | 3.9757 | 4.0453 | 4.4187
879 | 0.00014857 | 0.00012396 | 0.004321 | 2.808 | 2.85 | 3.0192 | 3.956 | 4.0453 | 4.4187
880 | 0.00015561 | 0.00012382 | 0.00072017 | 2.8015 | 2.85 | 3.0192 | 3.9423 | 4.0453 | 4.4187
881 | 0.00015528 | 0.00012264 | 0 | 2.7813 | 2.85 | 3.0192 | 3.8999 | 4.0453 | 4.4187
882 | 0.00015082 | 0.00012384 | 0 | 2.7551 | 2.85 | 3.0192 | 3.8453 | 4.0453 | 4.4187
883 | 0.00019517 | 0.00012383 | 0 | 2.7417 | 2.85 | 3.0192 | 3.8177 | 4.0453 | 4.4187
884 | 0.00022753 | 0.0001247 | 0 | 2.7032 | 2.85 | 3.0192 | 3.7389 | 4.0453 | 4.4187
885 | 0.00023752 | 0.00012423 | 0 | 2.6751 | 2.8481 | 3.0192 | 3.6819 | 4.0412 | 4.4187
886 | 0.00024442 | 0.00012309 | 0 | 2.6768 | 2.8481 | 3.0192 | 3.6853 | 4.0412 | 4.4187
887 | 0.0002512 | 0.00012405 | 0 | 2.6784 | 2.8481 | 3.0192 | 3.6888 | 4.0412 | 4.4187
888 | 0.00026338 | 0.00012296 | 0 | 2.6708 | 2.8481 | 3.0192 | 3.6735 | 4.0412 | 4.4187
889 | 0.00027547 | 0.0001243 | 0 | 2.6717 | 2.8481 | 3.0192 | 3.6752 | 4.0412 | 4.4187
890 | 0.00028194 | 0.00012322 | 0 | 2.6658 | 2.8481 | 3.0192 | 3.6633 | 4.0412 | 4.4187
891 | 0.00028338 | 0.00012117 | 0 | 2.6599 | 2.8481 | 3.0192 | 3.6516 | 4.0412 | 4.4187
892 | 0.00028735 | 0.00012392 | 0 | 2.6566 | 2.8481 | 3.0192 | 3.6449 | 4.0412 | 4.4187
893 | 0.00028889 | 0.0001227 | 0 | 2.6417 | 2.8481 | 3.0192 | 3.6152 | 4.0412 | 4.4187
894 | 0.00031469 | 0.00012219 | 0 | 2.6434 | 2.8491 | 3.0192 | 3.6184 | 4.0432 | 4.4187
895 | 0.00028258 | 0.00012388 | 0.0011079 | 2.6409 | 2.8491 | 3.0192 | 3.6135 | 4.0432 | 4.4187
896 | 0.00020841 | 0.00012409 | 0.007534 | 2.645 | 2.85 | 3.0192 | 3.6217 | 4.0453 | 4.4187
897 | 0.00019174 | 0.00012382 | 0.014071 | 2.6776 | 2.8481 | 3.0192 | 3.6871 | 4.0412 | 4.4187
898 | 0.00018232 | 0.00012417 | 0.015788 | 2.6981 | 2.8481 | 3.0192 | 3.7284 | 4.0412 | 4.4187
899 | 0.0001773 | 0.00012353 | 0.018503 | 2.7119 | 2.8481 | 3.0192 | 3.7565 | 4.0412 | 4.4187
900 | 0.00015522 | 0.00012312 | 0.018724 | 2.7206 | 2.8481 | 3.0192 | 3.7743 | 4.0412 | 4.4187
901 | 0.00014408 | 0.00012401 | 0.016121 | 2.7302 | 2.8481 | 3.0192 | 3.7941 | 4.0412 | 4.4187
902 | 0.00013499 | 0.00012322 | 0.012132 | 2.7162 | 2.8481 | 3.0192 | 3.7654 | 4.0412 | 4.4187
903 | 0.00012013 | 0.00012295 | 0.0056505 | 2.7223 | 2.8481 | 3.0192 | 3.7779 | 4.0412 | 4.4187
904 | 0.00010952 | 0.00012275 | 0.00094176 | 2.6972 | 2.8481 | 3.0192 | 3.7267 | 4.0412 | 4.4187
905 | 0.00012262 | 0.00012329 | 0 | 2.6793 | 2.8481 | 3.0192 | 3.6905 | 4.0412 | 4.4187
906 | 0.000133 | 0.00012206 | 0 | 2.6675 | 2.8481 | 3.0192 | 3.6667 | 4.0412 | 4.4187
907 | 0.00019515 | 0.00012353 | 0 | 2.6516 | 2.8481 | 3.0192 | 3.6349 | 4.0412 | 4.4187
908 | 0.0002415 | 0.00012485 | 0 | 2.6516 | 2.8481 | 3.0192 | 3.6349 | 4.0412 | 4.4187
909 | 0.00025116 | 0.00012346 | 0 | 2.645 | 2.8462 | 3.0192 | 3.6217 | 4.0371 | 4.4187
910 | 0.0002641 | 0.00012334 | 0 | 2.6442 | 2.8462 | 3.0192 | 3.6201 | 4.0371 | 4.4187
911 | 0.00027065 | 0.00012428 | 0 | 2.6376 | 2.8462 | 3.0192 | 3.607 | 4.0371 | 4.4187
912 | 0.00027813 | 0.00012437 | 0 | 2.6401 | 2.8462 | 3.0192 | 3.6119 | 4.0371 | 4.4187
913 | 0.00028229 | 0.00012404 | 0 | 2.6319 | 2.8462 | 3.0192 | 3.5956 | 4.0371 | 4.4187
914 | 0.00028537 | 0.0001228 | 0 | 2.6237 | 2.8462 | 3.0192 | 3.5794 | 4.0371 | 4.4187
915 | 0.00028894 | 0.00012253 | 0 | 2.6261 | 2.8462 | 3.0192 | 3.5843 | 4.0371 | 4.4187
916 | 0.00029083 | 0.00012302 | 0 | 2.6319 | 2.8462 | 3.0192 | 3.5956 | 4.0371 | 4.4187
917 | 0.00029448 | 0.00012335 | 0 | 2.6286 | 2.8472 | 3.0192 | 3.5891 | 4.0391 | 4.4187
918 | 0.00030387 | 0.00012182 | 0 | 2.6261 | 2.8472 | 3.0192 | 3.5843 | 4.0391 | 4.4187
919 | 0.00028471 | 0.00012339 | 0.00094176 | 2.6261 | 2.8462 | 3.0192 | 3.5843 | 4.0371 | 4.4187
920 | 0.00020296 | 0.00012411 | 0.0062599 | 2.6392 | 2.8452 | 3.0192 | 3.6102 | 4.035 | 4.4187
921 | 0.00018379 | 0.00012325 | 0.013074 | 2.665 | 2.8452 | 3.0192 | 3.6616 | 4.035 | 4.4187
922 | 0.00017151 | 0.00012423 | 0.01745 | 2.7006 | 2.8452 | 3.0192 | 3.7337 | 4.035 | 4.4187
923 | 0.00017125 | 0.00012413 | 0.017838 | 2.7417 | 2.8452 | 3.0192 | 3.8177 | 4.035 | 4.4187
924 | 0.00016803 | 0.00012431 | 0.016231 | 2.7677 | 2.8452 | 3.0192 | 3.8715 | 4.035 | 4.4187
925 | 0.00017676 | 0.00012328 | 0.013462 | 2.796 | 2.8443 | 3.0192 | 3.9307 | 4.033 | 4.4187
926 | 0.00016666 | 0.00012307 | 0.010359 | 2.808 | 2.8443 | 3.0192 | 3.956 | 4.033 | 4.4187
927 | 0.00015512 | 0.00012412 | 0.0051935 | 2.8034 | 2.8443 | 3.0192 | 3.9462 | 4.033 | 4.4187
928 | 0.00014645 | 0.00012396 | 0.00088636 | 2.7822 | 2.8443 | 3.0192 | 3.9018 | 4.033 | 4.4187
929 | 0.00015705 | 0.00012417 | 0 | 2.7704 | 2.8443 | 3.0192 | 3.8771 | 4.033 | 4.4187
930 | 0.0001548 | 0.00012407 | 0 | 2.7453 | 2.8443 | 3.0192 | 3.825 | 4.033 | 4.4187
931 | 0.0001932 | 0.00012186 | 0 | 2.7408 | 2.8433 | 3.0192 | 3.8159 | 4.0309 | 4.4187
932 | 0.00022146 | 0.00012481 | 0 | 2.7355 | 2.8424 | 3.0192 | 3.805 | 4.0289 | 4.4187
933 | 0.00022771 | 0.00012456 | 0 | 2.7276 | 2.8414 | 3.0192 | 3.7887 | 4.0268 | 4.4187
934 | 0.00022548 | 0.00012446 | 0 | 2.7075 | 2.8414 | 3.0192 | 3.7477 | 4.0268 | 4.4187
935 | 0.00022915 | 0.00012304 | 0 | 2.6844 | 2.8414 | 3.0192 | 3.7007 | 4.0268 | 4.4187
936 | 0.00023692 | 0.00012452 | 0 | 2.6878 | 2.8414 | 3.0192 | 3.7076 | 4.0268 | 4.4187
937 | 0.00024153 | 0.00012464 | 0 | 2.6793 | 2.8414 | 3.0192 | 3.6905 | 4.0268 | 4.4187
938 | 0.00024486 | 0.00012314 | 0 | 2.6844 | 2.8414 | 3.0192 | 3.7007 | 4.0268 | 4.4187
939 | 0.00024943 | 0.00012396 | 0 | 2.6784 | 2.8405 | 3.0192 | 3.6888 | 4.0248 | 4.4187
940 | 0.0002556 | 0.0001241 | 0 | 2.67 | 2.8405 | 3.0192 | 3.6718 | 4.0248 | 4.4187
941 | 0.00025985 | 0.00012399 | 0 | 2.6759 | 2.8405 | 3.0192 | 3.6836 | 4.0248 | 4.4187
942 | 0.00027648 | 0.0001237 | 0 | 2.6725 | 2.8405 | 3.0192 | 3.6768 | 4.0248 | 4.4187
943 | 0.00023701 | 0.00012329 | 0.00094176 | 2.6751 | 2.8405 | 3.0192 | 3.6819 | 4.0248 | 4.4187
944 | 0.0001873 | 0.00012408 | 0.004598 | 2.6912 | 2.8405 | 3.0192 | 3.7145 | 4.0248 | 4.4187
945 | 0.00017531 | 0.00012431 | 0.0096392 | 2.711 | 2.8405 | 3.0192 | 3.7548 | 4.0248 | 4.4187
946 | 0.00016547 | 0.00012424 | 0.010636 | 2.732 | 2.8405 | 3.0192 | 3.7977 | 4.0248 | 4.4187
947 | 0.00016178 | 0.00012404 | 0.011523 | 2.7542 | 2.8405 | 3.0192 | 3.8435 | 4.0248 | 4.4187
948 | 0.00015949 | 0.00012415 | 0.012077 | 2.7722 | 2.8395 | 3.0192 | 3.8809 | 4.0228 | 4.4187
949 | 0.00016625 | 0.00012441 | 0.0097499 | 2.7813 | 2.8395 | 3.0192 | 3.8999 | 4.0228 | 4.4187
950 | 0.00015327 | 0.00012429 | 0.0065923 | 2.7877 | 2.8395 | 3.0192 | 3.9133 | 4.0228 | 4.4187
951 | 0.00013177 | 0.00012362 | 0.0032131 | 2.7969 | 2.8405 | 3.0192 | 3.9326 | 4.0248 | 4.4187
952 | 0.00014945 | 0.00012363 | 0.00049858 | 2.7988 | 2.8395 | 3.0192 | 3.9365 | 4.0228 | 4.4187
953 | 0.0001306 | 0.00012382 | 0 | 2.796 | 2.8395 | 3.0192 | 3.9307 | 4.0228 | 4.4187
954 | 0.00014141 | 0.00012101 | 0 | 2.7923 | 2.8405 | 3.0192 | 3.9229 | 4.0248 | 4.4187
955 | 0.00019555 | 0.00012512 | 0 | 2.7831 | 2.8395 | 3.0192 | 3.9037 | 4.0228 | 4.4187
956 | 0.00022535 | 0.00011646 | 0 | 2.7886 | 2.8376 | 3.0192 | 3.9152 | 4.0187 | 4.4187
957 | 0.00022807 | 0.00012459 | 0 | 2.7905 | 2.8357 | 3.0192 | 3.9191 | 4.0147 | 4.4187
958 | 0.00022505 | 0.00012448 | 0 | 2.7355 | 2.8367 | 3.0192 | 3.805 | 4.0167 | 4.4187
959 | 0.00022774 | 0.00012419 | 0 | 2.7453 | 2.8367 | 3.0192 | 3.825 | 4.0167 | 4.4187
960 | 0.00023354 | 0.00012347 | 0 | 2.7391 | 2.8357 | 3.0192 | 3.8122 | 4.0147 | 4.4187
961 | 0.0002392 | 0.00012469 | 0 | 2.7488 | 2.8357 | 3.0192 | 3.8324 | 4.0147 | 4.4187
962 | 0.00024668 | 0.00012385 | 0 | 2.7569 | 2.8357 | 3.0192 | 3.8491 | 4.0147 | 4.4187
963 | 0.00025367 | 0.0001233 | 0 | 2.7488 | 2.8376 | 3.0192 | 3.8324 | 4.0187 | 4.4187
964 | 0.00026757 | 0.00012374 | 0 | 2.7408 | 2.8357 | 3.0192 | 3.8159 | 4.0147 | 4.4187
965 | 0.00027441 | 0.00012042 | 0 | 2.7355 | 2.8357 | 3.0192 | 3.805 | 4.0147 | 4.4187
966 | 0.00027267 | 0.00012174 | 0 | 2.7267 | 2.8376 | 3.0192 | 3.7869 | 4.0187 | 4.4187
967 | 0.00024534 | 0.00012405 | 0.00099715 | 2.7373 | 2.8386 | 3.0192 | 3.8086 | 4.0207 | 4.4187
968 | 0.00019515 | 0.0001242 | 0.0053735 | 2.7453 | 2.8386 | 3.0192 | 3.825 | 4.0207 | 4.4187
969 | 0.00018393 | 0.00012438 | 0.01191 | 2.7605 | 2.8357 | 3.0192 | 3.8565 | 4.0147 | 4.4187
970 | 0.00016988 | 0.00012429 | 0.012631 | 2.7686 | 2.8357 | 3.0192 | 3.8734 | 4.0147 | 4.4187
971 | 0.0001702 | 0.00012384 | 0.013572 | 2.7768 | 2.8357 | 3.0192 | 3.8904 | 4.0147 | 4.4187
972 | 0.00017163 | 0.00012291 | 0.015844 | 2.7932 | 2.8357 | 3.0192 | 3.9249 | 4.0147 | 4.4187
973 | 0.00016839 | 0.00012419 | 0.014071 | 2.824 | 2.8386 | 3.0192 | 3.9897 | 4.0207 | 4.4187
974 | 0.00017603 | 0.00012419 | 0.010636 | 2.8136 | 2.8357 | 3.0192 | 3.9678 | 4.0147 | 4.4187
975 | 0.00014127 | 0.00012392 | 0.0058167 | 2.8174 | 2.8357 | 3.0192 | 3.9757 | 4.0147 | 4.4187
976 | 0.00014194 | 0.00012395 | 0.0011079 | 2.785 | 2.8367 | 3.0192 | 3.9075 | 4.0167 | 4.4187
977 | 0.00013975 | 0.00012411 | 0 | 2.7795 | 2.8357 | 3.0192 | 3.8961 | 4.0147 | 4.4187
978 | 0.0001567 | 0.00012396 | 0 | 2.7623 | 2.8357 | 3.0192 | 3.8602 | 4.0147 | 4.4187
979 | 0.00019919 | 0.00012393 | 0 | 2.7391 | 2.8357 | 3.0192 | 3.8122 | 4.0147 | 4.4187
980 | 0.00023221 | 0.00012349 | 0 | 2.7417 | 2.8357 | 3.0192 | 3.8177 | 4.0147 | 4.4187
981 | 0.00024226 | 0.00012267 | 0 | 2.7355 | 2.8357 | 3.0192 | 3.805 | 4.0147 | 4.4187
982 | 0.00025226 | 0.00012359 | 0 | 2.6972 | 2.8357 | 3.0192 | 3.7267 | 4.0147 | 4.4187
983 | 0.00025878 | 0.00012412 | 0 | 2.67 | 2.8357 | 3.0192 | 3.6718 | 4.0147 | 4.4187
984 | 0.00026826 | 0.00012446 | 0 | 2.6533 | 2.8357 | 3.0192 | 3.6383 | 4.0147 | 4.4187
985 | 0.000278 | 0.00012415 | 0 | 2.645 | 2.8357 | 3.0192 | 3.6217 | 4.0147 | 4.4187
986 | 0.00028303 | 0.00012351 | 0 | 2.6608 | 2.8357 | 3.0192 | 3.6533 | 4.0147 | 4.4187
987 | 0.00028947 | 0.00012304 | 0 | 2.6784 | 2.8357 | 3.0192 | 3.6888 | 4.0147 | 4.4187
988 | 0.00029842 | 0.00012287 | 0 | 2.6784 | 2.8357 | 3.0192 | 3.6888 | 4.0147 | 4.4187
989 | 0.00029904 | 0.00011819 | 0 | 2.6759 | 2.8357 | 3.0192 | 3.6836 | 4.0147 | 4.4187
990 | 0.00030226 | 0.00012204 | 0 | 2.6692 | 2.8357 | 3.0192 | 3.6701 | 4.0147 | 4.4187
991 | 0.00028628 | 0.00012356 | 0.00077556 | 2.6904 | 2.8357 | 3.0192 | 3.7128 | 4.0147 | 4.4187
992 | 0.00022185 | 0.00012429 | 0.0036008 | 2.6929 | 2.8357 | 3.0192 | 3.718 | 4.0147 | 4.4187
993 | 0.00020298 | 0.00012446 | 0.0048196 | 2.7206 | 2.8357 | 3.0192 | 3.7743 | 4.0147 | 4.4187
994 | 0.00019691 | 0.0001235 | 0.0081988 | 2.7399 | 2.8357 | 3.0192 | 3.8141 | 4.0147 | 4.4187
995 | 0.0001819 | 0.0001231 | 0.014847 | 2.7596 | 2.8367 | 3.0192 | 3.8546 | 4.0167 | 4.4187
996 | 0.00017318 | 0.00012437 | 0.014625 | 2.7831 | 2.8367 | 3.0192 | 3.9037 | 4.0167 | 4.4187
997 | 0.00015251 | 0.00012299 | 0.010082 | 2.7978 | 2.8367 | 3.0192 | 3.9345 | 4.0167 | 4.4187
998 | 0.00013796 | 0.00012367 | 0.011467 | 2.7713 | 2.8367 | 3.0192 | 3.879 | 4.0167 | 4.4187
999 | 0.00012632 | 0.00012337 | 0.0045426 | 2.7632 | 2.8376 | 3.0192 | 3.8621 | 4.0187 | 4.4187
1000 | 0.00012344 | 0.00012318 | 0.0011079 | 2.7524 | 2.8376 | 3.0192 | 3.8398 | 4.0187 | 4.4187
1001 | 0.00013625 | 0.00012288 | 0 | 2.7435 | 2.8386 | 3.0192 | 3.8214 | 4.0207 | 4.4187
1002 | 0.0001412 | 0.00012378 | 0 | 2.7136 | 2.8386 | 3.0192 | 3.7601 | 4.0207 | 4.4187
1003 | 0.00018739 | 0.000119 | 0 | 2.7032 | 2.8386 | 3.0192 | 3.7389 | 4.0207 | 4.4187
1004 | 0.00022835 | 0.0001249 | 0 | 2.6776 | 2.8376 | 3.0192 | 3.6871 | 4.0187 | 4.4187
1005 | 0.00024688 | 0.0001228 | 0 | 2.6525 | 2.8376 | 3.0192 | 3.6366 | 4.0187 | 4.4187
1006 | 0.00025891 | 0.00012365 | 0 | 2.6343 | 2.8376 | 3.0192 | 3.6005 | 4.0187 | 4.4187
1007 | 0.00026782 | 0.00012456 | 0 | 2.6253 | 2.8376 | 3.0192 | 3.5827 | 4.0187 | 4.4187
1008 | 0.00027864 | 0.00012414 | 0 | 2.6221 | 2.8376 | 3.0192 | 3.5762 | 4.0187 | 4.4187
1009 | 0.00028757 | 0.00012475 | 0 | 2.631 | 2.8376 | 3.0192 | 3.594 | 4.0187 | 4.4187
1010 | 0.00029425 | 0.00012442 | 0 | 2.6417 | 2.8386 | 3.0192 | 3.6152 | 4.0207 | 4.4187
1011 | 0.00030125 | 0.00012399 | 0 | 2.6417 | 2.8386 | 3.0192 | 3.6152 | 4.0207 | 4.4187
1012 | 0.00030236 | 0.00012455 | 0 | 2.6425 | 2.8386 | 3.0192 | 3.6168 | 4.0207 | 4.4187
1013 | 0.00031106 | 0.0001246 | 0 | 2.6549 | 2.8376 | 3.0192 | 3.6416 | 4.0187 | 4.4187
1014 | 0.00032956 | 0.00012447 | 0 | 2.6483 | 2.8348 | 3.0192 | 3.6283 | 4.0126 | 4.4187
1015 | 0.00029278 | 0.00012396 | 0.0015511 | 2.6525 | 2.8357 | 3.0192 | 3.6366 | 4.0147 | 4.4187
1016 | 0.00023656 | 0.00012416 | 0.0072571 | 2.6784 | 2.8357 | 3.0192 | 3.6888 | 4.0147 | 4.4187
1017 | 0.00021673 | 0.00012424 | 0.013739 | 2.718 | 2.8357 | 3.0192 | 3.769 | 4.0147 | 4.4187
1018 | 0.00019996 | 0.00012322 | 0.016619 | 2.7479 | 2.8357 | 3.0192 | 3.8306 | 4.0147 | 4.4187
1019 | 0.00019759 | 0.00012335 | 0.019334 | 2.7813 | 2.8357 | 3.0192 | 3.8999 | 4.0147 | 4.4187
1020 | 0.00019427 | 0.00012437 | 0.019998 | 2.7951 | 2.8348 | 3.0192 | 3.9287 | 4.0126 | 4.4187
1021 | 0.00019527 | 0.00012446 | 0.01806 | 2.8062 | 2.8348 | 3.0192 | 3.9521 | 4.0126 | 4.4187
1022 | 0.00019022 | 0.00012328 | 0.014957 | 2.7997 | 2.8348 | 3.0192 | 3.9384 | 4.0126 | 4.4187
1023 | 0.00015859 | 0.00012371 | 0.0088636 | 2.7997 | 2.8348 | 3.0192 | 3.9384 | 4.0126 | 4.4187
1024 | 0.00014997 | 0.00012365 | 0.0025483 | 2.785 | 2.8348 | 3.0192 | 3.9075 | 4.0126 | 4.4187
1025 | 0.00014943 | 0.00012397 | 0 | 2.7462 | 2.8367 | 3.0192 | 3.8269 | 4.0167 | 4.4187
1026 | 0.00016898 | 0.00012385 | 0 | 2.7435 | 2.8367 | 3.0192 | 3.8214 | 4.0167 | 4.4187
1027 | 0.00021509 | 0.00011966 | 0 | 2.7136 | 2.8367 | 3.0192 | 3.7601 | 4.0167 | 4.4187
1028 | 0.00024942 | 0.00012492 | 0 | 2.6759 | 2.8348 | 3.0192 | 3.6836 | 4.0126 | 4.4187
1029 | 0.00025962 | 0.00012442 | 0 | 2.6616 | 2.8348 | 3.0192 | 3.6549 | 4.0126 | 4.4187
1030 | 0.00026572 | 0.00012275 | 0 | 2.6599 | 2.8348 | 3.0192 | 3.6516 | 4.0126 | 4.4187
1031 | 0.00027384 | 0.00011993 | 0 | 2.65 | 2.8357 | 3.0192 | 3.6316 | 4.0147 | 4.4187
1032 | 0.00027918 | 0.0001243 | 0 | 2.6491 | 2.8367 | 3.0192 | 3.63 | 4.0167 | 4.4187
1033 | 0.0002865 | 0.0001247 | 0 | 2.6475 | 2.8348 | 3.0192 | 3.6267 | 4.0126 | 4.4187
1034 | 0.00029448 | 0.00012459 | 0 | 2.6351 | 2.8357 | 3.0192 | 3.6021 | 4.0147 | 4.4187
1035 | 0.00030295 | 0.00012419 | 0 | 2.6319 | 2.8357 | 3.0192 | 3.5956 | 4.0147 | 4.4187
1036 | 0.00030876 | 0.00012386 | 0 | 2.6319 | 2.8357 | 3.0192 | 3.5956 | 4.0147 | 4.4187
1037 | 0.00031192 | 0.00012114 | 0 | 2.6213 | 2.8357 | 3.0192 | 3.5746 | 4.0147 | 4.4187
1038 | 0.00033083 | 0.0001229 | 0 | 2.6205 | 2.8357 | 3.0192 | 3.573 | 4.0147 | 4.4187
1039 | 0.00029886 | 0.00012404 | 0.0022159 | 2.6197 | 2.8367 | 3.0192 | 3.5714 | 4.0167 | 4.4187
1040 | 0.00023305 | 0.0001242 | 0.0084758 | 2.6343 | 2.8357 | 3.0192 | 3.6005 | 4.0147 | 4.4187
1041 | 0.00021947 | 0.00012438 | 0.015567 | 2.681 | 2.8357 | 3.0192 | 3.6939 | 4.0147 | 4.4187
1042 | 0.00019804 | 0.00012281 | 0.01878 | 2.7267 | 2.8338 | 3.0192 | 3.7869 | 4.0106 | 4.4187
1043 | 0.00019438 | 0.00012415 | 0.021827 | 2.765 | 2.8348 | 3.0192 | 3.8658 | 4.0126 | 4.4187
1044 | 0.00018656 | 0.00012074 | 0.020331 | 2.7914 | 2.8348 | 3.0192 | 3.921 | 4.0126 | 4.4187
1045 | 0.00018793 | 0.00012451 | 0.018503 | 2.8108 | 2.8357 | 3.0192 | 3.9619 | 4.0147 | 4.4187
1046 | 0.00016647 | 0.00012418 | 0.011467 | 2.823 | 2.8357 | 3.0192 | 3.9877 | 4.0147 | 4.4187
1047 | 0.00015551 | 0.00012351 | 0.0057059 | 2.8146 | 2.8357 | 3.0192 | 3.9698 | 4.0147 | 4.4187
1048 | 0.00014373 | 0.00012405 | 0.0014957 | 2.7841 | 2.8357 | 3.0192 | 3.9056 | 4.0147 | 4.4187
1049 | 0.00015254 | 0.00012423 | 0 | 2.7596 | 2.8357 | 3.0192 | 3.8546 | 4.0147 | 4.4187
1050 | 0.00016783 | 0.00012445 | 0 | 2.7338 | 2.8348 | 3.0192 | 3.8013 | 4.0126 | 4.4187
1051 | 0.00020981 | 0.00012161 | 0 | 2.718 | 2.8348 | 3.0192 | 3.769 | 4.0126 | 4.4187
1052 | 0.00024255 | 0.00012496 | 0 | 2.7171 | 2.8348 | 3.0192 | 3.7672 | 4.0126 | 4.4187
1053 | 0.00025657 | 0.00012441 | 0 | 2.7145 | 2.8348 | 3.0192 | 3.7619 | 4.0126 | 4.4187
1054 | 0.00025817 | 0.00012282 | 0 | 2.7136 | 2.8348 | 3.0192 | 3.7601 | 4.0126 | 4.4187
1055 | 0.00026287 | 0.00012337 | 0 | 2.7136 | 2.8348 | 3.0192 | 3.7601 | 4.0126 | 4.4187
1056 | 0.00027136 | 0.0001238 | 0 | 2.6844 | 2.8348 | 3.0192 | 3.7007 | 4.0126 | 4.4187
1057 | 0.00027891 | 0.00012367 | 0 | 2.6742 | 2.8348 | 3.0192 | 3.6802 | 4.0126 | 4.4187
1058 | 0.00028331 | 0.00012184 | 0 | 2.6793 | 2.8348 | 3.0192 | 3.6905 | 4.0126 | 4.4187
1059 | 0.00028885 | 0.00012202 | 0 | 2.6742 | 2.8348 | 3.0192 | 3.6802 | 4.0126 | 4.4187
1060 | 0.00029279 | 0.00011902 | 0 | 2.6768 | 2.8338 | 3.0192 | 3.6853 | 4.0106 | 4.4187
1061 | 0.00030117 | 0.00012237 | 0 | 2.6742 | 2.8338 | 3.0192 | 3.6802 | 4.0106 | 4.4187
1062 | 0.00030858 | 0.00012174 | 0 | 2.6784 | 2.8338 | 3.0192 | 3.6888 | 4.0106 | 4.4187
1063 | 0.00027397 | 0.00012427 | 0.0019943 | 2.6929 | 2.8338 | 3.0192 | 3.718 | 4.0106 | 4.4187
1064 | 0.00021653 | 0.00012365 | 0.0084758 | 2.7311 | 2.8338 | 3.0192 | 3.7959 | 4.0106 | 4.4187
1065 | 0.00019045 | 0.00012412 | 0.01673 | 2.7777 | 2.8338 | 3.0192 | 3.8923 | 4.0106 | 4.4187
1066 | 0.0001697 | 0.0001245 | 0.024984 | 2.841 | 2.8338 | 3.0192 | 4.0259 | 4.0106 | 4.4187
1067 | 0.0001516 | 0.00011764 | 0.02792 | 2.8875 | 2.8338 | 3.0192 | 4.126 | 4.0106 | 4.4187
1068 | 0.0001357 | 0.00012444 | 0.025926 | 2.9233 | 2.8329 | 3.0192 | 4.2043 | 4.0086 | 4.4187
1069 | 0.00012612 | 0.00012443 | 0.018447 | 2.9457 | 2.8329 | 3.0192 | 4.2536 | 4.0086 | 4.4187
1070 | 0.00011137 | 0.00012438 | 0.014126 | 2.958 | 2.8329 | 3.0192 | 4.2811 | 4.0086 | 4.4187
1071 | 9.8199e-05 | 0.00012405 | 0.0077556 | 2.9508 | 2.8338 | 3.0192 | 4.265 | 4.0106 | 4.4187
1072 | 9.9665e-05 | 0.00012339 | 0.0018281 | 2.9233 | 2.8329 | 3.0192 | 4.2043 | 4.0086 | 4.4187
1073 | 9.0795e-05 | 0.00012405 | 0 | 2.8806 | 2.8329 | 3.0192 | 4.1111 | 4.0086 | 4.4187
1074 | 0.00010391 | 0.00012341 | 0 | 2.8534 | 2.8348 | 3.0192 | 4.0525 | 4.0126 | 4.4187
1075 | 0.00014883 | 0.00012389 | 0 | 2.841 | 2.8338 | 3.0192 | 4.0259 | 4.0106 | 4.4187
1076 | 0.0001813 | 0.00012478 | 0 | 2.8381 | 2.8329 | 3.0192 | 4.0198 | 4.0086 | 4.4187
1077 | 0.00018944 | 0.00012455 | 0 | 2.8099 | 2.8329 | 3.0192 | 3.9599 | 4.0086 | 4.4187
1078 | 0.00019632 | 0.00012454 | 0 | 2.8025 | 2.8329 | 3.0192 | 3.9443 | 4.0086 | 4.4187
1079 | 0.00020273 | 0.0001243 | 0 | 2.8015 | 2.8329 | 3.0192 | 3.9423 | 4.0086 | 4.4187
1080 | 0.00021376 | 0.00012437 | 0 | 2.7877 | 2.8329 | 3.0192 | 3.9133 | 4.0086 | 4.4187
1081 | 0.00021965 | 0.00012385 | 0 | 2.7969 | 2.8329 | 3.0192 | 3.9326 | 4.0086 | 4.4187
1082 | 0.00022131 | 0.00012201 | 0 | 2.8062 | 2.8329 | 3.0192 | 3.9521 | 4.0086 | 4.4187
1083 | 0.00022526 | 0.00012003 | 0 | 2.8136 | 2.8329 | 3.0192 | 3.9678 | 4.0086 | 4.4187
1084 | 0.00022831 | 0.00012286 | 0 | 2.8025 | 2.8329 | 3.0192 | 3.9443 | 4.0086 | 4.4187
1085 | 0.00024677 | 0.00012327 | 0 | 2.8006 | 2.8338 | 3.0192 | 3.9404 | 4.0106 | 4.4187
1086 | 0.00024435 | 0.00012212 | 0 | 2.8071 | 2.8348 | 3.0192 | 3.9541 | 4.0126 | 4.4187
1087 | 0.00021586 | 0.00012312 | 0.0011633 | 2.808 | 2.8348 | 3.0192 | 3.956 | 4.0126 | 4.4187
1088 | 0.0001577 | 0.00012424 | 0.004598 | 2.8136 | 2.8348 | 3.0192 | 3.9678 | 4.0126 | 4.4187
1089 | 0.00012953 | 0.00012454 | 0.0096945 | 2.8306 | 2.8348 | 3.0192 | 4.0037 | 4.0126 | 4.4187
1090 | 0.00011781 | 0.00012444 | 0.013226 | 2.8534 | 2.8338 | 3.0192 | 4.0525 | 4.0106 | 4.4187
1091 | 0.00011362 | 0.00012401 | 0.018073 | 2.8826 | 2.8348 | 3.0192 | 4.1153 | 4.0126 | 4.4187
1092 | 0.00011097 | 0.00012222 | 0.01673 | 2.9083 | 2.8348 | 3.0192 | 4.1713 | 4.0126 | 4.4187
1093 | 0.00010369 | 0.00012446 | 0.014902 | 2.9335 | 2.8348 | 3.0192 | 4.2266 | 4.0126 | 4.4187
1094 | 9.3863e-05 | 0.00012441 | 0.010913 | 2.9539 | 2.8348 | 3.0192 | 4.2719 | 4.0126 | 4.4187
1095 | 8.4964e-05 | 0.00012423 | 0.0060937 | 2.9611 | 2.8348 | 3.0192 | 4.288 | 4.0126 | 4.4187
1096 | 7.6935e-05 | 0.000124 | 0.0013849 | 2.9233 | 2.8348 | 3.0192 | 4.2043 | 4.0126 | 4.4187
1097 | 7.4549e-05 | 0.0001241 | 0 | 2.9033 | 2.8348 | 3.0192 | 4.1604 | 4.0126 | 4.4187
1098 | 0.00010451 | 0.00012397 | 0 | 2.8934 | 2.8348 | 3.0192 | 4.1388 | 4.0126 | 4.4187
1099 | 0.00013936 | 0.00012489 | 0 | 2.8944 | 2.8348 | 3.0192 | 4.141 | 4.0126 | 4.4187
1100 | 0.00016688 | 0.00012405 | 0 | 2.8708 | 2.8367 | 3.0192 | 4.09 | 4.0167 | 4.4187
1101 | 0.00016958 | 0.00012405 | 0 | 2.8767 | 2.8386 | 3.0192 | 4.1026 | 4.0207 | 4.4187
1102 | 0.00017516 | 0.00012168 | 0 | 2.8747 | 2.8367 | 3.0192 | 4.0984 | 4.0167 | 4.4187
1103 | 0.00018022 | 0.00012281 | 0 | 2.8835 | 2.8367 | 3.0192 | 4.1174 | 4.0167 | 4.4187
1104 | 0.00018831 | 0.00012357 | 0 | 2.8738 | 2.8367 | 3.0192 | 4.0963 | 4.0167 | 4.4187
1105 | 0.00019248 | 0.00012247 | 0 | 2.8738 | 2.8386 | 3.0192 | 4.0963 | 4.0207 | 4.4187
1106 | 0.00019462 | 0.00012203 | 0 | 2.8796 | 2.8376 | 3.0192 | 4.1089 | 4.0187 | 4.4187
1107 | 0.00019721 | 0.00012203 | 0 | 2.8845 | 2.8395 | 3.0192 | 4.1196 | 4.0228 | 4.4187
1108 | 0.00020081 | 0.00011912 | 0 | 2.8964 | 2.8395 | 3.0192 | 4.1453 | 4.0228 | 4.4187
1109 | 0.00020178 | 0.00012189 | 0 | 2.9093 | 2.8395 | 3.0192 | 4.1735 | 4.0228 | 4.4187
1110 | 0.00021145 | 0.00012152 | 0 | 2.9173 | 2.8395 | 3.0192 | 4.191 | 4.0228 | 4.4187
1111 | 0.0001934 | 0.00012372 | 0.0011079 | 2.9043 | 2.8405 | 3.0192 | 4.1626 | 4.0248 | 4.4187
1112 | 0.00013346 | 0.00012441 | 0.0047642 | 2.9294 | 2.8405 | 3.0192 | 4.2176 | 4.0248 | 4.4187
1113 | 0.00011316 | 0.00012449 | 0.0062599 | 2.9611 | 2.8405 | 3.0192 | 4.288 | 4.0248 | 4.4187
1114 | 0.00010951 | 0.00012391 | 0.0090298 | 2.982 | 2.8414 | 3.0192 | 4.3346 | 4.0268 | 4.4187
1115 | 0.00010739 | 0.00012347 | 0.010636 | 3.0149 | 2.8414 | 3.0192 | 4.4089 | 4.0268 | 4.4187
1116 | 0.0001001 | 0.00012448 | 0.0098053 | 3.0573 | 2.8414 | 3.0192 | 4.5061 | 4.0268 | 4.4187
1117 | 0.00010763 | 0.00012455 | 0.008365 | 3.0851 | 2.8414 | 3.0192 | 4.5707 | 4.0268 | 4.4187
1118 | 0.00010243 | 0.00012391 | 0.0063707 | 3.1021 | 2.8424 | 3.0192 | 4.6103 | 4.0289 | 4.4187
1119 | 9.7837e-05 | 0.00012409 | 0.0026591 | 3.1078 | 2.8424 | 3.0192 | 4.6237 | 4.0289 | 4.4187
1120 | 7.3932e-05 | 0.00012352 | 0.00060937 | 3.093 | 2.8424 | 3.0192 | 4.5891 | 4.0289 | 4.4187
1121 | 6.9218e-05 | 0.00012408 | 0 | 3.0728 | 2.8424 | 3.0192 | 4.542 | 4.0289 | 4.4187
1122 | 8.0986e-05 | 0.00012443 | 0 | 3.0639 | 2.8424 | 3.0192 | 4.5214 | 4.0289 | 4.4187
1123 | 0.00012567 | 0.00012352 | 0 | 3.0529 | 2.8424 | 3.0192 | 4.4959 | 4.0289 | 4.4187
1124 | 0.00014709 | 0.00012468 | 0 | 2.9529 | 2.8433 | 3.0192 | 4.2696 | 4.0309 | 4.4187
1125 | 0.00015068 | 0.00011326 | 0 | 2.9611 | 2.8433 | 3.0192 | 4.288 | 4.0309 | 4.4187
1126 | 0.00015007 | 0.00012313 | 0 | 2.9809 | 2.8433 | 3.0192 | 4.3322 | 4.0309 | 4.4187
1127 | 0.00015189 | 0.00012294 | 0 | 2.982 | 2.8433 | 3.0192 | 4.3346 | 4.0309 | 4.4187
1128 | 0.00015802 | 0.00012382 | 0 | 2.9989 | 2.8433 | 3.0192 | 4.3726 | 4.0309 | 4.4187
1129 | 0.00016402 | 0.00012357 | 0 | 2.9788 | 2.8433 | 3.0192 | 4.3275 | 4.0309 | 4.4187
1130 | 0.00016774 | 0.00012229 | 0 | 2.9747 | 2.8433 | 3.0192 | 4.3182 | 4.0309 | 4.4187
1131 | 0.00017067 | 0.00012201 | 0 | 2.9539 | 2.8452 | 3.0192 | 4.2719 | 4.035 | 4.4187
1132 | 0.00017843 | 0.00012133 | 0 | 2.9529 | 2.8452 | 3.0192 | 4.2696 | 4.035 | 4.4187
1133 | 0.00019397 | 0.00012031 | 0 | 2.9457 | 2.8452 | 3.0192 | 4.2536 | 4.035 | 4.4187
1134 | 0.00019002 | 0.00012136 | 0 | 2.9294 | 2.8462 | 3.0192 | 4.2176 | 4.0371 | 4.4187
1135 | 0.00017621 | 0.00012377 | 0.00099715 | 2.9233 | 2.8462 | 3.0192 | 4.2043 | 4.0371 | 4.4187
1136 | 0.00013296 | 0.00012365 | 0.0052074 | 2.9254 | 2.8462 | 3.0192 | 4.2087 | 4.0371 | 4.4187
1137 | 0.00012502 | 0.0001246 | 0.0097499 | 2.9355 | 2.8462 | 3.0192 | 4.2311 | 4.0371 | 4.4187
1138 | 0.00010951 | 0.0001243 | 0.012686 | 2.9406 | 2.8472 | 3.0192 | 4.2423 | 4.0391 | 4.4187
1139 | 0.00010291 | 0.00012426 | 0.01457 | 2.9653 | 2.8472 | 3.0192 | 4.2972 | 4.0391 | 4.4187
1140 | 0.00010512 | 0.00012435 | 0.011966 | 2.9653 | 2.8481 | 3.0192 | 4.2972 | 4.0412 | 4.4187
1141 | 0.00011745 | 0.00012457 | 0.015456 | 2.9726 | 2.8481 | 3.0192 | 4.3135 | 4.0412 | 4.4187
1142 | 0.00010602 | 0.00012436 | 0.0094176 | 2.9747 | 2.8481 | 3.0192 | 4.3182 | 4.0412 | 4.4187
1143 | 8.5636e-05 | 0.0001236 | 0.0063153 | 2.9893 | 2.8481 | 3.0192 | 4.3512 | 4.0412 | 4.4187
1144 | 8.0903e-05 | 0.00012383 | 0.0016619 | 2.9632 | 2.85 | 3.0192 | 4.2926 | 4.0453 | 4.4187
1145 | 8.0218e-05 | 0.00012412 | 0 | 2.9133 | 2.85 | 3.0192 | 4.1822 | 4.0453 | 4.4187
1146 | 8.7348e-05 | 0.00012368 | 0 | 2.9003 | 2.85 | 3.0192 | 4.1539 | 4.0453 | 4.4187
1147 | 0.00013582 | 0.00012385 | 0 | 2.8777 | 2.85 | 3.0192 | 4.1047 | 4.0453 | 4.4187
1148 | 0.00017884 | 0.00012421 | 0 | 2.8738 | 2.851 | 3.0192 | 4.0963 | 4.0473 | 4.4187
1149 | 0.00017711 | 0.00012347 | 0 | 2.867 | 2.851 | 3.0192 | 4.0816 | 4.0473 | 4.4187
1150 | 0.00017269 | 0.00012309 | 0 | 2.842 | 2.851 | 3.0192 | 4.028 | 4.0473 | 4.4187
1151 | 0.00017749 | 0.00012283 | 0 | 2.8306 | 2.851 | 3.0192 | 4.0037 | 4.0473 | 4.4187
1152 | 0.00018366 | 0.00012401 | 0 | 2.8544 | 2.852 | 3.0192 | 4.0546 | 4.0494 | 4.4187
1153 | 0.00019015 | 0.0001221 | 0 | 2.8573 | 2.852 | 3.0192 | 4.0608 | 4.0494 | 4.4187
1154 | 0.0001947 | 0.0001224 | 0 | 2.8544 | 2.852 | 3.0192 | 4.0546 | 4.0494 | 4.4187
1155 | 0.00020314 | 0.00012137 | 0 | 2.8429 | 2.852 | 3.0192 | 4.03 | 4.0494 | 4.4187
1156 | 0.00021508 | 0.0001208 | 0 | 2.84 | 2.8539 | 3.0192 | 4.0239 | 4.0535 | 4.4187
1157 | 0.000221 | 0.00011993 | 0 | 2.8343 | 2.8539 | 3.0192 | 4.0118 | 4.0535 | 4.4187
1158 | 0.00024445 | 0.00011974 | 0 | 2.823 | 2.8539 | 3.0192 | 3.9877 | 4.0535 | 4.4187
1159 | 0.00019898 | 0.00012412 | 0.0016619 | 2.8202 | 2.8539 | 3.0192 | 3.9817 | 4.0535 | 4.4187
1160 | 0.00015077 | 0.00012451 | 0.0046534 | 2.84 | 2.8539 | 3.0192 | 4.0239 | 4.0535 | 4.4187
1161 | 0.0001302 | 0.0001246 | 0.0069247 | 2.8544 | 2.8548 | 3.0192 | 4.0546 | 4.0556 | 4.4187
1162 | 0.00011702 | 0.00012447 | 0.012243 | 2.8885 | 2.8548 | 3.0192 | 4.1281 | 4.0556 | 4.4187
1163 | 0.00011644 | 0.00012423 | 0.013849 | 2.9143 | 2.8548 | 3.0192 | 4.1844 | 4.0556 | 4.4187
1164 | 0.00010684 | 0.00012463 | 0.015013 | 2.9498 | 2.8548 | 3.0192 | 4.2627 | 4.0556 | 4.4187
1165 | 0.00010395 | 0.0001247 | 0.012686 | 3.001 | 2.8548 | 3.0192 | 4.3774 | 4.0556 | 4.4187
1166 | 9.8849e-05 | 0.00012459 | 0.0088082 | 3.0181 | 2.8548 | 3.0192 | 4.4162 | 4.0556 | 4.4187
1167 | 8.6813e-05 | 0.00012387 | 0.0052074 | 2.9799 | 2.8548 | 3.0192 | 4.3299 | 4.0556 | 4.4187
1168 | 8.677e-05 | 0.00012361 | 0.0014403 | 2.9715 | 2.8548 | 3.0192 | 4.3112 | 4.0556 | 4.4187
1169 | 0.00010811 | 0.00012441 | 0 | 2.9436 | 2.8548 | 3.0192 | 4.2491 | 4.0556 | 4.4187
1170 | 9.7606e-05 | 0.00012374 | 0 | 2.9284 | 2.8548 | 3.0192 | 4.2154 | 4.0556 | 4.4187
1171 | 0.00013646 | 0.00012521 | 0 | 2.9113 | 2.8539 | 3.0192 | 4.1779 | 4.0535 | 4.4187
1172 | 0.00016569 | 0.00012335 | 0 | 2.8855 | 2.8539 | 3.0192 | 4.1217 | 4.0535 | 4.4187
1173 | 0.00017146 | 0.00012118 | 0 | 2.867 | 2.8539 | 3.0192 | 4.0816 | 4.0535 | 4.4187
1174 | 0.00017566 | 0.00012115 | 0 | 2.8602 | 2.8548 | 3.0192 | 4.067 | 4.0556 | 4.4187
1175 | 0.00017854 | 0.0001214 | 0 | 2.8826 | 2.8548 | 3.0192 | 4.1153 | 4.0556 | 4.4187
1176 | 0.00018363 | 0.00012119 | 0 | 2.8806 | 2.8539 | 3.0192 | 4.1111 | 4.0535 | 4.4187
1177 | 0.00018792 | 0.00012154 | 0 | 2.866 | 2.8539 | 3.0192 | 4.0795 | 4.0535 | 4.4187
1178 | 0.00019133 | 0.00011971 | 0 | 2.8306 | 2.8539 | 3.0192 | 4.0037 | 4.0535 | 4.4187
1179 | 0.00019765 | 0.00011681 | 0 | 2.8287 | 2.8539 | 3.0192 | 3.9997 | 4.0535 | 4.4187
1180 | 0.00020515 | 0.00011967 | 0 | 2.796 | 2.8558 | 3.0192 | 3.9307 | 4.0576 | 4.4187
1181 | 0.00022278 | 0.00012013 | 0 | 2.785 | 2.8558 | 3.0192 | 3.9075 | 4.0576 | 4.4187
1182 | 0.00021723 | 0.00011888 | 0 | 2.7923 | 2.8568 | 3.0192 | 3.9229 | 4.0597 | 4.4187
1183 | 0.00019075 | 0.00012383 | 0.0021605 | 2.7749 | 2.8558 | 3.0192 | 3.8866 | 4.0576 | 4.4187
1184 | 0.00015695 | 0.00012382 | 0.010304 | 2.7932 | 2.8558 | 3.0192 | 3.9249 | 4.0576 | 4.4187
1185 | 0.00014243 | 0.00012464 | 0.019112 | 2.8362 | 2.8558 | 3.0192 | 4.0158 | 4.0576 | 4.4187
1186 | 0.00012801 | 0.0001237 | 0.019611 | 2.84 | 2.8558 | 3.0192 | 4.0239 | 4.0576 | 4.4187
1187 | 0.00013725 | 0.0001246 | 0.027256 | 2.8708 | 2.8558 | 3.0192 | 4.09 | 4.0576 | 4.4187
1188 | 0.00014019 | 0.00012461 | 0.030524 | 2.9324 | 2.8558 | 3.0192 | 4.2243 | 4.0576 | 4.4187
1189 | 0.00013448 | 0.00012457 | 0.023932 | 2.9436 | 2.8568 | 3.0192 | 4.2491 | 4.0597 | 4.4187
1190 | 0.00013364 | 0.0001246 | 0.017118 | 2.9113 | 2.8568 | 3.0192 | 4.1779 | 4.0597 | 4.4187
1191 | 0.00012007 | 0.00012381 | 0.010415 | 2.9508 | 2.8568 | 3.0192 | 4.265 | 4.0597 | 4.4187
1192 | 0.0001093 | 0.00012311 | 0.0023821 | 2.9123 | 2.8568 | 3.0192 | 4.18 | 4.0597 | 4.4187
1193 | 0.0001137 | 0.00012376 | 0 | 2.8983 | 2.8568 | 3.0192 | 4.1496 | 4.0597 | 4.4187
1194 | 0.00011516 | 0.0001242 | 0 | 2.8757 | 2.8568 | 3.0192 | 4.1005 | 4.0597 | 4.4187
1195 | 0.00015349 | 0.00012475 | 0 | 2.8602 | 2.8568 | 3.0192 | 4.067 | 4.0597 | 4.4187
1196 | 0.00018944 | 0.00012393 | 0 | 2.8477 | 2.8587 | 3.0192 | 4.0402 | 4.0638 | 4.4187
1197 | 0.00019887 | 0.00012066 | 0 | 2.841 | 2.8587 | 3.0192 | 4.0259 | 4.0638 | 4.4187
1198 | 0.0002059 | 0.0001215 | 0 | 2.8221 | 2.8587 | 3.0192 | 3.9857 | 4.0638 | 4.4187
1199 | 0.00021567 | 0.00012277 | 0 | 2.8202 | 2.8587 | 3.0192 | 3.9817 | 4.0638 | 4.4187
1200 | 0.0002241 | 0.00012122 | 0 | 2.8015 | 2.8587 | 3.0192 | 3.9423 | 4.0638 | 4.4187
1201 | 0.00022966 | 0.00012057 | 0 | 2.808 | 2.8587 | 3.0192 | 3.956 | 4.0638 | 4.4187
1202 | 0.00023217 | 0.00012122 | 0 | 2.8127 | 2.8587 | 3.0192 | 3.9659 | 4.0638 | 4.4187
1203 | 0.00023512 | 0.00011923 | 0 | 2.8155 | 2.8597 | 3.0192 | 3.9718 | 4.0659 | 4.4187
1204 | 0.00023927 | 0.00012036 | 0 | 2.8127 | 2.8587 | 3.0192 | 3.9659 | 4.0638 | 4.4187
1205 | 0.00025722 | 0.00011615 | 0 | 2.8146 | 2.8587 | 3.0192 | 3.9698 | 4.0638 | 4.4187
1206 | 0.00025436 | 0.00011979 | 0 | 2.8164 | 2.8597 | 3.0192 | 3.9738 | 4.0659 | 4.4187
1207 | 0.00022342 | 0.00012381 | 0.0012187 | 2.8258 | 2.8597 | 3.0192 | 3.9937 | 4.0659 | 4.4187
1208 | 0.00018947 | 0.00012377 | 0.0056505 | 2.8506 | 2.8606 | 3.0192 | 4.0464 | 4.068 | 4.4187
1209 | 0.00017864 | 0.00012465 | 0.011246 | 2.8855 | 2.8587 | 3.0192 | 4.1217 | 4.0638 | 4.4187
1210 | 0.00016863 | 0.00012401 | 0.011356 | 2.9133 | 2.8597 | 3.0192 | 4.1822 | 4.0659 | 4.4187
1211 | 0.00016442 | 0.00012309 | 0.012132 | 2.9396 | 2.8597 | 3.0192 | 4.2401 | 4.0659 | 4.4187
1212 | 0.00015854 | 0.00012343 | 0.016952 | 2.982 | 2.8597 | 3.0192 | 4.3346 | 4.0659 | 4.4187
1213 | 0.00015587 | 0.00012405 | 0.014293 | 3.0474 | 2.8587 | 3.0192 | 4.4833 | 4.0638 | 4.4187
1214 | 0.00013477 | 0.00012447 | 0.0093068 | 3.0784 | 2.8597 | 3.0192 | 4.555 | 4.0659 | 4.4187
1215 | 0.00011871 | 0.00012386 | 0.005152 | 3.0975 | 2.8597 | 3.0192 | 4.5997 | 4.0659 | 4.4187
1216 | 0.0001071 | 0.00012317 | 0.0012741 | 3.0628 | 2.8597 | 3.0192 | 4.5189 | 4.0659 | 4.4187
1217 | 0.00011928 | 0.00012378 | 0 | 3.0408 | 2.8616 | 3.0192 | 4.4682 | 4.0701 | 4.4187
1218 | 0.00011496 | 0.00012413 | 0 | 3.0354 | 2.8606 | 3.0192 | 4.4557 | 4.068 | 4.4187
1219 | 0.00016072 | 0.0001132 | 0 | 3.0256 | 2.8616 | 3.0192 | 4.4334 | 4.0701 | 4.4187
1220 | 0.00020141 | 0.00012491 | 0 | 3.0127 | 2.8606 | 3.0192 | 4.404 | 4.068 | 4.4187
1221 | 0.00020111 | 0.00012126 | 0 | 3.001 | 2.8626 | 3.0192 | 4.3774 | 4.0722 | 4.4187
1222 | 0.00019973 | 0.00012223 | 0 | 2.982 | 2.8616 | 3.0192 | 4.3346 | 4.0701 | 4.4187
1223 | 0.00020558 | 0.0001238 | 0 | 2.9757 | 2.8626 | 3.0192 | 4.3205 | 4.0722 | 4.4187
1224 | 0.0002132 | 0.00012353 | 0 | 2.9549 | 2.8626 | 3.0192 | 4.2742 | 4.0722 | 4.4187
1225 | 0.00022284 | 0.00012178 | 0 | 2.9223 | 2.8626 | 3.0192 | 4.2021 | 4.0722 | 4.4187
1226 | 0.00022973 | 0.00012176 | 0 | 2.9023 | 2.8626 | 3.0192 | 4.1582 | 4.0722 | 4.4187
1227 | 0.00023732 | 0.00012079 | 0 | 2.8924 | 2.8626 | 3.0192 | 4.1367 | 4.0722 | 4.4187
1228 | 0.00024409 | 0.00012016 | 0 | 2.8826 | 2.8626 | 3.0192 | 4.1153 | 4.0722 | 4.4187
1229 | 0.00026456 | 0.00011954 | 0 | 2.8708 | 2.8626 | 3.0192 | 4.09 | 4.0722 | 4.4187
1230 | 0.00027142 | 0.00012045 | 5.5397e-05 | 2.866 | 2.8626 | 3.0192 | 4.0795 | 4.0722 | 4.4187
1231 | 0.00023881 | 0.00012397 | 0.0033792 | 2.866 | 2.8626 | 3.0192 | 4.0795 | 4.0722 | 4.4187
1232 | 0.00019272 | 0.00012458 | 0.0079218 | 2.8796 | 2.8626 | 3.0192 | 4.1089 | 4.0722 | 4.4187
1233 | 0.00018682 | 0.00012468 | 0.014791 | 2.8875 | 2.8626 | 3.0192 | 4.126 | 4.0722 | 4.4187
1234 | 0.00017038 | 0.0001244 | 0.020275 | 2.9436 | 2.8626 | 3.0192 | 4.2491 | 4.0722 | 4.4187
1235 | 0.00015715 | 0.00012443 | 0.020774 | 2.9936 | 2.8645 | 3.0192 | 4.3607 | 4.0763 | 4.4187
1236 | 0.00015581 | 0.0001243 | 0.020552 | 3.0159 | 2.8645 | 3.0192 | 4.4114 | 4.0763 | 4.4187
1237 | 0.00015397 | 0.00012429 | 0.018115 | 3.0246 | 2.8655 | 3.0192 | 4.431 | 4.0784 | 4.4187
1238 | 0.00014666 | 0.00012406 | 0.014403 | 3.0289 | 2.8655 | 3.0192 | 4.4408 | 4.0784 | 4.4187
1239 | 0.00013548 | 0.00012298 | 0.0081434 | 3.0321 | 2.8645 | 3.0192 | 4.4483 | 4.0763 | 4.4187
1240 | 0.00011905 | 0.00012243 | 0.0027145 | 3.0202 | 2.8655 | 3.0192 | 4.4211 | 4.0784 | 4.4187
1241 | 0.00011777 | 0.00012314 | 5.5397e-05 | 2.9715 | 2.8655 | 3.0192 | 4.3112 | 4.0784 | 4.4187
1242 | 0.00012346 | 0.00012174 | 0 | 2.9355 | 2.8665 | 3.0192 | 4.2311 | 4.0805 | 4.4187
1243 | 0.00017871 | 0.00012071 | 0 | 2.9254 | 2.8665 | 3.0192 | 4.2087 | 4.0805 | 4.4187
1244 | 0.00020266 | 0.00012502 | 0 | 2.9183 | 2.8665 | 3.0192 | 4.1932 | 4.0805 | 4.4187
1245 | 0.00020436 | 0.00012128 | 0 | 2.9063 | 2.8665 | 3.0192 | 4.1669 | 4.0805 | 4.4187
1246 | 0.00021232 | 0.00012201 | 0 | 2.9113 | 2.8665 | 3.0192 | 4.1779 | 4.0805 | 4.4187
1247 | 0.00021599 | 0.00012037 | 0 | 2.8924 | 2.8665 | 3.0192 | 4.1367 | 4.0805 | 4.4187
1248 | 0.00022221 | 0.00012231 | 0 | 2.9043 | 2.8665 | 3.0192 | 4.1626 | 4.0805 | 4.4187
1249 | 0.00022785 | 0.00012403 | 0 | 2.8993 | 2.8684 | 3.0192 | 4.1517 | 4.0847 | 4.4187
1250 | 0.00023226 | 0.00012433 | 0 | 2.8924 | 2.8684 | 3.0192 | 4.1367 | 4.0847 | 4.4187
1251 | 0.00023688 | 0.00011782 | 0 | 2.8954 | 2.8684 | 3.0192 | 4.1431 | 4.0847 | 4.4187
1252 | 0.00024113 | 0.000124 | 0 | 2.8855 | 2.8684 | 3.0192 | 4.1217 | 4.0847 | 4.4187
1253 | 0.00025477 | 0.00012335 | 0 | 2.8885 | 2.8684 | 3.0192 | 4.1281 | 4.0847 | 4.4187
1254 | 0.0002525 | 0.00012304 | 0.00011079 | 2.8708 | 2.8684 | 3.0192 | 4.09 | 4.0847 | 4.4187
1255 | 0.0002365 | 0.00012405 | 0.0027145 | 2.8875 | 2.8694 | 3.0192 | 4.126 | 4.0868 | 4.4187
1256 | 0.00017644 | 0.00012404 | 0.008088 | 2.9103 | 2.8694 | 3.0192 | 4.1757 | 4.0868 | 4.4187
1257 | 0.00017442 | 0.00012441 | 0.014791 | 2.9519 | 2.8713 | 3.0192 | 4.2673 | 4.091 | 4.4187
1258 | 0.00016234 | 0.00012426 | 0.018337 | 3.0021 | 2.8703 | 3.0192 | 4.3798 | 4.0889 | 4.4187
1259 | 0.0001661 | 0.00012429 | 0.021328 | 3.054 | 2.8713 | 3.0192 | 4.4985 | 4.091 | 4.4187
1260 | 0.00015493 | 0.00012371 | 0.022159 | 3.093 | 2.8703 | 3.0192 | 4.5891 | 4.0889 | 4.4187
1261 | 0.00014638 | 0.00012429 | 0.01806 | 3.1284 | 2.8713 | 3.0192 | 4.6725 | 4.091 | 4.4187
1262 | 0.00013764 | 0.00012368 | 0.011966 | 3.1447 | 2.8713 | 3.0192 | 4.7112 | 4.091 | 4.4187
1263 | 0.00013536 | 0.00012372 | 0.0064815 | 3.1388 | 2.8713 | 3.0192 | 4.6973 | 4.091 | 4.4187
1264 | 0.00011922 | 0.00012348 | 0.0021605 | 3.1089 | 2.8713 | 3.0192 | 4.6264 | 4.091 | 4.4187
1265 | 0.00011784 | 0.00012334 | 0 | 3.0784 | 2.8723 | 3.0192 | 4.555 | 4.0931 | 4.4187
1266 | 0.00013054 | 0.00012297 | 0 | 3.0617 | 2.8723 | 3.0192 | 4.5163 | 4.0931 | 4.4187
1267 | 0.00017075 | 0.00012213 | 0 | 3.0419 | 2.8733 | 3.0192 | 4.4707 | 4.0952 | 4.4187
1268 | 0.0002074 | 0.00012486 | 0 | 3.0321 | 2.8723 | 3.0192 | 4.4483 | 4.0931 | 4.4187
1269 | 0.00020539 | 0.00012322 | 0 | 3.0031 | 2.8733 | 3.0192 | 4.3823 | 4.0952 | 4.4187
1270 | 0.0002045 | 0.00012447 | 0 | 2.9925 | 2.8723 | 3.0192 | 4.3583 | 4.0931 | 4.4187
1271 | 0.0002099 | 0.00012447 | 0 | 2.9999 | 2.8723 | 3.0192 | 4.375 | 4.0931 | 4.4187
1272 | 0.00022086 | 0.0001248 | 0 | 2.9851 | 2.8762 | 3.0192 | 4.3417 | 4.1015 | 4.4187
1273 | 0.00022898 | 0.00012444 | 0 | 2.9385 | 2.8752 | 3.0192 | 4.2378 | 4.0994 | 4.4187
1274 | 0.00023492 | 0.00012224 | 0 | 2.9426 | 2.8752 | 3.0192 | 4.2468 | 4.0994 | 4.4187
1275 | 0.00024027 | 0.00012285 | 0 | 2.9284 | 2.8752 | 3.0192 | 4.2154 | 4.0994 | 4.4187
1276 | 0.00024521 | 0.00012417 | 0 | 2.9043 | 2.8762 | 3.0192 | 4.1626 | 4.1015 | 4.4187
1277 | 0.00026446 | 0.00012132 | 0 | 2.9063 | 2.8762 | 3.0192 | 4.1669 | 4.1015 | 4.4187
1278 | 0.00026593 | 0.00012326 | 5.5397e-05 | 2.9183 | 2.8762 | 3.0192 | 4.1932 | 4.1015 | 4.4187
1279 | 0.00023843 | 0.0001241 | 0.0022159 | 2.8718 | 2.8782 | 3.0192 | 4.0921 | 4.1058 | 4.4187
1280 | 0.00019639 | 0.00012428 | 0.0074787 | 2.8845 | 2.8782 | 3.0192 | 4.1196 | 4.1058 | 4.4187
1281 | 0.00018322 | 0.00012449 | 0.011079 | 2.9243 | 2.8772 | 3.0192 | 4.2065 | 4.1037 | 4.4187
1282 | 0.0001482 | 0.00012393 | 0.016675 | 2.9416 | 2.8782 | 3.0192 | 4.2446 | 4.1058 | 4.4187
1283 | 0.00012567 | 0.00012397 | 0.022159 | 2.9925 | 2.8782 | 3.0192 | 4.3583 | 4.1058 | 4.4187
1284 | 0.00011934 | 0.0001238 | 0.019721 | 3.0181 | 2.8782 | 3.0192 | 4.4162 | 4.1058 | 4.4187
1285 | 0.00010706 | 0.00012394 | 0.017395 | 3.0181 | 2.8791 | 3.0192 | 4.4162 | 4.1079 | 4.4187
1286 | 9.5729e-05 | 0.0001234 | 0.015788 | 3.0452 | 2.8791 | 3.0192 | 4.4783 | 4.1079 | 4.4187
1287 | 8.8637e-05 | 0.00012129 | 0.0090852 | 3.0485 | 2.8791 | 3.0192 | 4.4858 | 4.1079 | 4.4187
1288 | 7.4319e-05 | 0.00011949 | 0.0028253 | 3.0202 | 2.8791 | 3.0192 | 4.4211 | 4.1079 | 4.4187
1289 | 7.2127e-05 | 0.00012173 | 0.00011079 | 2.9809 | 2.8791 | 3.0192 | 4.3322 | 4.1079 | 4.4187
1290 | 9.8277e-05 | 0.00012251 | 0 | 2.9243 | 2.8791 | 3.0192 | 4.2065 | 4.1079 | 4.4187
1291 | 0.00013937 | 0.0001235 | 0 | 2.8964 | 2.8791 | 3.0192 | 4.1453 | 4.1079 | 4.4187
1292 | 0.00015895 | 0.00012304 | 0 | 2.8865 | 2.8801 | 3.0192 | 4.1238 | 4.11 | 4.4187
1293 | 0.00018286 | 0.00012371 | 0 | 2.8904 | 2.8791 | 3.0192 | 4.1324 | 4.1079 | 4.4187
1294 | 0.00017739 | 0.0001245 | 0 | 2.8885 | 2.8791 | 3.0192 | 4.1281 | 4.1079 | 4.4187
1295 | 0.00018472 | 0.00012306 | 0 | 2.8865 | 2.8791 | 3.0192 | 4.1238 | 4.1079 | 4.4187
1296 | 0.00019287 | 0.00012313 | 0 | 2.8904 | 2.8791 | 3.0192 | 4.1324 | 4.1079 | 4.4187
1297 | 0.00019922 | 0.00012413 | 0 | 2.8631 | 2.8791 | 3.0192 | 4.0733 | 4.1079 | 4.4187
1298 | 0.00020511 | 0.00012315 | 0 | 2.8515 | 2.8791 | 3.0192 | 4.0484 | 4.1079 | 4.4187
1299 | 0.00021233 | 0.0001238 | 0 | 2.8525 | 2.8801 | 3.0192 | 4.0505 | 4.11 | 4.4187
1300 | 0.00022243 | 0.00012449 | 0 | 2.8582 | 2.8791 | 3.0192 | 4.0629 | 4.1079 | 4.4187
1301 | 0.00024207 | 0.00012295 | 0 | 2.8602 | 2.8811 | 3.0192 | 4.067 | 4.1121 | 4.4187
1302 | 0.00025778 | 0.00012287 | 0.00016619 | 2.8477 | 2.8821 | 3.0192 | 4.0402 | 4.1143 | 4.4187
1303 | 0.00022141 | 0.00012425 | 0.0031023 | 2.8515 | 2.8821 | 3.0192 | 4.0484 | 4.1143 | 4.4187
1304 | 0.00016494 | 0.00012437 | 0.0085866 | 2.8885 | 2.8811 | 3.0192 | 4.1281 | 4.1121 | 4.4187
1305 | 0.00013773 | 0.00012447 | 0.015844 | 2.9183 | 2.8811 | 3.0192 | 4.1932 | 4.1121 | 4.4187
1306 | 0.00011394 | 0.00012398 | 0.025594 | 2.957 | 2.8811 | 3.0192 | 4.2788 | 4.1121 | 4.4187
1307 | 9.3417e-05 | 0.00012312 | 0.023544 | 2.9925 | 2.8811 | 3.0192 | 4.3583 | 4.1121 | 4.4187
1308 | 8.5425e-05 | 0.00012376 | 0.021383 | 3.0267 | 2.8821 | 3.0192 | 4.4359 | 4.1143 | 4.4187
1309 | 7.8926e-05 | 0.00012328 | 0.017783 | 3.0441 | 2.8821 | 3.0192 | 4.4757 | 4.1143 | 4.4187
1310 | 7.3502e-05 | 0.00012328 | 0.015511 | 3.0278 | 2.8821 | 3.0192 | 4.4384 | 4.1143 | 4.4187
1311 | 5.8826e-05 | 0.00012168 | 0.0098607 | 3.0332 | 2.8821 | 3.0192 | 4.4508 | 4.1143 | 4.4187
1312 | 4.8099e-05 | 0.00011966 | 0.0027699 | 2.9978 | 2.8821 | 3.0192 | 4.3702 | 4.1143 | 4.4187
1313 | 4.8133e-05 | 0.00012158 | 0.00011079 | 2.9213 | 2.8821 | 3.0192 | 4.1999 | 4.1143 | 4.4187
1314 | 5.8791e-05 | 0.00012351 | 0 | 2.8448 | 2.8811 | 3.0192 | 4.0341 | 4.1121 | 4.4187
1315 | 9.3848e-05 | 0.00012528 | 0 | 2.8515 | 2.8811 | 3.0192 | 4.0484 | 4.1121 | 4.4187
1316 | 0.00012193 | 0.00012528 | 0 | 2.8448 | 2.8811 | 3.0192 | 4.0341 | 4.1121 | 4.4187
1317 | 0.00014526 | 0.00012351 | 0 | 2.8757 | 2.8811 | 3.0192 | 4.1005 | 4.1121 | 4.4187
1318 | 0.00013846 | 0.00011783 | 0 | 2.8699 | 2.8811 | 3.0192 | 4.0879 | 4.1121 | 4.4187
1319 | 0.00015229 | 0.00012403 | 0 | 2.8757 | 2.8811 | 3.0192 | 4.1005 | 4.1121 | 4.4187
1320 | 0.00016364 | 0.00012342 | 0 | 2.8544 | 2.8811 | 3.0192 | 4.0546 | 4.1121 | 4.4187
1321 | 0.00017329 | 0.00012093 | 0 | 2.8486 | 2.8811 | 3.0192 | 4.0423 | 4.1121 | 4.4187
1322 | 0.00018026 | 0.00012426 | 0 | 2.8381 | 2.8831 | 3.0192 | 4.0198 | 4.1164 | 4.4187
1323 | 0.00018882 | 0.00012467 | 0 | 2.8164 | 2.8826 | 3.0192 | 3.9738 | 4.1153 | 4.4187
1324 | 0.00019767 | 0.00012336 | 0 | 2.796 | 2.8821 | 3.0192 | 3.9307 | 4.1143 | 4.4187
1325 | 0.00022647 | 0.00012385 | 0 | 2.7951 | 2.8821 | 3.0192 | 3.9287 | 4.1143 | 4.4187
1326 | 0.00022462 | 0.00012359 | 0.00027699 | 2.8034 | 2.8801 | 3.0192 | 3.9462 | 4.11 | 4.4187
1327 | 0.00019934 | 0.00012416 | 0.0036008 | 2.7905 | 2.8821 | 3.0192 | 3.9191 | 4.1143 | 4.4187
1328 | 0.00014194 | 0.00012424 | 0.01047 | 2.8592 | 2.8801 | 3.0192 | 4.0649 | 4.11 | 4.4187
1329 | 0.00012316 | 0.00012443 | 0.014126 | 2.8718 | 2.8821 | 3.0192 | 4.0921 | 4.1143 | 4.4187
1330 | 0.00010675 | 0.00012379 | 0.019777 | 2.9083 | 2.8821 | 3.0192 | 4.1713 | 4.1143 | 4.4187
1331 | 9.6598e-05 | 0.00012316 | 0.023987 | 2.9133 | 2.8821 | 3.0192 | 4.1822 | 4.1143 | 4.4187
1332 | 8.1484e-05 | 0.00012314 | 0.026923 | 2.9601 | 2.8821 | 3.0192 | 4.2857 | 4.1143 | 4.4187
1333 | 7.2107e-05 | 0.00012307 | 0.02781 | 2.9694 | 2.884 | 3.0192 | 4.3065 | 4.1185 | 4.4187
1334 | 6.3817e-05 | 0.00012346 | 0.019334 | 2.9653 | 2.884 | 3.0192 | 4.2972 | 4.1185 | 4.4187
1335 | 5.701e-05 | 0.00012148 | 0.013074 | 2.9601 | 2.8821 | 3.0192 | 4.2857 | 4.1143 | 4.4187
1336 | 4.8437e-05 | 0.00011922 | 0.0033792 | 2.8845 | 2.8821 | 3.0192 | 4.1196 | 4.1143 | 4.4187
1337 | 5.0363e-05 | 0.00012143 | 0.00027699 | 2.8525 | 2.8801 | 3.0192 | 4.0505 | 4.11 | 4.4187
1338 | 7.1501e-05 | 0.00012282 | 0 | 2.8211 | 2.8811 | 3.0192 | 3.9837 | 4.1121 | 4.4187
1339 | 9.3191e-05 | 0.00012162 | 0 | 2.8043 | 2.8811 | 3.0192 | 3.9482 | 4.1121 | 4.4187
1340 | 0.00011709 | 0.00012308 | 0 | 2.7768 | 2.8811 | 3.0192 | 3.8904 | 4.1121 | 4.4187
1341 | 0.00013814 | 0.00012261 | 0 | 2.7668 | 2.8791 | 3.0192 | 3.8696 | 4.1079 | 4.4187
1342 | 0.00013958 | 0.00012397 | 0 | 2.7677 | 2.8791 | 3.0192 | 3.8715 | 4.1079 | 4.4187
1343 | 0.00014878 | 0.00012021 | 0 | 2.7533 | 2.8811 | 3.0192 | 3.8416 | 4.1121 | 4.4187
1344 | 0.00016098 | 0.00012176 | 0 | 2.7241 | 2.8811 | 3.0192 | 3.7815 | 4.1121 | 4.4187
1345 | 0.00017119 | 0.00012418 | 0 | 2.705 | 2.8791 | 3.0192 | 3.7424 | 4.1079 | 4.4187
1346 | 0.00018299 | 0.00012397 | 0 | 2.6751 | 2.8791 | 3.0192 | 3.6819 | 4.1079 | 4.4187
1347 | 0.00019001 | 0.00012279 | 0 | 2.6675 | 2.8801 | 3.0192 | 3.6667 | 4.11 | 4.4187
1348 | 0.00019656 | 0.00012225 | 0 | 2.6641 | 2.8801 | 3.0192 | 3.66 | 4.11 | 4.4187
1349 | 0.00022439 | 0.00012365 | 0 | 2.6384 | 2.8801 | 3.0192 | 3.6086 | 4.11 | 4.4187
1350 | 0.00022017 | 0.0001236 | 0.00027699 | 2.636 | 2.8811 | 3.0192 | 3.6037 | 4.1121 | 4.4187
1351 | 0.00019674 | 0.00012408 | 0.0045426 | 2.6434 | 2.8811 | 3.0192 | 3.6184 | 4.1121 | 4.4187
1352 | 0.00014221 | 0.00012409 | 0.01529 | 2.6818 | 2.8801 | 3.0192 | 3.6956 | 4.11 | 4.4187
1353 | 0.00012737 | 0.00012348 | 0.025095 | 2.7346 | 2.8801 | 3.0192 | 3.8031 | 4.11 | 4.4187
1354 | 0.00010501 | 0.00012358 | 0.031133 | 2.7942 | 2.8801 | 3.0192 | 3.9268 | 4.11 | 4.4187
1355 | 9.8673e-05 | 0.00012414 | 0.033405 | 2.8372 | 2.8801 | 3.0192 | 4.0178 | 4.11 | 4.4187
1356 | 9.1124e-05 | 0.00012412 | 0.033238 | 2.8786 | 2.8801 | 3.0192 | 4.1068 | 4.11 | 4.4187
1357 | 8.8016e-05 | 0.00012417 | 0.02925 | 2.8826 | 2.8801 | 3.0192 | 4.1153 | 4.11 | 4.4187
1358 | 8.2174e-05 | 0.00012416 | 0.023544 | 2.9083 | 2.8801 | 3.0192 | 4.1713 | 4.11 | 4.4187
1359 | 6.8955e-05 | 0.00012322 | 0.015622 | 2.9043 | 2.8801 | 3.0192 | 4.1626 | 4.11 | 4.4187
1360 | 6.533e-05 | 0.00012346 | 0.0044318 | 2.8458 | 2.8801 | 3.0192 | 4.0361 | 4.11 | 4.4187
1361 | 6.7608e-05 | 0.00012366 | 0.00027699 | 2.8146 | 2.8791 | 3.0192 | 3.9698 | 4.1079 | 4.4187
1362 | 7.8033e-05 | 0.00012333 | 0 | 2.7497 | 2.8782 | 3.0192 | 3.8342 | 4.1058 | 4.4187
1363 | 0.00011201 | 0.00011621 | 0 | 2.7285 | 2.8772 | 3.0192 | 3.7905 | 4.1037 | 4.4187
1364 | 0.00015442 | 0.00012365 | 0 | 2.6989 | 2.8772 | 3.0192 | 3.7302 | 4.1037 | 4.4187
1365 | 0.00015226 | 0.00012306 | 0 | 2.6692 | 2.8782 | 3.0192 | 3.6701 | 4.1058 | 4.4187
1366 | 0.00015826 | 0.00012381 | 0 | 2.681 | 2.8782 | 3.0192 | 3.6939 | 4.1058 | 4.4187
1367 | 0.00016747 | 0.00012405 | 0 | 2.6708 | 2.8772 | 3.0192 | 3.6735 | 4.1037 | 4.4187
1368 | 0.00017837 | 0.00012334 | 0 | 2.6516 | 2.8772 | 3.0192 | 3.6349 | 4.1037 | 4.4187
1369 | 0.00018602 | 0.0001237 | 0 | 2.6549 | 2.8772 | 3.0192 | 3.6416 | 4.1037 | 4.4187
1370 | 0.00019135 | 0.00012429 | 0 | 2.6525 | 2.8772 | 3.0192 | 3.6366 | 4.1037 | 4.4187
1371 | 0.00019471 | 0.00012304 | 0 | 2.6516 | 2.8762 | 3.0192 | 3.6349 | 4.1015 | 4.4187
1372 | 0.00019993 | 0.00012392 | 0 | 2.6458 | 2.8762 | 3.0192 | 3.6234 | 4.1015 | 4.4187
1373 | 0.00020539 | 0.00012397 | 0 | 2.6335 | 2.8762 | 3.0192 | 3.5988 | 4.1015 | 4.4187
1374 | 0.00021954 | 0.00012089 | 0.00022159 | 2.6368 | 2.8762 | 3.0192 | 3.6053 | 4.1015 | 4.4187
1375 | 0.00020381 | 0.00012399 | 0.0041548 | 2.6384 | 2.8752 | 3.0192 | 3.6086 | 4.0994 | 4.4187
1376 | 0.00013065 | 0.00012325 | 0.011689 | 2.6801 | 2.8752 | 3.0192 | 3.6922 | 4.0994 | 4.4187
1377 | 0.00012077 | 0.00012431 | 0.019389 | 2.7311 | 2.8742 | 3.0192 | 3.7959 | 4.0973 | 4.4187
1378 | 0.00010324 | 0.00012414 | 0.025871 | 2.7813 | 2.8742 | 3.0192 | 3.8999 | 4.0973 | 4.4187
1379 | 0.00010029 | 0.00012069 | 0.02648 | 2.8221 | 2.8742 | 3.0192 | 3.9857 | 4.0973 | 4.4187
1380 | 9.4876e-05 | 0.00012425 | 0.026092 | 2.8448 | 2.8742 | 3.0192 | 4.0341 | 4.0973 | 4.4187
1381 | 8.935e-05 | 0.00012435 | 0.027588 | 2.8699 | 2.8742 | 3.0192 | 4.0879 | 4.0973 | 4.4187
1382 | 8.6034e-05 | 0.00012417 | 0.020497 | 2.8826 | 2.8742 | 3.0192 | 4.1153 | 4.0973 | 4.4187
1383 | 7.0365e-05 | 0.00012362 | 0.010802 | 2.8796 | 2.8733 | 3.0192 | 4.1089 | 4.0952 | 4.4187
1384 | 6.4386e-05 | 0.000123 | 0.0041548 | 2.8602 | 2.8733 | 3.0192 | 4.067 | 4.0952 | 4.4187
1385 | 6.9329e-05 | 0.00012372 | 0.00049858 | 2.8296 | 2.8733 | 3.0192 | 4.0017 | 4.0952 | 4.4187
1386 | 7.5078e-05 | 0.00012365 | 0 | 2.7859 | 2.8723 | 3.0192 | 3.9095 | 4.0931 | 4.4187
1387 | 0.00013348 | 0.00012382 | 0 | 2.7623 | 2.8723 | 3.0192 | 3.8602 | 4.0931 | 4.4187
1388 | 0.00014137 | 0.00012451 | 0 | 2.7364 | 2.8723 | 3.0192 | 3.8068 | 4.0931 | 4.4187
1389 | 0.00014788 | 0.00012401 | 0 | 2.7215 | 2.8723 | 3.0192 | 3.7761 | 4.0931 | 4.4187
1390 | 0.00014723 | 0.00012321 | 0 | 2.7136 | 2.8713 | 3.0192 | 3.7601 | 4.091 | 4.4187
1391 | 0.00015299 | 0.00012385 | 0 | 2.7145 | 2.8713 | 3.0192 | 3.7619 | 4.091 | 4.4187
1392 | 0.00016138 | 0.00012456 | 0 | 2.705 | 2.8703 | 3.0192 | 3.7424 | 4.0889 | 4.4187
1393 | 0.00016791 | 0.00012406 | 0 | 2.6878 | 2.8703 | 3.0192 | 3.7076 | 4.0889 | 4.4187
1394 | 0.00017275 | 0.0001246 | 0 | 2.6725 | 2.8703 | 3.0192 | 3.6768 | 4.0889 | 4.4187
1395 | 0.00018245 | 0.00012185 | 0 | 2.67 | 2.8703 | 3.0192 | 3.6718 | 4.0889 | 4.4187
1396 | 0.00019111 | 0.00012438 | 0 | 2.6708 | 2.8703 | 3.0192 | 3.6735 | 4.0889 | 4.4187
1397 | 0.00019728 | 0.00012194 | 0 | 2.6558 | 2.8703 | 3.0192 | 3.6432 | 4.0889 | 4.4187
1398 | 0.00020553 | 0.00012437 | 0.00038778 | 2.6516 | 2.8703 | 3.0192 | 3.6349 | 4.0889 | 4.4187
1399 | 0.00019023 | 0.00012378 | 0.0056505 | 2.6658 | 2.8703 | 3.0192 | 3.6633 | 4.0889 | 4.4187
1400 | 0.00012421 | 0.00012342 | 0.015456 | 2.711 | 2.8703 | 3.0192 | 3.7548 | 4.0889 | 4.4187
1401 | 0.00011781 | 0.00012378 | 0.027477 | 2.7623 | 2.8684 | 3.0192 | 3.8602 | 4.0847 | 4.4187
1402 | 9.883e-05 | 0.00012409 | 0.032906 | 2.8155 | 2.8694 | 3.0192 | 3.9718 | 4.0868 | 4.4187
1403 | 0.00010167 | 0.00012424 | 0.036285 | 2.8486 | 2.8684 | 3.0192 | 4.0423 | 4.0847 | 4.4187
1404 | 0.00010786 | 0.00012427 | 0.033128 | 2.8934 | 2.8684 | 3.0192 | 4.1388 | 4.0847 | 4.4187
1405 | 0.00010738 | 0.00012305 | 0.031577 | 2.9193 | 2.8684 | 3.0192 | 4.1954 | 4.0847 | 4.4187
1406 | 9.9899e-05 | 0.00012422 | 0.025206 | 2.9314 | 2.8694 | 3.0192 | 4.2221 | 4.0868 | 4.4187
1407 | 8.7683e-05 | 0.00012322 | 0.016287 | 2.9193 | 2.8694 | 3.0192 | 4.1954 | 4.0868 | 4.4187
1408 | 8.3304e-05 | 0.00012372 | 0.0057613 | 2.8885 | 2.8694 | 3.0192 | 4.1281 | 4.0868 | 4.4187
1409 | 8.58e-05 | 0.00012394 | 0.00038778 | 2.8193 | 2.8694 | 3.0192 | 3.9797 | 4.0868 | 4.4187
1410 | 0.00011137 | 0.00012417 | 0 | 2.7813 | 2.8694 | 3.0192 | 3.8999 | 4.0868 | 4.4187
1411 | 0.00016104 | 0.00012344 | 0 | 2.7542 | 2.8684 | 3.0192 | 3.8435 | 4.0847 | 4.4187
1412 | 0.00018126 | 0.00012483 | 0 | 2.7338 | 2.8684 | 3.0192 | 3.8013 | 4.0847 | 4.4187
1413 | 0.00019654 | 0.00012239 | 0 | 2.7127 | 2.8684 | 3.0192 | 3.7583 | 4.0847 | 4.4187
1414 | 0.00020256 | 0.00012405 | 0 | 2.7067 | 2.8684 | 3.0192 | 3.746 | 4.0847 | 4.4187
1415 | 0.0002145 | 0.00012381 | 0 | 2.6938 | 2.8674 | 3.0192 | 3.7197 | 4.0826 | 4.4187
1416 | 0.00022827 | 0.0001229 | 0 | 2.7462 | 2.887 | 3.0192 | 3.8269 | 4.1249 | 4.4187
1417 | 0.00023892 | 0.0001227 | 0 | 2.732 | 2.886 | 3.0192 | 3.7977 | 4.1228 | 4.4187
1418 | 0.00024628 | 0.00012191 | 0 | 2.7346 | 2.887 | 3.0192 | 3.8031 | 4.1249 | 4.4187
1419 | 0.00025389 | 0.00012099 | 0 | 2.7329 | 2.887 | 3.0192 | 3.7995 | 4.1249 | 4.4187
1420 | 0.00026059 | 0.00011958 | 0 | 2.7171 | 2.887 | 3.0192 | 3.7672 | 4.1249 | 4.4187
1421 | 0.00028476 | 0.00012002 | 0 | 2.7223 | 2.887 | 3.0192 | 3.7779 | 4.1249 | 4.4187
1422 | 0.00028343 | 0.00011924 | 0.00044318 | 2.7364 | 2.887 | 3.0192 | 3.8068 | 4.1249 | 4.4187
1423 | 0.00025948 | 0.00012347 | 0.0060937 | 2.8164 | 2.887 | 3.0192 | 3.9738 | 4.1249 | 4.4187
1424 | 0.00020371 | 0.00012342 | 0.010941 | 2.8699 | 2.887 | 3.0192 | 4.0879 | 4.1249 | 4.4187
1425 | 0.00019086 | 0.00012425 | 0.01745 | 2.9304 | 2.887 | 3.0192 | 4.2199 | 4.1249 | 4.4187
1426 | 0.00017165 | 0.00012351 | 0.027283 | 2.9994 | 2.887 | 3.0192 | 4.3738 | 4.1249 | 4.4187
1427 | 0.00015697 | 0.00012382 | 0.035316 | 3.0645 | 2.887 | 3.0192 | 4.5227 | 4.1249 | 4.4187
1428 | 0.00016154 | 0.00012442 | 0.033377 | 3.1296 | 2.886 | 3.0192 | 4.6752 | 4.1228 | 4.4187
1429 | 0.00015969 | 0.00012412 | 0.033377 | 3.1855 | 2.886 | 3.0192 | 4.8092 | 4.1228 | 4.4187
1430 | 0.00015646 | 0.0001244 | 0.02853 | 3.2157 | 2.886 | 3.0192 | 4.8828 | 4.1228 | 4.4187
1431 | 0.00014213 | 0.00012413 | 0.01565 | 3.2157 | 2.886 | 3.0192 | 4.8828 | 4.1228 | 4.4187
1432 | 0.00013825 | 0.00012408 | 0.0039332 | 3.1855 | 2.886 | 3.0192 | 4.8092 | 4.1228 | 4.4187
1433 | 0.0001384 | 0.00012407 | 0.00044318 | 3.1676 | 2.886 | 3.0192 | 4.7661 | 4.1228 | 4.4187
1434 | 0.00014007 | 0.00012419 | 0 | 3.0101 | 2.884 | 3.0192 | 4.398 | 4.1185 | 4.4187
1435 | 0.00018803 | 0.00012483 | 0 | 2.9836 | 2.884 | 3.0192 | 4.3381 | 4.1185 | 4.4187
1436 | 0.00023138 | 0.00012332 | 0 | 2.9355 | 2.884 | 3.0192 | 4.2311 | 4.1185 | 4.4187
1437 | 0.00023538 | 0.00012277 | 0 | 2.9143 | 2.884 | 3.0192 | 4.1844 | 4.1185 | 4.4187
1438 | 0.00023069 | 0.00012253 | 0 | 2.865 | 2.884 | 3.0192 | 4.0774 | 4.1185 | 4.4187
1439 | 0.00023684 | 0.00012238 | 0 | 2.8429 | 2.884 | 3.0192 | 4.03 | 4.1185 | 4.4187
1440 | 0.00024564 | 0.00012016 | 0 | 2.7171 | 2.8655 | 3.0192 | 3.7672 | 4.0784 | 4.4187
1441 | 0.00025231 | 0.00011995 | 0 | 2.7067 | 2.8655 | 3.0192 | 3.746 | 4.0784 | 4.4187
1442 | 0.00025681 | 0.00011901 | 0 | 2.6955 | 2.8655 | 3.0192 | 3.7232 | 4.0784 | 4.4187
1443 | 0.00026279 | 0.00011973 | 0 | 2.6878 | 2.8655 | 3.0192 | 3.7076 | 4.0784 | 4.4187
1444 | 0.00027115 | 0.00011769 | 0 | 2.6852 | 2.8655 | 3.0192 | 3.7025 | 4.0784 | 4.4187
1445 | 0.00027751 | 0.00011842 | 0 | 2.6776 | 2.8674 | 3.0192 | 3.6871 | 4.0826 | 4.4187
1446 | 0.0003037 | 0.00011397 | 0.00055397 | 2.6784 | 2.8674 | 3.0192 | 3.6888 | 4.0826 | 4.4187
1447 | 0.00026242 | 0.00012201 | 0.0055951 | 2.681 | 2.8674 | 3.0192 | 3.6939 | 4.0826 | 4.4187
1448 | 0.00022274 | 0.00012369 | 0.013351 | 2.7171 | 2.8674 | 3.0192 | 3.7672 | 4.0826 | 4.4187
1449 | 0.00020233 | 0.00012442 | 0.021328 | 2.7542 | 2.8674 | 3.0192 | 3.8435 | 4.0826 | 4.4187
1450 | 0.00018294 | 0.00012325 | 0.027533 | 2.8071 | 2.8694 | 3.0192 | 3.9541 | 4.0868 | 4.4187
1451 | 0.00016523 | 0.0001243 | 0.035233 | 2.8592 | 2.8684 | 3.0192 | 4.0649 | 4.0847 | 4.4187
1452 | 0.00014881 | 0.00012418 | 0.033072 | 2.9243 | 2.8684 | 3.0192 | 4.2065 | 4.0847 | 4.4187
1453 | 0.00014186 | 0.00012407 | 0.030524 | 2.957 | 2.8684 | 3.0192 | 4.2788 | 4.0847 | 4.4187
1454 | 0.00013216 | 0.00012367 | 0.022879 | 2.958 | 2.8674 | 3.0192 | 4.2811 | 4.0826 | 4.4187
1455 | 0.00011394 | 0.00012288 | 0.017561 | 2.9601 | 2.8665 | 3.0192 | 4.2857 | 4.0805 | 4.4187
1456 | 0.0001077 | 0.00012223 | 0.0069247 | 2.9436 | 2.8674 | 3.0192 | 4.2491 | 4.0826 | 4.4187
1457 | 0.00011927 | 0.00012259 | 0.00049858 | 2.8894 | 2.8674 | 3.0192 | 4.1302 | 4.0826 | 4.4187
1458 | 0.00010759 | 0.00012338 | 0 | 2.8249 | 2.8674 | 3.0192 | 3.9917 | 4.0826 | 4.4187
1459 | 0.00016112 | 0.00012371 | 0 | 2.7905 | 2.8674 | 3.0192 | 3.9191 | 4.0826 | 4.4187
1460 | 0.00020436 | 0.00012387 | 0 | 2.7587 | 2.8674 | 3.0192 | 3.8528 | 4.0826 | 4.4187
1461 | 0.00021457 | 0.00012379 | 0 | 2.7542 | 2.8674 | 3.0192 | 3.8435 | 4.0826 | 4.4187
1462 | 0.00022301 | 0.00012351 | 0 | 2.7569 | 2.8674 | 3.0192 | 3.8491 | 4.0826 | 4.4187
1463 | 0.00023266 | 0.00012459 | 0 | 2.7346 | 2.8665 | 3.0192 | 3.8031 | 4.0805 | 4.4187
1464 | 0.00024323 | 0.00012365 | 0 | 2.7145 | 2.8655 | 3.0192 | 3.7619 | 4.0784 | 4.4187
1465 | 0.00025249 | 0.00012378 | 0 | 2.6989 | 2.8655 | 3.0192 | 3.7302 | 4.0784 | 4.4187
1466 | 0.0002655 | 0.00012295 | 0 | 2.6912 | 2.8655 | 3.0192 | 3.7145 | 4.0784 | 4.4187
1467 | 0.00028091 | 0.00012115 | 0 | 2.6938 | 2.8655 | 3.0192 | 3.7197 | 4.0784 | 4.4187
1468 | 0.00028904 | 0.00011992 | 0 | 2.681 | 2.8655 | 3.0192 | 3.6939 | 4.0784 | 4.4187
1469 | 0.00030098 | 0.00012056 | 0 | 2.6599 | 2.8655 | 3.0192 | 3.6516 | 4.0784 | 4.4187
1470 | 0.00031836 | 0.00012017 | 0.00049858 | 2.6566 | 2.8665 | 3.0192 | 3.6449 | 4.0805 | 4.4187
1471 | 0.00028676 | 0.00012369 | 0.0057059 | 2.6583 | 2.8665 | 3.0192 | 3.6482 | 4.0805 | 4.4187
1472 | 0.00024533 | 0.00012437 | 0.01468 | 2.718 | 2.8665 | 3.0192 | 3.769 | 4.0805 | 4.4187
1473 | 0.00022317 | 0.00012355 | 0.022658 | 2.7569 | 2.8665 | 3.0192 | 3.8491 | 4.0805 | 4.4187
1474 | 0.00019807 | 0.00012404 | 0.03141 | 2.8155 | 2.8665 | 3.0192 | 3.9718 | 4.0805 | 4.4187
1475 | 0.00017112 | 0.00012402 | 0.033626 | 2.8914 | 2.8665 | 3.0192 | 4.1345 | 4.0805 | 4.4187
1476 | 0.00015577 | 0.00012373 | 0.035565 | 2.9549 | 2.8665 | 3.0192 | 4.2742 | 4.0805 | 4.4187
1477 | 0.00015936 | 0.00012322 | 0.035288 | 2.9872 | 2.8665 | 3.0192 | 4.3464 | 4.0805 | 4.4187
1478 | 0.00014115 | 0.00012285 | 0.030358 | 3.0354 | 2.8665 | 3.0192 | 4.4557 | 4.0805 | 4.4187
1479 | 0.000146 | 0.00012146 | 0.017727 | 3.0267 | 2.8665 | 3.0192 | 4.4359 | 4.0805 | 4.4187
1480 | 0.0001206 | 0.00012118 | 0.0065369 | 2.9989 | 2.8665 | 3.0192 | 4.3726 | 4.0805 | 4.4187
1481 | 0.0001164 | 0.00012122 | 0.00055397 | 2.9467 | 2.8665 | 3.0192 | 4.2559 | 4.0805 | 4.4187
1482 | 0.00012096 | 0.00012207 | 0 | 2.9063 | 2.8665 | 3.0192 | 4.1669 | 4.0805 | 4.4187
1483 | 0.00016322 | 0.00012224 | 0 | 2.865 | 2.8665 | 3.0192 | 4.0774 | 4.0805 | 4.4187
1484 | 0.00019758 | 0.00012245 | 0 | 2.8211 | 2.8655 | 3.0192 | 3.9837 | 4.0784 | 4.4187
1485 | 0.00021497 | 0.00012368 | 0 | 2.7786 | 2.8655 | 3.0192 | 3.8942 | 4.0784 | 4.4187
1486 | 0.00022378 | 0.00012307 | 0 | 2.7515 | 2.8655 | 3.0192 | 3.8379 | 4.0784 | 4.4187
1487 | 0.0002369 | 0.00012101 | 0 | 2.711 | 2.8665 | 3.0192 | 3.7548 | 4.0805 | 4.4187
1488 | 0.00025393 | 0.00012216 | 0 | 2.7197 | 2.8665 | 3.0192 | 3.7725 | 4.0805 | 4.4187
1489 | 0.00026305 | 0.000118 | 0 | 2.7119 | 2.8655 | 3.0192 | 3.7565 | 4.0784 | 4.4187
1490 | 0.00027262 | 0.00012393 | 0 | 2.7067 | 2.8655 | 3.0192 | 3.746 | 4.0784 | 4.4187
1491 | 0.0002841 | 0.00012375 | 0 | 2.6844 | 2.8665 | 3.0192 | 3.7007 | 4.0805 | 4.4187
1492 | 0.00029888 | 0.0001225 | 0 | 2.6675 | 2.8665 | 3.0192 | 3.6667 | 4.0805 | 4.4187
1493 | 0.00030953 | 0.0001217 | 0 | 2.6599 | 2.8665 | 3.0192 | 3.6516 | 4.0805 | 4.4187
1494 | 0.00032648 | 0.00012077 | 0.00038778 | 2.6683 | 2.8665 | 3.0192 | 3.6684 | 4.0805 | 4.4187
1495 | 0.00031525 | 0.00012389 | 0.0034346 | 2.6583 | 2.8674 | 3.0192 | 3.6482 | 4.0826 | 4.4187
1496 | 0.00024746 | 0.00012431 | 0.010581 | 2.6759 | 2.8674 | 3.0192 | 3.6836 | 4.0826 | 4.4187
1497 | 0.00024289 | 0.00012323 | 0.020165 | 2.7382 | 2.8674 | 3.0192 | 3.8104 | 4.0826 | 4.4187
1498 | 0.00020572 | 0.00012393 | 0.027588 | 2.8202 | 2.8674 | 3.0192 | 3.9817 | 4.0826 | 4.4187
1499 | 0.00019145 | 0.00012397 | 0.030081 | 2.8964 | 2.8674 | 3.0192 | 4.1453 | 4.0826 | 4.4187
1500 | 0.00017614 | 0.00012411 | 0.033072 | 2.9477 | 2.8674 | 3.0192 | 4.2582 | 4.0826 | 4.4187
1501 | 0.00017056 | 0.00012412 | 0.033737 | 2.9999 | 2.8674 | 3.0192 | 4.375 | 4.0826 | 4.4187
1502 | 0.00016488 | 0.0001237 | 0.024375 | 3.0224 | 2.8674 | 3.0192 | 4.426 | 4.0826 | 4.4187
1503 | 0.00015958 | 0.00012383 | 0.015844 | 3.0181 | 2.8674 | 3.0192 | 4.4162 | 4.0826 | 4.4187
1504 | 0.00015349 | 0.0001237 | 0.0067585 | 2.9893 | 2.8674 | 3.0192 | 4.3512 | 4.0826 | 4.4187
1505 | 0.00015326 | 0.0001236 | 0.00066477 | 2.9193 | 2.8674 | 3.0192 | 4.1954 | 4.0826 | 4.4187
1506 | 0.0001626 | 0.00012403 | 0 | 2.8458 | 2.8674 | 3.0192 | 4.0361 | 4.0826 | 4.4187
1507 | 0.00021123 | 0.00012109 | 0 | 2.7905 | 2.8674 | 3.0192 | 3.9191 | 4.0826 | 4.4187
1508 | 0.00024146 | 0.00012423 | 0 | 2.7632 | 2.8674 | 3.0192 | 3.8621 | 4.0826 | 4.4187
1509 | 0.00025683 | 0.00012381 | 0 | 2.747 | 2.8684 | 3.0192 | 3.8287 | 4.0847 | 4.4187
1510 | 0.00025895 | 0.00012271 | 0 | 2.7373 | 2.8674 | 3.0192 | 3.8086 | 4.0826 | 4.4187
1511 | 0.00026437 | 0.00012301 | 0 | 2.7373 | 2.8674 | 3.0192 | 3.8086 | 4.0826 | 4.4187
1512 | 0.00027169 | 0.00012423 | 0 | 2.7399 | 2.8674 | 3.0192 | 3.8141 | 4.0826 | 4.4187
1513 | 0.00027475 | 0.00012339 | 0 | 2.7206 | 2.8665 | 3.0192 | 3.7743 | 4.0805 | 4.4187
1514 | 0.00027767 | 0.00012201 | 0 | 2.7136 | 2.8674 | 3.0192 | 3.7601 | 4.0826 | 4.4187
1515 | 0.00027969 | 0.00012353 | 0 | 2.7285 | 2.8665 | 3.0192 | 3.7905 | 4.0805 | 4.4187
1516 | 0.00028525 | 0.00012255 | 0 | 2.7223 | 2.8665 | 3.0192 | 3.7779 | 4.0805 | 4.4187
1517 | 0.00028934 | 0.00012368 | 0 | 2.7101 | 2.8665 | 3.0192 | 3.753 | 4.0805 | 4.4187
1518 | 0.00029487 | 0.00012404 | 0.00038778 | 2.7171 | 2.8665 | 3.0192 | 3.7672 | 4.0805 | 4.4187
1519 | 0.0002651 | 0.00012368 | 0.0029361 | 2.7241 | 2.8665 | 3.0192 | 3.7815 | 4.0805 | 4.4187
1520 | 0.00022468 | 0.00012358 | 0.0081988 | 2.7355 | 2.8665 | 3.0192 | 3.805 | 4.0805 | 4.4187
1521 | 0.0002127 | 0.00012396 | 0.01468 | 2.7632 | 2.8684 | 3.0192 | 3.8621 | 4.0847 | 4.4187
1522 | 0.0001822 | 0.00012357 | 0.01673 | 2.7951 | 2.8674 | 3.0192 | 3.9287 | 4.0826 | 4.4187
1523 | 0.00017465 | 0.00012351 | 0.025206 | 2.8343 | 2.8684 | 3.0192 | 4.0118 | 4.0847 | 4.4187
1524 | 0.00015978 | 0.00012289 | 0.031632 | 2.8894 | 2.8684 | 3.0192 | 4.1302 | 4.0847 | 4.4187
1525 | 0.00015847 | 0.00012382 | 0.025206 | 2.9243 | 2.8684 | 3.0192 | 4.2065 | 4.0847 | 4.4187
1526 | 0.00013847 | 0.00012351 | 0.015954 | 2.9254 | 2.8684 | 3.0192 | 4.2087 | 4.0847 | 4.4187
1527 | 0.00013228 | 0.00012294 | 0.0095838 | 2.9254 | 2.8674 | 3.0192 | 4.2087 | 4.0826 | 4.4187
1528 | 0.00011447 | 0.0001232 | 0.004044 | 2.865 | 2.8674 | 3.0192 | 4.0774 | 4.0826 | 4.4187
1529 | 0.00011705 | 0.00012308 | 0.00049858 | 2.8315 | 2.8674 | 3.0192 | 4.0057 | 4.0826 | 4.4187
1530 | 0.000127 | 0.00012321 | 0 | 2.7988 | 2.8674 | 3.0192 | 3.9365 | 4.0826 | 4.4187
1531 | 0.00017337 | 0.00012382 | 0 | 2.756 | 2.8674 | 3.0192 | 3.8472 | 4.0826 | 4.4187
1532 | 0.00020698 | 0.00012402 | 0 | 2.718 | 2.8674 | 3.0192 | 3.769 | 4.0826 | 4.4187
1533 | 0.00021843 | 0.00012314 | 0 | 2.6998 | 2.8674 | 3.0192 | 3.7319 | 4.0826 | 4.4187
1534 | 0.00022235 | 0.0001229 | 0 | 2.6955 | 2.8674 | 3.0192 | 3.7232 | 4.0826 | 4.4187
1535 | 0.00023013 | 0.00012406 | 0 | 2.6776 | 2.8674 | 3.0192 | 3.6871 | 4.0826 | 4.4187
1536 | 0.00024561 | 0.0001237 | 0 | 2.6658 | 2.8674 | 3.0192 | 3.6633 | 4.0826 | 4.4187
1537 | 0.00024976 | 0.00012434 | 0 | 2.65 | 2.8674 | 3.0192 | 3.6316 | 4.0826 | 4.4187
1538 | 0.00025342 | 0.00012431 | 0 | 2.6425 | 2.8684 | 3.0192 | 3.6168 | 4.0847 | 4.4187
1539 | 0.00025771 | 0.0001243 | 0 | 2.6351 | 2.8684 | 3.0192 | 3.6021 | 4.0847 | 4.4187
1540 | 0.00026338 | 0.00012378 | 0 | 2.6197 | 2.8684 | 3.0192 | 3.5714 | 4.0847 | 4.4187
1541 | 0.00026907 | 0.00012433 | 0 | 2.6229 | 2.8674 | 3.0192 | 3.5778 | 4.0826 | 4.4187
1542 | 0.00027859 | 0.00012407 | 0.00094176 | 2.6205 | 2.8684 | 3.0192 | 3.573 | 4.0847 | 4.4187
1543 | 0.00024385 | 0.00012339 | 0.007534 | 2.6278 | 2.8684 | 3.0192 | 3.5875 | 4.0847 | 4.4187
1544 | 0.00021108 | 0.00012366 | 0.016952 | 2.6625 | 2.8684 | 3.0192 | 3.6566 | 4.0847 | 4.4187
1545 | 0.00019478 | 0.00012392 | 0.03418 | 2.7294 | 2.8694 | 3.0192 | 3.7923 | 4.0868 | 4.4187
1546 | 0.00018472 | 0.00012326 | 0.039831 | 2.785 | 2.8694 | 3.0192 | 3.9075 | 4.0868 | 4.4187
1547 | 0.00016282 | 0.00012272 | 0.042767 | 2.8381 | 2.8694 | 3.0192 | 4.0198 | 4.0868 | 4.4187
1548 | 0.00014706 | 0.00012303 | 0.04177 | 2.8525 | 2.8694 | 3.0192 | 4.0505 | 4.0868 | 4.4187
1549 | 0.00014389 | 0.00012347 | 0.028696 | 2.8816 | 2.8703 | 3.0192 | 4.1132 | 4.0889 | 4.4187
1550 | 0.00013022 | 0.0001233 | 0.024596 | 2.8885 | 2.8703 | 3.0192 | 4.1281 | 4.0889 | 4.4187
1551 | 0.0001184 | 0.00012261 | 0.013129 | 2.8708 | 2.8674 | 3.0192 | 4.09 | 4.0826 | 4.4187
1552 | 0.00011791 | 0.00012228 | 0.0052074 | 2.8458 | 2.8674 | 3.0192 | 4.0361 | 4.0826 | 4.4187
1553 | 0.00012139 | 0.00012308 | 0.00055397 | 2.8099 | 2.8674 | 3.0192 | 3.9599 | 4.0826 | 4.4187
1554 | 0.00013412 | 0.00012326 | 0 | 2.7686 | 2.8674 | 3.0192 | 3.8734 | 4.0826 | 4.4187
1555 | 0.00018369 | 0.00012314 | 0 | 2.7373 | 2.8674 | 3.0192 | 3.8086 | 4.0826 | 4.4187
1556 | 0.00022713 | 0.00012451 | 0 | 2.7223 | 2.8665 | 3.0192 | 3.7779 | 4.0805 | 4.4187
1557 | 0.00024602 | 0.0001211 | 0 | 2.6972 | 2.8665 | 3.0192 | 3.7267 | 4.0805 | 4.4187
1558 | 0.00026486 | 0.00012327 | 0 | 2.6912 | 2.8665 | 3.0192 | 3.7145 | 4.0805 | 4.4187
1559 | 0.00028067 | 0.0001242 | 0 | 2.6751 | 2.8665 | 3.0192 | 3.6819 | 4.0805 | 4.4187
1560 | 0.00029404 | 0.00012403 | 0 | 2.6675 | 2.8674 | 3.0192 | 3.6667 | 4.0826 | 4.4187
1561 | 0.0003024 | 0.00012402 | 0 | 2.6793 | 2.8674 | 3.0192 | 3.6905 | 4.0826 | 4.4187
1562 | 0.00030665 | 0.00012344 | 0 | 2.665 | 2.8674 | 3.0192 | 3.6616 | 4.0826 | 4.4187
1563 | 0.00031143 | 0.00012287 | 0 | 2.6625 | 2.8674 | 3.0192 | 3.6566 | 4.0826 | 4.4187
1564 | 0.00031546 | 0.00012208 | 0 | 2.6734 | 2.8674 | 3.0192 | 3.6785 | 4.0826 | 4.4187
1565 | 0.00031975 | 0.00012209 | 0 | 2.6574 | 2.8674 | 3.0192 | 3.6466 | 4.0826 | 4.4187
1566 | 0.00033291 | 0.00012181 | 0.00077556 | 2.6525 | 2.8674 | 3.0192 | 3.6366 | 4.0826 | 4.4187
1567 | 0.00032729 | 0.00012286 | 0.0063153 | 2.6633 | 2.8674 | 3.0192 | 3.6583 | 4.0826 | 4.4187
1568 | 0.00025945 | 0.00012394 | 0.014403 | 2.7032 | 2.8674 | 3.0192 | 3.7389 | 4.0826 | 4.4187
1569 | 0.00022511 | 0.0001237 | 0.023433 | 2.7417 | 2.8684 | 3.0192 | 3.8177 | 4.0847 | 4.4187
1570 | 0.00019058 | 0.00012321 | 0.027754 | 2.7641 | 2.8684 | 3.0192 | 3.864 | 4.0847 | 4.4187
1571 | 0.00016599 | 0.00012364 | 0.033128 | 2.7942 | 2.8665 | 3.0192 | 3.9268 | 4.0805 | 4.4187
1572 | 0.00014789 | 0.00012338 | 0.022824 | 2.8155 | 2.8655 | 3.0192 | 3.9718 | 4.0784 | 4.4187
1573 | 0.00015524 | 0.00012091 | 0.025427 | 2.8325 | 2.8655 | 3.0192 | 4.0077 | 4.0784 | 4.4187
1574 | 0.00013235 | 0.00012334 | 0.019223 | 2.841 | 2.8655 | 3.0192 | 4.0259 | 4.0784 | 4.4187
1575 | 0.00011886 | 0.00012279 | 0.013295 | 2.8372 | 2.8655 | 3.0192 | 4.0178 | 4.0784 | 4.4187
1576 | 0.00011384 | 0.0001225 | 0.0064261 | 2.8155 | 2.8655 | 3.0192 | 3.9718 | 4.0784 | 4.4187
1577 | 0.00012442 | 0.00012347 | 0.00072017 | 2.7786 | 2.8645 | 3.0192 | 3.8942 | 4.0763 | 4.4187
1578 | 0.00013738 | 0.00012314 | 0 | 2.7294 | 2.8645 | 3.0192 | 3.7923 | 4.0763 | 4.4187
1579 | 0.00018871 | 0.00012259 | 0 | 2.7294 | 2.8645 | 3.0192 | 3.7923 | 4.0763 | 4.4187
1580 | 0.00022771 | 0.00012403 | 0 | 2.6989 | 2.8645 | 3.0192 | 3.7302 | 4.0763 | 4.4187
1581 | 0.00024771 | 0.00012345 | 0 | 2.6818 | 2.8645 | 3.0192 | 3.6956 | 4.0763 | 4.4187
1582 | 0.00026235 | 0.00012426 | 0 | 2.6793 | 2.8645 | 3.0192 | 3.6905 | 4.0763 | 4.4187
1583 | 0.00027145 | 0.00012358 | 0 | 2.6818 | 2.8626 | 3.0192 | 3.6956 | 4.0722 | 4.4187
1584 | 0.00028332 | 0.0001239 | 0 | 2.6776 | 2.8645 | 3.0192 | 3.6871 | 4.0763 | 4.4187
1585 | 0.00029231 | 0.0001239 | 0 | 2.6725 | 2.8645 | 3.0192 | 3.6768 | 4.0763 | 4.4187
1586 | 0.00029913 | 0.00012272 | 0 | 2.6692 | 2.8645 | 3.0192 | 3.6701 | 4.0763 | 4.4187
1587 | 0.00030672 | 0.00012371 | 0 | 2.6541 | 2.8626 | 3.0192 | 3.6399 | 4.0722 | 4.4187
1588 | 0.00031128 | 0.00012296 | 0 | 2.6549 | 2.8626 | 3.0192 | 3.6416 | 4.0722 | 4.4187
1589 | 0.00031456 | 0.00012362 | 0 | 2.645 | 2.8626 | 3.0192 | 3.6217 | 4.0722 | 4.4187
1590 | 0.00033086 | 0.00012361 | 0.0011079 | 2.65 | 2.8626 | 3.0192 | 3.6316 | 4.0722 | 4.4187
1591 | 0.0002981 | 0.00012342 | 0.0069801 | 2.6625 | 2.8626 | 3.0192 | 3.6566 | 4.0722 | 4.4187
1592 | 0.00023576 | 0.00012365 | 0.014847 | 2.7024 | 2.8626 | 3.0192 | 3.7372 | 4.0722 | 4.4187
1593 | 0.00021161 | 0.00012386 | 0.019888 | 2.7391 | 2.8645 | 3.0192 | 3.8122 | 4.0763 | 4.4187
1594 | 0.00018493 | 0.00012384 | 0.022602 | 2.7768 | 2.8645 | 3.0192 | 3.8904 | 4.0763 | 4.4187
1595 | 0.00017787 | 0.00012372 | 0.034125 | 2.823 | 2.8635 | 3.0192 | 3.9877 | 4.0742 | 4.4187
1596 | 0.00016387 | 0.00012216 | 0.031632 | 2.8573 | 2.8635 | 3.0192 | 4.0608 | 4.0742 | 4.4187
1597 | 0.00016424 | 0.00012351 | 0.030801 | 2.8796 | 2.8645 | 3.0192 | 4.1089 | 4.0763 | 4.4187
1598 | 0.00015337 | 0.0001239 | 0.026868 | 2.8855 | 2.8635 | 3.0192 | 4.1217 | 4.0742 | 4.4187
1599 | 0.00013059 | 0.00012356 | 0.018447 | 2.8924 | 2.8635 | 3.0192 | 4.1367 | 4.0742 | 4.4187
1600 | 0.00012629 | 0.00012352 | 0.0084204 | 2.8631 | 2.8626 | 3.0192 | 4.0733 | 4.0722 | 4.4187
1601 | 0.00014163 | 0.00012268 | 0.00099715 | 2.8211 | 2.8626 | 3.0192 | 3.9837 | 4.0722 | 4.4187
1602 | 0.00013497 | 0.00012278 | 0 | 2.7605 | 2.8626 | 3.0192 | 3.8565 | 4.0722 | 4.4187
1603 | 0.00018117 | 0.00012325 | 0 | 2.6963 | 2.8626 | 3.0192 | 3.725 | 4.0722 | 4.4187
1604 | 0.00021977 | 0.00012027 | 0 | 2.6818 | 2.8626 | 3.0192 | 3.6956 | 4.0722 | 4.4187
1605 | 0.0002383 | 0.00012375 | 0 | 2.6625 | 2.8626 | 3.0192 | 3.6566 | 4.0722 | 4.4187
1606 | 0.00023904 | 0.00012265 | 0 | 2.645 | 2.8626 | 3.0192 | 3.6217 | 4.0722 | 4.4187
1607 | 0.000252 | 0.00012375 | 0 | 2.6409 | 2.8626 | 3.0192 | 3.6135 | 4.0722 | 4.4187
1608 | 0.000261 | 0.00012389 | 0 | 2.6319 | 2.8606 | 3.0192 | 3.5956 | 4.068 | 4.4187
1609 | 0.00027042 | 0.00012364 | 0 | 2.6253 | 2.8606 | 3.0192 | 3.5827 | 4.068 | 4.4187
1610 | 0.00027652 | 0.00012338 | 0 | 2.614 | 2.8616 | 3.0192 | 3.5603 | 4.0701 | 4.4187
1611 | 0.00028365 | 0.00012331 | 0 | 2.6197 | 2.8606 | 3.0192 | 3.5714 | 4.068 | 4.4187
1612 | 0.00029065 | 0.00012005 | 0 | 2.6156 | 2.8606 | 3.0192 | 3.5634 | 4.068 | 4.4187
1613 | 0.00029359 | 0.00012287 | 0 | 2.6156 | 2.8606 | 3.0192 | 3.5634 | 4.068 | 4.4187
1614 | 0.000308 | 0.00011921 | 0.0019389 | 2.6164 | 2.8606 | 3.0192 | 3.565 | 4.068 | 4.4187
1615 | 0.00026363 | 0.0001228 | 0.0097499 | 2.6286 | 2.8606 | 3.0192 | 3.5891 | 4.068 | 4.4187
1616 | 0.00022526 | 0.00012375 | 0.022935 | 2.6912 | 2.8606 | 3.0192 | 3.7145 | 4.068 | 4.4187
1617 | 0.00020722 | 0.00012388 | 0.031355 | 2.7677 | 2.8616 | 3.0192 | 3.8715 | 4.0701 | 4.4187
1618 | 0.00019439 | 0.00012382 | 0.038113 | 2.8315 | 2.8616 | 3.0192 | 4.0057 | 4.0701 | 4.4187
1619 | 0.00016885 | 0.00012369 | 0.043875 | 2.8806 | 2.8616 | 3.0192 | 4.1111 | 4.0701 | 4.4187
1620 | 0.00016 | 0.0001239 | 0.043653 | 2.9133 | 2.8606 | 3.0192 | 4.1822 | 4.068 | 4.4187
1621 | 0.00016027 | 0.00012095 | 0.038944 | 2.9416 | 2.8606 | 3.0192 | 4.2446 | 4.068 | 4.4187
1622 | 0.00016064 | 0.0001237 | 0.029305 | 2.9591 | 2.8606 | 3.0192 | 4.2834 | 4.068 | 4.4187
1623 | 0.00013568 | 0.00012362 | 0.017727 | 2.9416 | 2.8606 | 3.0192 | 4.2446 | 4.068 | 4.4187
1624 | 0.00013605 | 0.00012355 | 0.0084758 | 2.9183 | 2.8597 | 3.0192 | 4.1932 | 4.0659 | 4.4187
1625 | 0.00012185 | 0.00012287 | 0.0012741 | 2.8816 | 2.8597 | 3.0192 | 4.1132 | 4.0659 | 4.4187
1626 | 0.00013077 | 0.00012368 | 0 | 2.8362 | 2.8597 | 3.0192 | 4.0158 | 4.0659 | 4.4187
1627 | 0.00019823 | 0.00012161 | 0 | 2.7942 | 2.8597 | 3.0192 | 3.9268 | 4.0659 | 4.4187
1628 | 0.00021342 | 0.00012404 | 0 | 2.7641 | 2.8577 | 3.0192 | 3.864 | 4.0618 | 4.4187
1629 | 0.00022646 | 0.0001232 | 0 | 2.7731 | 2.8577 | 3.0192 | 3.8828 | 4.0618 | 4.4187
1630 | 0.00023426 | 0.00012239 | 0 | 2.7497 | 2.8577 | 3.0192 | 3.8342 | 4.0618 | 4.4187
1631 | 0.00024528 | 0.0001232 | 0 | 2.7276 | 2.8568 | 3.0192 | 3.7887 | 4.0597 | 4.4187
1632 | 0.00025745 | 0.00012329 | 0 | 2.7075 | 2.8587 | 3.0192 | 3.7477 | 4.0638 | 4.4187
1633 | 0.00027222 | 0.00012285 | 0 | 2.6963 | 2.8568 | 3.0192 | 3.725 | 4.0597 | 4.4187
1634 | 0.00028192 | 0.000122 | 0 | 2.6912 | 2.8568 | 3.0192 | 3.7145 | 4.0597 | 4.4187
1635 | 0.00028748 | 0.00012212 | 0 | 2.6852 | 2.8568 | 3.0192 | 3.7025 | 4.0597 | 4.4187
1636 | 0.00029124 | 0.00012167 | 0 | 2.6878 | 2.8558 | 3.0192 | 3.7076 | 4.0576 | 4.4187
1637 | 0.00029593 | 0.0001204 | 0 | 2.6658 | 2.8558 | 3.0192 | 3.6633 | 4.0576 | 4.4187
1638 | 0.00029789 | 0.00012038 | 0.0011633 | 2.6549 | 2.8577 | 3.0192 | 3.6416 | 4.0618 | 4.4187
1639 | 0.00028821 | 0.00012338 | 0.0078664 | 2.6751 | 2.8577 | 3.0192 | 3.6819 | 4.0618 | 4.4187
1640 | 0.00023543 | 0.0001238 | 0.016231 | 2.7223 | 2.8577 | 3.0192 | 3.7779 | 4.0618 | 4.4187
1641 | 0.00021197 | 0.00012395 | 0.026812 | 2.7804 | 2.8577 | 3.0192 | 3.898 | 4.0618 | 4.4187
1642 | 0.00020165 | 0.00012385 | 0.02925 | 2.8343 | 2.8587 | 3.0192 | 4.0118 | 4.0638 | 4.4187
1643 | 0.00017857 | 0.0001238 | 0.037005 | 2.8835 | 2.8568 | 3.0192 | 4.1174 | 4.0597 | 4.4187
1644 | 0.00015811 | 0.00012369 | 0.034402 | 2.9173 | 2.8568 | 3.0192 | 4.191 | 4.0597 | 4.4187
1645 | 0.0001432 | 0.00012371 | 0.032075 | 2.9457 | 2.8568 | 3.0192 | 4.2536 | 4.0597 | 4.4187
1646 | 0.00011317 | 0.00012257 | 0.022214 | 2.958 | 2.8568 | 3.0192 | 4.2811 | 4.0597 | 4.4187
1647 | 9.6996e-05 | 0.00012213 | 0.011246 | 2.9254 | 2.8568 | 3.0192 | 4.2087 | 4.0597 | 4.4187
1648 | 8.9426e-05 | 0.0001218 | 0.0067585 | 2.9073 | 2.8568 | 3.0192 | 4.1691 | 4.0597 | 4.4187
1649 | 8.7184e-05 | 0.00012234 | 0.0010526 | 2.8944 | 2.8558 | 3.0192 | 4.141 | 4.0576 | 4.4187
1650 | 8.9713e-05 | 0.00012235 | 0 | 2.8506 | 2.8558 | 3.0192 | 4.0464 | 4.0576 | 4.4187
1651 | 0.00013913 | 0.00012405 | 0 | 2.8268 | 2.8568 | 3.0192 | 3.9957 | 4.0597 | 4.4187
1652 | 0.00019341 | 0.00012409 | 0 | 2.7914 | 2.8568 | 3.0192 | 3.921 | 4.0597 | 4.4187
1653 | 0.00019836 | 0.00012359 | 0 | 2.7713 | 2.8558 | 3.0192 | 3.879 | 4.0576 | 4.4187
1654 | 0.0002074 | 0.00012335 | 0 | 2.7632 | 2.8558 | 3.0192 | 3.8621 | 4.0576 | 4.4187
1655 | 0.0002189 | 0.00012402 | 0 | 2.7524 | 2.8558 | 3.0192 | 3.8398 | 4.0576 | 4.4187
1656 | 0.00023135 | 0.00012401 | 0 | 2.7426 | 2.8558 | 3.0192 | 3.8195 | 4.0576 | 4.4187
1657 | 0.00023801 | 0.00012397 | 0 | 2.7241 | 2.8548 | 3.0192 | 3.7815 | 4.0556 | 4.4187
1658 | 0.00024428 | 0.00012268 | 0 | 2.7215 | 2.8558 | 3.0192 | 3.7761 | 4.0576 | 4.4187
1659 | 0.00025152 | 0.00012384 | 0 | 2.7136 | 2.8548 | 3.0192 | 3.7601 | 4.0556 | 4.4187
1660 | 0.00025727 | 0.0001178 | 0 | 2.7084 | 2.8548 | 3.0192 | 3.7495 | 4.0556 | 4.4187
1661 | 0.00026246 | 0.00012334 | 0 | 2.6852 | 2.8577 | 3.0192 | 3.7025 | 4.0618 | 4.4187
1662 | 0.00028193 | 0.00012328 | 0.0017173 | 2.6666 | 2.8577 | 3.0192 | 3.665 | 4.0618 | 4.4187
1663 | 0.00024537 | 0.00012308 | 0.0085866 | 2.7032 | 2.8577 | 3.0192 | 3.7389 | 4.0618 | 4.4187
1664 | 0.000196 | 0.00012252 | 0.014625 | 2.7515 | 2.8577 | 3.0192 | 3.8379 | 4.0618 | 4.4187
1665 | 0.00018046 | 0.00012362 | 0.022879 | 2.8071 | 2.8577 | 3.0192 | 3.9541 | 4.0618 | 4.4187
1666 | 0.00017013 | 0.00012284 | 0.027588 | 2.866 | 2.8577 | 3.0192 | 4.0795 | 4.0618 | 4.4187
1667 | 0.00015649 | 0.0001229 | 0.029361 | 2.9118 | 2.8577 | 3.0192 | 4.1789 | 4.0618 | 4.4187
1668 | 0.00014219 | 0.00012349 | 0.029527 | 2.9396 | 2.8577 | 3.0192 | 4.2401 | 4.0618 | 4.4187
1669 | 0.00014157 | 0.00012363 | 0.028474 | 2.9663 | 2.8577 | 3.0192 | 4.2995 | 4.0618 | 4.4187
1670 | 0.00013086 | 0.00012249 | 0.02227 | 2.9841 | 2.8587 | 3.0192 | 4.3393 | 4.0638 | 4.4187
1671 | 0.00012168 | 0.00012314 | 0.012686 | 2.9851 | 2.8568 | 3.0192 | 4.3417 | 4.0597 | 4.4187
1672 | 0.00012956 | 0.00012309 | 0.004321 | 2.958 | 2.8587 | 3.0192 | 4.2811 | 4.0638 | 4.4187
1673 | 0.00012097 | 0.0001232 | 0.00077556 | 2.9294 | 2.8577 | 3.0192 | 4.2176 | 4.0618 | 4.4187
1674 | 0.00012997 | 0.00012321 | 0 | 2.9063 | 2.8558 | 3.0192 | 4.1669 | 4.0576 | 4.4187
1675 | 0.00017772 | 0.00012281 | 0 | 2.8924 | 2.8558 | 3.0192 | 4.1367 | 4.0576 | 4.4187
1676 | 0.00022491 | 0.00012258 | 0 | 2.8728 | 2.8558 | 3.0192 | 4.0942 | 4.0576 | 4.4187
1677 | 0.0002315 | 0.00012145 | 0 | 2.8467 | 2.8558 | 3.0192 | 4.0382 | 4.0576 | 4.4187
1678 | 0.00024001 | 0.00012242 | 0 | 2.8448 | 2.8558 | 3.0192 | 4.0341 | 4.0576 | 4.4187
1679 | 0.00024825 | 0.00012224 | 0 | 2.842 | 2.8558 | 3.0192 | 4.028 | 4.0576 | 4.4187
1680 | 0.00025804 | 0.00012249 | 0 | 2.8202 | 2.8548 | 3.0192 | 3.9817 | 4.0556 | 4.4187
1681 | 0.0002649 | 0.00012196 | 0 | 2.796 | 2.8558 | 3.0192 | 3.9307 | 4.0576 | 4.4187
1682 | 0.00026975 | 0.00012317 | 0 | 2.785 | 2.8558 | 3.0192 | 3.9075 | 4.0576 | 4.4187
1683 | 0.0002748 | 0.00012375 | 0 | 2.7695 | 2.8558 | 3.0192 | 3.8752 | 4.0576 | 4.4187
1684 | 0.00027975 | 0.00012355 | 0 | 2.756 | 2.8548 | 3.0192 | 3.8472 | 4.0556 | 4.4187
1685 | 0.0002828 | 0.00012186 | 0 | 2.7453 | 2.8548 | 3.0192 | 3.825 | 4.0556 | 4.4187
1686 | 0.00029886 | 0.00012299 | 0.0015511 | 2.7355 | 2.8568 | 3.0192 | 3.805 | 4.0597 | 4.4187
1687 | 0.00026359 | 0.00012321 | 0.0096392 | 2.7462 | 2.8568 | 3.0192 | 3.8269 | 4.0597 | 4.4187
1688 | 0.00021415 | 0.0001229 | 0.020608 | 2.7942 | 2.8568 | 3.0192 | 3.9268 | 4.0597 | 4.4187
1689 | 0.00019117 | 0.00012257 | 0.029139 | 2.8362 | 2.8568 | 3.0192 | 4.0158 | 4.0597 | 4.4187
1690 | 0.0001761 | 0.00012349 | 0.040496 | 2.8993 | 2.8568 | 3.0192 | 4.1517 | 4.0597 | 4.4187
1691 | 0.00016928 | 0.00012349 | 0.039 | 2.9365 | 2.8568 | 3.0192 | 4.2333 | 4.0597 | 4.4187
1692 | 0.00015764 | 0.00012351 | 0.037836 | 2.9872 | 2.8568 | 3.0192 | 4.3464 | 4.0597 | 4.4187
1693 | 0.00015508 | 0.00012367 | 0.030801 | 2.9936 | 2.8587 | 3.0192 | 4.3607 | 4.0638 | 4.4187
1694 | 0.00014786 | 0.00012356 | 0.027145 | 3.0042 | 2.8587 | 3.0192 | 4.3847 | 4.0638 | 4.4187
1695 | 0.00012909 | 0.00012263 | 0.019278 | 3.0074 | 2.8587 | 3.0192 | 4.3919 | 4.0638 | 4.4187
1696 | 0.00013455 | 0.00012323 | 0.0084758 | 2.9747 | 2.8587 | 3.0192 | 4.3182 | 4.0638 | 4.4187
1697 | 0.00013686 | 0.00012345 | 0.0019389 | 2.9498 | 2.8597 | 3.0192 | 4.2627 | 4.0659 | 4.4187
1698 | 0.00013387 | 0.00012332 | 0 | 2.9113 | 2.8597 | 3.0192 | 4.1779 | 4.0659 | 4.4187
1699 | 0.00018433 | 0.00012404 | 0 | 2.8718 | 2.8587 | 3.0192 | 4.0921 | 4.0638 | 4.4187
1700 | 0.00021547 | 0.00012346 | 0 | 2.8845 | 2.8587 | 3.0192 | 4.1196 | 4.0638 | 4.4187
1701 | 0.00022889 | 0.00012278 | 0 | 2.8631 | 2.8587 | 3.0192 | 4.0733 | 4.0638 | 4.4187
1702 | 0.00023445 | 0.00012239 | 0 | 2.8506 | 2.8587 | 3.0192 | 4.0464 | 4.0638 | 4.4187
1703 | 0.00024154 | 0.00012336 | 0 | 2.8211 | 2.8587 | 3.0192 | 3.9837 | 4.0638 | 4.4187
1704 | 0.00025274 | 0.00012303 | 0 | 2.8211 | 2.8587 | 3.0192 | 3.9837 | 4.0638 | 4.4187
1705 | 0.00026013 | 0.00012328 | 0 | 2.8155 | 2.8587 | 3.0192 | 3.9718 | 4.0638 | 4.4187
1706 | 0.00026535 | 0.00012039 | 0 | 2.8062 | 2.8597 | 3.0192 | 3.9521 | 4.0659 | 4.4187
1707 | 0.00027219 | 0.00012281 | 0 | 2.7841 | 2.8597 | 3.0192 | 3.9056 | 4.0659 | 4.4187
1708 | 0.00027815 | 0.00012166 | 0 | 2.7795 | 2.8597 | 3.0192 | 3.8961 | 4.0659 | 4.4187
1709 | 0.00028305 | 0.000122 | 0 | 2.765 | 2.8597 | 3.0192 | 3.8658 | 4.0659 | 4.4187
1710 | 0.00028949 | 0.00012141 | 0.0016065 | 2.7659 | 2.8616 | 3.0192 | 3.8677 | 4.0701 | 4.4187
1711 | 0.00026363 | 0.00012275 | 0.007534 | 2.7479 | 2.8616 | 3.0192 | 3.8306 | 4.0701 | 4.4187
1712 | 0.00021509 | 0.00012279 | 0.017616 | 2.7923 | 2.8616 | 3.0192 | 3.9229 | 4.0701 | 4.4187
1713 | 0.00019196 | 0.00012243 | 0.021605 | 2.8362 | 2.8616 | 3.0192 | 4.0158 | 4.0701 | 4.4187
1714 | 0.00017749 | 0.00012351 | 0.028086 | 2.8602 | 2.8626 | 3.0192 | 4.067 | 4.0722 | 4.4187
1715 | 0.00016867 | 0.00012253 | 0.030912 | 2.9083 | 2.8626 | 3.0192 | 4.1713 | 4.0722 | 4.4187
1716 | 0.00015858 | 0.0001236 | 0.030413 | 2.9294 | 2.8626 | 3.0192 | 4.2176 | 4.0722 | 4.4187
1717 | 0.00015025 | 0.00012358 | 0.025206 | 2.9611 | 2.8626 | 3.0192 | 4.288 | 4.0722 | 4.4187
1718 | 0.00013775 | 0.00012349 | 0.019057 | 2.9715 | 2.8626 | 3.0192 | 4.3112 | 4.0722 | 4.4187
1719 | 0.00012258 | 0.00012242 | 0.012963 | 2.9426 | 2.8626 | 3.0192 | 4.2468 | 4.0722 | 4.4187
1720 | 0.00011639 | 0.00012304 | 0.0062045 | 2.9416 | 2.8616 | 3.0192 | 4.2446 | 4.0701 | 4.4187
1721 | 0.00013909 | 0.00012275 | 0.00099715 | 2.9264 | 2.8616 | 3.0192 | 4.211 | 4.0701 | 4.4187
1722 | 0.00012676 | 0.00011924 | 0 | 2.9073 | 2.8616 | 3.0192 | 4.1691 | 4.0701 | 4.4187
1723 | 0.00017717 | 0.00012372 | 0 | 2.8738 | 2.8616 | 3.0192 | 4.0963 | 4.0701 | 4.4187
1724 | 0.00020418 | 0.00012379 | 0 | 2.8747 | 2.8626 | 3.0192 | 4.0984 | 4.0722 | 4.4187
1725 | 0.00021964 | 0.00012174 | 0 | 2.8626 | 2.8626 | 3.0192 | 4.0722 | 4.0722 | 4.4187
1726 | 0.00022197 | 0.00012237 | 0 | 2.842 | 2.8635 | 3.0192 | 4.028 | 4.0742 | 4.4187
1727 | 0.00023075 | 0.00012253 | 0 | 2.8296 | 2.8626 | 3.0192 | 4.0017 | 4.0722 | 4.4187
1728 | 0.00024159 | 0.00012254 | 0 | 2.8183 | 2.8626 | 3.0192 | 3.9777 | 4.0722 | 4.4187
1729 | 0.00024752 | 0.00012296 | 0 | 2.7914 | 2.8635 | 3.0192 | 3.921 | 4.0742 | 4.4187
1730 | 0.00025335 | 0.0001232 | 0 | 2.7886 | 2.8635 | 3.0192 | 3.9152 | 4.0742 | 4.4187
1731 | 0.00025905 | 0.00012169 | 0 | 2.7923 | 2.8635 | 3.0192 | 3.9229 | 4.0742 | 4.4187
1732 | 0.00026393 | 0.00012175 | 0 | 2.7768 | 2.8635 | 3.0192 | 3.8904 | 4.0742 | 4.4187
1733 | 0.00026735 | 0.00012267 | 0 | 2.7822 | 2.8635 | 3.0192 | 3.9018 | 4.0742 | 4.4187
1734 | 0.00027181 | 0.00012174 | 0.0018835 | 2.7777 | 2.8635 | 3.0192 | 3.8923 | 4.0742 | 4.4187
1735 | 0.00025038 | 0.0001231 | 0.0077002 | 2.823 | 2.8635 | 3.0192 | 3.9877 | 4.0742 | 4.4187
1736 | 0.00019902 | 0.00012334 | 0.014237 | 2.8515 | 2.8635 | 3.0192 | 4.0484 | 4.0742 | 4.4187
1737 | 0.00017855 | 0.00012353 | 0.018392 | 2.8964 | 2.8635 | 3.0192 | 4.1453 | 4.0742 | 4.4187
1738 | 0.00016836 | 0.00012336 | 0.027865 | 2.9674 | 2.8635 | 3.0192 | 4.3018 | 4.0742 | 4.4187
1739 | 0.00016621 | 0.00012184 | 0.038889 | 3.0332 | 2.8635 | 3.0192 | 4.4508 | 4.0742 | 4.4187
1740 | 0.00016382 | 0.00012339 | 0.038169 | 3.0896 | 2.8635 | 3.0192 | 4.5812 | 4.0742 | 4.4187
1741 | 0.00015554 | 0.00012341 | 0.031798 | 3.0762 | 2.8635 | 3.0192 | 4.5498 | 4.0742 | 4.4187
1742 | 0.00014201 | 0.00012277 | 0.022381 | 3.0998 | 2.8645 | 3.0192 | 4.605 | 4.0763 | 4.4187
1743 | 0.00013082 | 0.00012265 | 0.017229 | 3.0851 | 2.8645 | 3.0192 | 4.5707 | 4.0763 | 4.4187
1744 | 0.00011674 | 0.00012202 | 0.0084204 | 3.0606 | 2.8645 | 3.0192 | 4.5138 | 4.0763 | 4.4187
1745 | 0.00012368 | 0.00012266 | 0.0016065 | 3.0408 | 2.8645 | 3.0192 | 4.4682 | 4.0763 | 4.4187
1746 | 0.00011716 | 0.00012276 | 0 | 3.0074 | 2.8645 | 3.0192 | 4.3919 | 4.0763 | 4.4187
1747 | 0.00017231 | 0.00012189 | 0 | 2.9862 | 2.8645 | 3.0192 | 4.344 | 4.0763 | 4.4187
1748 | 0.00020788 | 0.00012279 | 0 | 2.9684 | 2.8645 | 3.0192 | 4.3042 | 4.0763 | 4.4187
1749 | 0.00022637 | 0.00011852 | 0 | 2.9416 | 2.8645 | 3.0192 | 4.2446 | 4.0763 | 4.4187
1750 | 0.00022795 | 0.00012297 | 0 | 2.8816 | 2.8645 | 3.0192 | 4.1132 | 4.0763 | 4.4187
1751 | 0.00023552 | 0.00012339 | 0 | 2.8602 | 2.8655 | 3.0192 | 4.067 | 4.0784 | 4.4187
1752 | 0.00024683 | 0.00012208 | 0 | 2.8515 | 2.8655 | 3.0192 | 4.0484 | 4.0784 | 4.4187
1753 | 0.00025452 | 0.0001231 | 0 | 2.8544 | 2.8655 | 3.0192 | 4.0546 | 4.0784 | 4.4187
1754 | 0.00026479 | 0.00012359 | 0 | 2.8429 | 2.8655 | 3.0192 | 4.03 | 4.0784 | 4.4187
1755 | 0.00026957 | 0.00012365 | 0 | 2.8381 | 2.8655 | 3.0192 | 4.0198 | 4.0784 | 4.4187
1756 | 0.00027385 | 0.00012361 | 0 | 2.824 | 2.8655 | 3.0192 | 3.9897 | 4.0784 | 4.4187
1757 | 0.00027977 | 0.00012374 | 0 | 2.8249 | 2.8665 | 3.0192 | 3.9917 | 4.0805 | 4.4187
1758 | 0.00028604 | 0.00012271 | 0.0023267 | 2.8062 | 2.8665 | 3.0192 | 3.9521 | 4.0805 | 4.4187
1759 | 0.00025697 | 0.000123 | 0.010581 | 2.84 | 2.8665 | 3.0192 | 4.0239 | 4.0805 | 4.4187
1760 | 0.00021856 | 0.00012313 | 0.016785 | 2.8924 | 2.8665 | 3.0192 | 4.1367 | 4.0805 | 4.4187
1761 | 0.00019284 | 0.00012334 | 0.028474 | 2.9539 | 2.8665 | 3.0192 | 4.2719 | 4.0805 | 4.4187
1762 | 0.00017592 | 0.00012275 | 0.032131 | 2.9936 | 2.8665 | 3.0192 | 4.3607 | 4.0805 | 4.4187
1763 | 0.00017021 | 0.00012279 | 0.028086 | 2.9736 | 2.8674 | 3.0192 | 4.3158 | 4.0826 | 4.4187
1764 | 0.00015188 | 0.00012282 | 0.035399 | 2.9904 | 2.8674 | 3.0192 | 4.3535 | 4.0826 | 4.4187
1765 | 0.00011903 | 0.00012207 | 0.037559 | 3.0387 | 2.8674 | 3.0192 | 4.4632 | 4.0826 | 4.4187
1766 | 0.0001034 | 0.00012186 | 0.03202 | 3.0584 | 2.8674 | 3.0192 | 4.5087 | 4.0826 | 4.4187
1767 | 9.0485e-05 | 0.00012166 | 0.023932 | 3.065 | 2.8674 | 3.0192 | 4.524 | 4.0826 | 4.4187
1768 | 8.1602e-05 | 0.00011383 | 0.012298 | 3.0256 | 2.8694 | 3.0192 | 4.4334 | 4.0868 | 4.4187
1769 | 9.4881e-05 | 0.00011653 | 0.0021605 | 2.982 | 2.8694 | 3.0192 | 4.3346 | 4.0868 | 4.4187
1770 | 8.0639e-05 | 0.00012119 | 0 | 2.9436 | 2.8694 | 3.0192 | 4.2491 | 4.0868 | 4.4187
1771 | 0.00011325 | 0.00012608 | 0 | 2.9023 | 2.8684 | 3.0192 | 4.1582 | 4.0847 | 4.4187
1772 | 0.00015966 | 0.00011938 | 0 | 2.9013 | 2.8684 | 3.0192 | 4.1561 | 4.0847 | 4.4187
1773 | 0.00018292 | 0.00012195 | 0 | 2.8885 | 2.8674 | 3.0192 | 4.1281 | 4.0826 | 4.4187
1774 | 0.00019945 | 0.00012269 | 0 | 2.8602 | 2.8703 | 3.0192 | 4.067 | 4.0889 | 4.4187
1775 | 0.00021872 | 0.0001224 | 0 | 2.8467 | 2.8703 | 3.0192 | 4.0382 | 4.0889 | 4.4187
1776 | 0.00024065 | 0.0001226 | 0 | 2.8353 | 2.8703 | 3.0192 | 4.0138 | 4.0889 | 4.4187
1777 | 0.0002502 | 0.00012246 | 0 | 2.8221 | 2.8703 | 3.0192 | 3.9857 | 4.0889 | 4.4187
1778 | 0.00025597 | 0.00012313 | 0 | 2.8146 | 2.8703 | 3.0192 | 3.9698 | 4.0889 | 4.4187
1779 | 0.00026554 | 0.00012068 | 0 | 2.8053 | 2.8703 | 3.0192 | 3.9501 | 4.0889 | 4.4187
1780 | 0.00027375 | 0.00012291 | 0 | 2.796 | 2.8703 | 3.0192 | 3.9307 | 4.0889 | 4.4187
1781 | 0.00028453 | 0.00012222 | 0 | 2.7997 | 2.8723 | 3.0192 | 3.9384 | 4.0931 | 4.4187
1782 | 0.00029131 | 0.00012189 | 0.0019943 | 2.8034 | 2.8723 | 3.0192 | 3.9462 | 4.0931 | 4.4187
1783 | 0.00025704 | 0.0001227 | 0.0067585 | 2.824 | 2.8723 | 3.0192 | 3.9897 | 4.0931 | 4.4187
1784 | 0.00020966 | 0.00012226 | 0.013406 | 2.8592 | 2.8733 | 3.0192 | 4.0649 | 4.0952 | 4.4187
1785 | 0.00019717 | 0.00012312 | 0.02227 | 2.9254 | 2.8733 | 3.0192 | 4.2087 | 4.0952 | 4.4187
1786 | 0.0001732 | 0.00012268 | 0.0272 | 2.9488 | 2.8733 | 3.0192 | 4.2605 | 4.0952 | 4.4187
1787 | 0.00015081 | 0.00012153 | 0.032297 | 2.9957 | 2.8752 | 3.0192 | 4.3655 | 4.0994 | 4.4187
1788 | 0.00013902 | 0.00012289 | 0.029084 | 3.0031 | 2.8742 | 3.0192 | 4.3823 | 4.0973 | 4.4187
1789 | 0.00015188 | 0.00012294 | 0.026757 | 3.0518 | 2.8742 | 3.0192 | 4.4934 | 4.0973 | 4.4187
1790 | 0.00012498 | 0.00012247 | 0.02648 | 3.0706 | 2.8742 | 3.0192 | 4.5369 | 4.0973 | 4.4187
1791 | 0.0001082 | 0.00012251 | 0.016453 | 3.0896 | 2.8742 | 3.0192 | 4.5812 | 4.0973 | 4.4187
1792 | 9.8095e-05 | 0.00012206 | 0.0065369 | 3.0463 | 2.8742 | 3.0192 | 4.4808 | 4.0973 | 4.4187
1793 | 9.3596e-05 | 0.00012165 | 0.0017727 | 3.0159 | 2.8742 | 3.0192 | 4.4114 | 4.0973 | 4.4187
1794 | 9.7555e-05 | 0.0001202 | 0 | 2.9862 | 2.8742 | 3.0192 | 4.344 | 4.0973 | 4.4187
1795 | 0.00013943 | 0.00012018 | 0 | 2.9663 | 2.8742 | 3.0192 | 4.2995 | 4.0973 | 4.4187
1796 | 0.00019388 | 0.00012379 | 0 | 2.9457 | 2.8742 | 3.0192 | 4.2536 | 4.0973 | 4.4187
1797 | 0.00019762 | 0.00012286 | 0 | 2.9153 | 2.8752 | 3.0192 | 4.1866 | 4.0994 | 4.4187
1798 | 0.00020609 | 0.00012111 | 0 | 2.8845 | 2.8752 | 3.0192 | 4.1196 | 4.0994 | 4.4187
1799 | 0.00021849 | 0.0001207 | 0 | 2.8486 | 2.8752 | 3.0192 | 4.0423 | 4.0994 | 4.4187
1800 | 0.00023281 | 0.00012185 | 0 | 2.7997 | 2.8752 | 3.0192 | 3.9384 | 4.0994 | 4.4187
1801 | 0.00024263 | 0.00012244 | 0 | 2.796 | 2.8762 | 3.0192 | 3.9307 | 4.1015 | 4.4187
1802 | 0.00024967 | 0.00012192 | 0 | 2.8006 | 2.8762 | 3.0192 | 3.9404 | 4.1015 | 4.4187
1803 | 0.00025658 | 0.00011538 | 0 | 2.8202 | 2.8782 | 3.0192 | 3.9817 | 4.1058 | 4.4187
1804 | 0.00026101 | 0.0001233 | 0 | 2.7988 | 2.8782 | 3.0192 | 3.9365 | 4.1058 | 4.4187
1805 | 0.00026574 | 0.00012331 | 0 | 2.7804 | 2.8791 | 3.0192 | 3.898 | 4.1079 | 4.4187
1806 | 0.00027812 | 0.00012137 | 0.0026037 | 2.7677 | 2.8782 | 3.0192 | 3.8715 | 4.1058 | 4.4187
1807 | 0.00023712 | 0.00012259 | 0.0093622 | 2.7978 | 2.8791 | 3.0192 | 3.9345 | 4.1079 | 4.4187
1808 | 0.00020949 | 0.00012294 | 0.016564 | 2.841 | 2.8791 | 3.0192 | 4.0259 | 4.1079 | 4.4187
1809 | 0.00016479 | 0.00012259 | 0.02443 | 2.8934 | 2.8791 | 3.0192 | 4.1388 | 4.1079 | 4.4187
1810 | 0.00014647 | 0.00012233 | 0.031577 | 2.9591 | 2.8791 | 3.0192 | 4.2834 | 4.1079 | 4.4187
1811 | 0.00014267 | 0.00012261 | 0.032241 | 2.9872 | 2.8791 | 3.0192 | 4.3464 | 4.1079 | 4.4187
1812 | 0.00012944 | 0.00012192 | 0.039831 | 3.03 | 2.8791 | 3.0192 | 4.4433 | 4.1079 | 4.4187
1813 | 0.00012614 | 0.00012257 | 0.039831 | 3.0452 | 2.8791 | 3.0192 | 4.4783 | 4.1079 | 4.4187
1814 | 0.00012385 | 0.00012223 | 0.026258 | 3.0354 | 2.8801 | 3.0192 | 4.4557 | 4.11 | 4.4187
1815 | 9.4599e-05 | 0.00012122 | 0.022048 | 3.0224 | 2.8801 | 3.0192 | 4.426 | 4.11 | 4.4187
1816 | 8.1731e-05 | 0.00012047 | 0.013129 | 3.0052 | 2.8801 | 3.0192 | 4.3871 | 4.11 | 4.4187
1817 | 7.4351e-05 | 0.00012107 | 0.0026591 | 2.9601 | 2.8811 | 3.0192 | 4.2857 | 4.1121 | 4.4187
1818 | 7.5845e-05 | 0.00012107 | 0 | 2.9073 | 2.8811 | 3.0192 | 4.1691 | 4.1121 | 4.4187
1819 | 0.00013216 | 0.00012103 | 0 | 2.8757 | 2.8801 | 3.0192 | 4.1005 | 4.11 | 4.4187
1820 | 0.00016261 | 0.00012289 | 0 | 2.8467 | 2.8801 | 3.0192 | 4.0382 | 4.11 | 4.4187
1821 | 0.00018004 | 0.00012183 | 0 | 2.8372 | 2.8801 | 3.0192 | 4.0178 | 4.11 | 4.4187
1822 | 0.00019846 | 0.0001173 | 0 | 2.8071 | 2.8801 | 3.0192 | 3.9541 | 4.11 | 4.4187
1823 | 0.00021333 | 0.00011597 | 0 | 2.7813 | 2.8791 | 3.0192 | 3.8999 | 4.1079 | 4.4187
1824 | 0.00022356 | 0.00012311 | 0 | 2.7435 | 2.8801 | 3.0192 | 3.8214 | 4.11 | 4.4187
1825 | 0.00023943 | 0.00012264 | 0 | 2.7154 | 2.8791 | 3.0192 | 3.7636 | 4.1079 | 4.4187
1826 | 0.0002485 | 0.00012029 | 0 | 2.7136 | 2.8811 | 3.0192 | 3.7601 | 4.1121 | 4.4187
1827 | 0.00025788 | 0.00012315 | 0 | 2.7119 | 2.8801 | 3.0192 | 3.7565 | 4.11 | 4.4187
1828 | 0.0002678 | 0.00012319 | 0 | 2.6895 | 2.8801 | 3.0192 | 3.7111 | 4.11 | 4.4187
1829 | 0.00027816 | 0.00012308 | 0 | 2.6955 | 2.8811 | 3.0192 | 3.7232 | 4.1121 | 4.4187
1830 | 0.00029228 | 0.00012311 | 0.0024375 | 2.6776 | 2.8811 | 3.0192 | 3.6871 | 4.1121 | 4.4187
1831 | 0.00025247 | 0.00012231 | 0.01191 | 2.7188 | 2.8821 | 3.0192 | 3.7708 | 4.1143 | 4.4187
1832 | 0.00019459 | 0.00012206 | 0.022824 | 2.8372 | 2.8821 | 3.0192 | 4.0178 | 4.1143 | 4.4187
1833 | 0.00016303 | 0.00012205 | 0.029084 | 2.9033 | 2.8821 | 3.0192 | 4.1604 | 4.1143 | 4.4187
1834 | 0.00012559 | 0.00012207 | 0.04044 | 2.9591 | 2.8821 | 3.0192 | 4.2834 | 4.1143 | 4.4187
1835 | 0.00010029 | 0.00012153 | 0.042434 | 2.9989 | 2.8831 | 3.0192 | 4.3726 | 4.1164 | 4.4187
1836 | 8.8371e-05 | 0.00012187 | 0.042878 | 3.0661 | 2.884 | 3.0192 | 4.5266 | 4.1185 | 4.4187
1837 | 7.5919e-05 | 0.00012222 | 0.038003 | 3.0998 | 2.8831 | 3.0192 | 4.605 | 4.1164 | 4.4187
1838 | 5.9962e-05 | 0.00012032 | 0.024541 | 3.0762 | 2.8831 | 3.0192 | 4.5498 | 4.1164 | 4.4187
1839 | 5.2113e-05 | 0.00011445 | 0.019832 | 3.084 | 2.8831 | 3.0192 | 4.5681 | 4.1164 | 4.4187
1840 | 6.77e-05 | 0.0001155 | 0.012686 | 3.0964 | 2.8831 | 3.0192 | 4.5971 | 4.1164 | 4.4187
1841 | 5.0336e-05 | 0.00012086 | 0.0030469 | 3.0518 | 2.8831 | 3.0192 | 4.4934 | 4.1164 | 4.4187
1842 | 6.121e-05 | 0.00012211 | 0 | 2.9788 | 2.8831 | 3.0192 | 4.3275 | 4.1164 | 4.4187
1843 | 8.0081e-05 | 0.00013236 | 0 | 2.9365 | 2.8831 | 3.0192 | 4.2333 | 4.1164 | 4.4187
1844 | 0.00010904 | 0.00012473 | 0 | 2.867 | 2.8831 | 3.0192 | 4.0816 | 4.1164 | 4.4187
1845 | 0.00012247 | 0.00012277 | 0 | 2.8249 | 2.8831 | 3.0192 | 3.9917 | 4.1164 | 4.4187
1846 | 0.00014216 | 0.00012292 | 0 | 2.8034 | 2.884 | 3.0192 | 3.9462 | 4.1185 | 4.4187
1847 | 0.00016564 | 0.00011975 | 0 | 2.7786 | 2.8811 | 3.0192 | 3.8942 | 4.1121 | 4.4187
1848 | 0.00018671 | 0.00011777 | 0 | 2.7659 | 2.8811 | 3.0192 | 3.8677 | 4.1121 | 4.4187
1849 | 0.00020455 | 0.00012208 | 0 | 2.7777 | 2.8801 | 3.0192 | 3.8923 | 4.11 | 4.4187
1850 | 0.00021968 | 0.00012286 | 0 | 2.7587 | 2.8811 | 3.0192 | 3.8528 | 4.1121 | 4.4187
1851 | 0.00023199 | 0.00012311 | 0 | 2.7623 | 2.8826 | 3.0192 | 3.8602 | 4.1153 | 4.4187
1852 | 0.00024256 | 0.00012328 | 0 | 2.7506 | 2.884 | 3.0192 | 3.8361 | 4.1185 | 4.4187
1853 | 0.00025062 | 0.00012335 | 0 | 2.7578 | 2.885 | 3.0192 | 3.8509 | 4.1207 | 4.4187
1854 | 0.00026123 | 0.00011794 | 0.0022159 | 2.7677 | 2.885 | 3.0192 | 3.8715 | 4.1207 | 4.4187
1855 | 0.00023065 | 0.00012174 | 0.0077556 | 2.8034 | 2.885 | 3.0192 | 3.9462 | 4.1207 | 4.4187
1856 | 0.00015614 | 0.00012186 | 0.016342 | 2.864 | 2.885 | 3.0192 | 4.0753 | 4.1207 | 4.4187
1857 | 0.00011513 | 0.00012227 | 0.020497 | 2.9284 | 2.885 | 3.0192 | 4.2154 | 4.1207 | 4.4187
1858 | 8.6346e-05 | 0.00012114 | 0.025372 | 2.958 | 2.885 | 3.0192 | 4.2811 | 4.1207 | 4.4187
1859 | 8.034e-05 | 0.00012208 | 0.035787 | 3.0224 | 2.885 | 3.0192 | 4.426 | 4.1207 | 4.4187
1860 | 7.7308e-05 | 0.00012147 | 0.037282 | 3.0851 | 2.885 | 3.0192 | 4.5707 | 4.1207 | 4.4187
1861 | 7.6248e-05 | 0.00011988 | 0.031189 | 3.1238 | 2.885 | 3.0192 | 4.6616 | 4.1207 | 4.4187
1862 | 7.1675e-05 | 0.00011671 | 0.023599 | 3.133 | 2.885 | 3.0192 | 4.6835 | 4.1207 | 4.4187
1863 | 4.997e-05 | 0.00011564 | 0.016785 | 3.1482 | 2.885 | 3.0192 | 4.7195 | 4.1207 | 4.4187
1864 | 3.8427e-05 | 0.00011997 | 0.0080326 | 3.1261 | 2.885 | 3.0192 | 4.667 | 4.1207 | 4.4187
1865 | 5.1148e-05 | 0.00012542 | 0.0020497 | 3.0964 | 2.886 | 3.0192 | 4.5971 | 4.1228 | 4.4187
1866 | 4.2365e-05 | 0.00012662 | 0 | 3.0343 | 2.885 | 3.0192 | 4.4532 | 4.1207 | 4.4187
1867 | 5.9996e-05 | 0.00013054 | 0 | 2.9705 | 2.885 | 3.0192 | 4.3088 | 4.1207 | 4.4187
1868 | 8.4449e-05 | 0.00013035 | 0 | 2.9375 | 2.885 | 3.0192 | 4.2356 | 4.1207 | 4.4187
1869 | 9.1887e-05 | 0.00012484 | 0 | 2.8826 | 2.885 | 3.0192 | 4.1153 | 4.1207 | 4.4187
1870 | 0.00010499 | 0.0001202 | 0 | 2.8631 | 2.885 | 3.0192 | 4.0733 | 4.1207 | 4.4187
1871 | 0.00012576 | 0.00012389 | 0 | 2.8534 | 2.885 | 3.0192 | 4.0525 | 4.1207 | 4.4187
1872 | 0.00015134 | 0.00012335 | 0 | 2.808 | 2.885 | 3.0192 | 3.956 | 4.1207 | 4.4187
1873 | 0.00016836 | 0.00012403 | 0 | 2.7786 | 2.885 | 3.0192 | 3.8942 | 4.1207 | 4.4187
1874 | 0.00018432 | 0.00012247 | 0 | 2.7524 | 2.886 | 3.0192 | 3.8398 | 4.1228 | 4.4187
1875 | 0.00019973 | 0.00012426 | 0 | 2.7578 | 2.885 | 3.0192 | 3.8509 | 4.1207 | 4.4187
1876 | 0.00021323 | 0.00012422 | 0 | 2.7285 | 2.887 | 3.0192 | 3.7905 | 4.1249 | 4.4187
1877 | 0.00022652 | 0.00012405 | 0 | 2.7093 | 2.887 | 3.0192 | 3.7512 | 4.1249 | 4.4187
1878 | 0.00024147 | 0.00012353 | 0.0033238 | 2.7223 | 2.887 | 3.0192 | 3.7779 | 4.1249 | 4.4187
1879 | 0.00020767 | 0.00012218 | 0.011633 | 2.7831 | 2.887 | 3.0192 | 3.9037 | 4.1249 | 4.4187
1880 | 0.000146 | 0.00012277 | 0.021771 | 2.8544 | 2.888 | 3.0192 | 4.0546 | 4.1271 | 4.4187
1881 | 0.00011683 | 0.00012247 | 0.034734 | 2.9153 | 2.888 | 3.0192 | 4.1866 | 4.1271 | 4.4187
1882 | 9.6417e-05 | 0.00012112 | 0.035288 | 2.9883 | 2.888 | 3.0192 | 4.3488 | 4.1271 | 4.4187
1883 | 0.00010386 | 0.00012191 | 0.039609 | 3.0278 | 2.888 | 3.0192 | 4.4384 | 4.1271 | 4.4187
1884 | 9.0812e-05 | 0.00012308 | 0.039886 | 3.0452 | 2.887 | 3.0192 | 4.4783 | 4.1249 | 4.4187
1885 | 9.0415e-05 | 0.00012378 | 0.039277 | 3.0863 | 2.888 | 3.0192 | 4.5733 | 4.1271 | 4.4187
1886 | 8.2774e-05 | 0.00012369 | 0.026258 | 3.0728 | 2.888 | 3.0192 | 4.542 | 4.1271 | 4.4187
1887 | 7.2536e-05 | 0.00012029 | 0.019888 | 3.0595 | 2.888 | 3.0192 | 4.5112 | 4.1271 | 4.4187
1888 | 8.108e-05 | 0.00011846 | 0.013572 | 3.0474 | 2.888 | 3.0192 | 4.4833 | 4.1271 | 4.4187
1889 | 7.2878e-05 | 0.0001242 | 0.0038224 | 2.9915 | 2.888 | 3.0192 | 4.3559 | 4.1271 | 4.4187
1890 | 6.8113e-05 | 0.00012499 | 0 | 2.9324 | 2.888 | 3.0192 | 4.2243 | 4.1271 | 4.4187
1891 | 9.7841e-05 | 0.00012731 | 0 | 2.8786 | 2.888 | 3.0192 | 4.1068 | 4.1271 | 4.4187
1892 | 0.00013088 | 0.00012447 | 0 | 2.8563 | 2.888 | 3.0192 | 4.0587 | 4.1271 | 4.4187
1893 | 0.00014945 | 0.00012424 | 0 | 2.8193 | 2.888 | 3.0192 | 3.9797 | 4.1271 | 4.4187
1894 | 0.00016715 | 0.00012407 | 0 | 2.8034 | 2.888 | 3.0192 | 3.9462 | 4.1271 | 4.4187
1895 | 0.00017962 | 0.00012371 | 0 | 2.7942 | 2.888 | 3.0192 | 3.9268 | 4.1271 | 4.4187
1896 | 0.00019403 | 0.00012167 | 0 | 2.7795 | 2.888 | 3.0192 | 3.8961 | 4.1271 | 4.4187
1897 | 0.00020539 | 0.00012179 | 0 | 2.7795 | 2.888 | 3.0192 | 3.8961 | 4.1271 | 4.4187
1898 | 0.00021401 | 0.00012278 | 0 | 2.7731 | 2.889 | 3.0192 | 3.8828 | 4.1292 | 4.4187
1899 | 0.00022056 | 0.00012267 | 0 | 2.765 | 2.89 | 3.0192 | 3.8658 | 4.1313 | 4.4187
1900 | 0.000229 | 0.00012282 | 0 | 2.7758 | 2.8909 | 3.0192 | 3.8885 | 4.1335 | 4.4187
1901 | 0.00023869 | 0.00012285 | 0 | 2.7668 | 2.8909 | 3.0192 | 3.8696 | 4.1335 | 4.4187
1902 | 0.00026666 | 0.00012185 | 0.0024375 | 2.7677 | 2.8909 | 3.0192 | 3.8715 | 4.1335 | 4.4187
1903 | 0.00022201 | 0.0001214 | 0.008919 | 2.8108 | 2.8909 | 3.0192 | 3.9619 | 4.1335 | 4.4187
1904 | 0.00017318 | 0.0001221 | 0.017893 | 2.8611 | 2.8909 | 3.0192 | 4.0691 | 4.1335 | 4.4187
1905 | 0.00015127 | 0.00012221 | 0.025206 | 2.9153 | 2.8919 | 3.0192 | 4.1866 | 4.1356 | 4.4187
1906 | 0.00010949 | 0.00012105 | 0.03346 | 2.9642 | 2.8909 | 3.0192 | 4.2949 | 4.1335 | 4.4187
1907 | 9.9309e-05 | 0.00012157 | 0.035233 | 3.0084 | 2.8909 | 3.0192 | 4.3943 | 4.1335 | 4.4187
1908 | 9.8696e-05 | 0.00012229 | 0.034457 | 3.0474 | 2.8919 | 3.0192 | 4.4833 | 4.1356 | 4.4187
1909 | 9.6122e-05 | 0.00012197 | 0.029416 | 3.0762 | 2.8919 | 3.0192 | 4.5498 | 4.1356 | 4.4187
1910 | 7.725e-05 | 0.0001206 | 0.020996 | 3.0818 | 2.8919 | 3.0192 | 4.5628 | 4.1356 | 4.4187
1911 | 6.5176e-05 | 0.00012081 | 0.016176 | 3.0684 | 2.8929 | 3.0192 | 4.5317 | 4.1378 | 4.4187
1912 | 5.7276e-05 | 0.00011975 | 0.0077002 | 3.0518 | 2.8929 | 3.0192 | 4.4934 | 4.1378 | 4.4187
1913 | 5.6162e-05 | 0.00011858 | 0.0020497 | 3.0159 | 2.8929 | 3.0192 | 4.4114 | 4.1378 | 4.4187
1914 | 5.8555e-05 | 0.00012224 | 5.5397e-05 | 2.9841 | 2.8929 | 3.0192 | 4.3393 | 4.1378 | 4.4187
1915 | 0.00011373 | 0.00012552 | 0 | 2.956 | 2.8929 | 3.0192 | 4.2765 | 4.1378 | 4.4187
1916 | 0.00015087 | 0.0001212 | 0 | 2.9436 | 2.8929 | 3.0192 | 4.2491 | 4.1378 | 4.4187
1917 | 0.00017621 | 0.00012256 | 0 | 2.9223 | 2.8929 | 3.0192 | 4.2021 | 4.1378 | 4.4187
1918 | 0.00018674 | 0.00012291 | 0 | 2.9073 | 2.8929 | 3.0192 | 4.1691 | 4.1378 | 4.4187
1919 | 0.00018699 | 0.00012248 | 0 | 2.8894 | 2.8939 | 3.0192 | 4.1302 | 4.1399 | 4.4187
1920 | 0.00019804 | 0.0001228 | 0 | 2.8786 | 2.8939 | 3.0192 | 4.1068 | 4.1399 | 4.4187
1921 | 0.00020972 | 0.00012276 | 0 | 2.8611 | 2.8939 | 3.0192 | 4.0691 | 4.1399 | 4.4187
1922 | 0.00021426 | 0.00012199 | 0 | 2.8573 | 2.8939 | 3.0192 | 4.0608 | 4.1399 | 4.4187
1923 | 0.00021943 | 0.00012229 | 0 | 2.8525 | 2.8939 | 3.0192 | 4.0505 | 4.1399 | 4.4187
1924 | 0.00022596 | 0.00012286 | 0 | 2.8621 | 2.8939 | 3.0192 | 4.0712 | 4.1399 | 4.4187
1925 | 0.00023343 | 0.00012058 | 0.00016619 | 2.8554 | 2.8949 | 3.0192 | 4.0567 | 4.1421 | 4.4187
1926 | 0.00026023 | 0.00012141 | 0.0027699 | 2.8381 | 2.8949 | 3.0192 | 4.0198 | 4.1421 | 4.4187
1927 | 0.00022201 | 0.00012162 | 0.010193 | 2.8439 | 2.8949 | 3.0192 | 4.032 | 4.1421 | 4.4187
1928 | 0.00015501 | 0.00012181 | 0.019334 | 2.8894 | 2.8949 | 3.0192 | 4.1302 | 4.1421 | 4.4187
1929 | 0.00012475 | 0.00012186 | 0.029194 | 2.9345 | 2.8949 | 3.0192 | 4.2288 | 4.1421 | 4.4187
1930 | 9.1409e-05 | 0.00012105 | 0.032407 | 2.9674 | 2.8959 | 3.0192 | 4.3018 | 4.1443 | 4.4187
1931 | 7.8867e-05 | 0.00012113 | 0.034125 | 3.0181 | 2.8969 | 3.0192 | 4.4162 | 4.1464 | 4.4187
1932 | 6.8107e-05 | 0.00012202 | 0.036784 | 3.0159 | 2.8969 | 3.0192 | 4.4114 | 4.1464 | 4.4187
1933 | 6.7063e-05 | 0.00012171 | 0.033571 | 3.0551 | 2.8969 | 3.0192 | 4.501 | 4.1464 | 4.4187
1934 | 5.6936e-05 | 0.00012171 | 0.026923 | 3.0507 | 2.8969 | 3.0192 | 4.4909 | 4.1464 | 4.4187
1935 | 4.3961e-05 | 0.00012133 | 0.021993 | 3.0595 | 2.8969 | 3.0192 | 4.5112 | 4.1464 | 4.4187
1936 | 3.5339e-05 | 0.00012063 | 0.01324 | 3.03 | 2.8969 | 3.0192 | 4.4433 | 4.1464 | 4.4187
1937 | 3.9876e-05 | 0.00012125 | 0.0038778 | 2.983 | 2.8969 | 3.0192 | 4.337 | 4.1464 | 4.4187
1938 | 5.3717e-05 | 0.00012108 | 0.00016619 | 2.9355 | 2.8979 | 3.0192 | 4.2311 | 4.1486 | 4.4187
1939 | 8.3369e-05 | 0.0001206 | 0 | 2.8885 | 2.8979 | 3.0192 | 4.1281 | 4.1486 | 4.4187
1940 | 0.00010771 | 0.00012266 | 0 | 2.8796 | 2.8979 | 3.0192 | 4.1089 | 4.1486 | 4.4187
1941 | 0.00012533 | 0.00012154 | 0 | 2.8477 | 2.8979 | 3.0192 | 4.0402 | 4.1486 | 4.4187
1942 | 0.00014424 | 0.00012229 | 0 | 2.8343 | 2.8969 | 3.0192 | 4.0118 | 4.1464 | 4.4187
1943 | 0.00015352 | 0.00012062 | 0 | 2.8296 | 2.8969 | 3.0192 | 4.0017 | 4.1464 | 4.4187
1944 | 0.00016661 | 0.00011821 | 0 | 2.8174 | 2.8969 | 3.0192 | 3.9757 | 4.1464 | 4.4187
1945 | 0.00017338 | 0.00012242 | 0 | 2.7868 | 2.8979 | 3.0192 | 3.9114 | 4.1486 | 4.4187
1946 | 0.00017662 | 0.00012268 | 0 | 2.7886 | 2.8999 | 3.0192 | 3.9152 | 4.1529 | 4.4187
1947 | 0.0001818 | 0.00011735 | 0 | 2.8136 | 2.8999 | 3.0192 | 3.9678 | 4.1529 | 4.4187
1948 | 0.0001871 | 0.00012247 | 0 | 2.8062 | 2.8999 | 3.0192 | 3.9521 | 4.1529 | 4.4187
1949 | 0.00019511 | 0.00012267 | 0.00016619 | 2.7731 | 2.8999 | 3.0192 | 3.8828 | 4.1529 | 4.4187
1950 | 0.00021167 | 0.00012215 | 0.0038778 | 2.8015 | 2.8999 | 3.0192 | 3.9423 | 4.1529 | 4.4187
1951 | 0.00018164 | 0.00012107 | 0.01191 | 2.8582 | 2.8999 | 3.0192 | 4.0629 | 4.1529 | 4.4187
1952 | 0.00014128 | 0.00012154 | 0.021439 | 2.9233 | 2.8999 | 3.0192 | 4.2043 | 4.1529 | 4.4187
1953 | 0.00010769 | 0.00012174 | 0.033405 | 2.9726 | 2.8999 | 3.0192 | 4.3135 | 4.1529 | 4.4187
1954 | 9.5084e-05 | 0.00012164 | 0.039111 | 3.0354 | 2.9009 | 3.0192 | 4.4557 | 4.1551 | 4.4187
1955 | 8.7887e-05 | 0.00012219 | 0.042102 | 3.0908 | 2.9009 | 3.0192 | 4.5838 | 4.1551 | 4.4187
1956 | 8.9608e-05 | 0.00012114 | 0.040606 | 3.1354 | 2.9009 | 3.0192 | 4.689 | 4.1551 | 4.4187
1957 | 0.00010833 | 0.00012111 | 0.033017 | 3.1284 | 2.9009 | 3.0192 | 4.6725 | 4.1551 | 4.4187
1958 | 8.1057e-05 | 0.00012145 | 0.027699 | 3.1078 | 2.8999 | 3.0192 | 4.6237 | 4.1529 | 4.4187
1959 | 6.0708e-05 | 0.00012122 | 0.019112 | 3.1032 | 2.9009 | 3.0192 | 4.613 | 4.1551 | 4.4187
1960 | 6.0115e-05 | 0.00012054 | 0.010969 | 3.0908 | 2.9019 | 3.0192 | 4.5838 | 4.1572 | 4.4187
1961 | 4.4293e-05 | 0.00012142 | 0.0033238 | 3.0452 | 2.9019 | 3.0192 | 4.4783 | 4.1572 | 4.4187
1962 | 5.426e-05 | 0.0001215 | 0.00011079 | 3.0042 | 2.9028 | 3.0192 | 4.3847 | 4.1594 | 4.4187
1963 | 0.00010335 | 0.00011966 | 0 | 2.9653 | 2.9028 | 3.0192 | 4.2972 | 4.1594 | 4.4187
1964 | 0.00014985 | 0.00012304 | 0 | 2.9457 | 2.9028 | 3.0192 | 4.2536 | 4.1594 | 4.4187
1965 | 0.00016948 | 0.00012183 | 0 | 2.8934 | 2.9028 | 3.0192 | 4.1388 | 4.1594 | 4.4187
1966 | 0.00018082 | 0.00012198 | 0 | 2.8786 | 2.9019 | 3.0192 | 4.1068 | 4.1572 | 4.4187
1967 | 0.00019042 | 0.00012245 | 0 | 2.8534 | 2.9019 | 3.0192 | 4.0525 | 4.1572 | 4.4187
1968 | 0.00019885 | 0.00012109 | 0 | 2.8306 | 2.9019 | 3.0192 | 4.0037 | 4.1572 | 4.4187
1969 | 0.00020636 | 0.00012108 | 0 | 2.8071 | 2.9019 | 3.0192 | 3.9541 | 4.1572 | 4.4187
1970 | 0.00021308 | 0.00012236 | 0 | 2.808 | 2.9019 | 3.0192 | 3.956 | 4.1572 | 4.4187
1971 | 0.00022245 | 0.00012237 | 0 | 2.7804 | 2.9019 | 3.0192 | 3.898 | 4.1572 | 4.4187
1972 | 0.00023199 | 0.00012108 | 0 | 2.7614 | 2.9019 | 3.0192 | 3.8584 | 4.1572 | 4.4187
1973 | 0.0002627 | 0.00012067 | 0.00016619 | 2.7524 | 2.9028 | 3.0192 | 3.8398 | 4.1594 | 4.4187
1974 | 0.00025685 | 0.00011989 | 0.0039332 | 2.756 | 2.9028 | 3.0192 | 3.8472 | 4.1594 | 4.4187
1975 | 0.00022217 | 0.00012162 | 0.012741 | 2.8277 | 2.9038 | 3.0192 | 3.9977 | 4.1616 | 4.4187
1976 | 0.00016562 | 0.00012207 | 0.022381 | 2.9013 | 2.9038 | 3.0192 | 4.1561 | 4.1616 | 4.4187
1977 | 0.00014096 | 0.0001218 | 0.032297 | 2.9767 | 2.9048 | 3.0192 | 4.3228 | 4.1638 | 4.4187
1978 | 0.00011648 | 0.00012202 | 0.039388 | 3.0074 | 2.9048 | 3.0192 | 4.3919 | 4.1638 | 4.4187
1979 | 0.0001082 | 0.00011957 | 0.040717 | 3.0441 | 2.9048 | 3.0192 | 4.4757 | 4.1638 | 4.4187
1980 | 0.00010505 | 0.00012075 | 0.036895 | 3.0795 | 2.9048 | 3.0192 | 4.5576 | 4.1638 | 4.4187
1981 | 0.00010673 | 0.00012102 | 0.036119 | 3.054 | 2.9048 | 3.0192 | 4.4985 | 4.1638 | 4.4187
1982 | 0.00010794 | 0.00012245 | 0.028419 | 3.0661 | 2.9038 | 3.0192 | 4.5266 | 4.1616 | 4.4187
1983 | 8.0197e-05 | 0.00012155 | 0.02443 | 3.0684 | 2.9038 | 3.0192 | 4.5317 | 4.1616 | 4.4187
1984 | 7.038e-05 | 0.00012176 | 0.012464 | 3.0452 | 2.9058 | 3.0192 | 4.4783 | 4.1659 | 4.4187
1985 | 6.9012e-05 | 0.00012206 | 0.004321 | 2.9872 | 2.9058 | 3.0192 | 4.3464 | 4.1659 | 4.4187
1986 | 7.1336e-05 | 0.00012187 | 0.00022159 | 2.9601 | 2.9058 | 3.0192 | 4.2857 | 4.1659 | 4.4187
1987 | 0.00010427 | 0.00011382 | 0 | 2.9193 | 2.9058 | 3.0192 | 4.1954 | 4.1659 | 4.4187
1988 | 0.00013985 | 0.00012287 | 0 | 2.9103 | 2.9058 | 3.0192 | 4.1757 | 4.1659 | 4.4187
1989 | 0.0001505 | 0.00012129 | 0 | 2.867 | 2.9058 | 3.0192 | 4.0816 | 4.1659 | 4.4187
1990 | 0.00015269 | 0.00011944 | 0 | 2.8573 | 2.9058 | 3.0192 | 4.0608 | 4.1659 | 4.4187
1991 | 0.00016948 | 0.00012231 | 0 | 2.8429 | 2.9058 | 3.0192 | 4.03 | 4.1659 | 4.4187
1992 | 0.00018328 | 0.00012185 | 0 | 2.8515 | 2.9058 | 3.0192 | 4.0484 | 4.1659 | 4.4187
1993 | 0.00019008 | 0.00012243 | 0 | 2.8268 | 2.9058 | 3.0192 | 3.9957 | 4.1659 | 4.4187
1994 | 0.00020116 | 0.00012211 | 0 | 2.8202 | 2.9068 | 3.0192 | 3.9817 | 4.1681 | 4.4187
1995 | 0.00021247 | 0.00012146 | 0 | 2.7978 | 2.9068 | 3.0192 | 3.9345 | 4.1681 | 4.4187
1996 | 0.00021738 | 0.00012203 | 0 | 2.7978 | 2.9068 | 3.0192 | 3.9345 | 4.1681 | 4.4187
1997 | 0.00023649 | 0.00012021 | 0.00011079 | 2.7942 | 2.9078 | 3.0192 | 3.9268 | 4.1703 | 4.4187
1998 | 0.00022422 | 0.00012171 | 0.0031023 | 2.8006 | 2.9078 | 3.0192 | 3.9404 | 4.1703 | 4.4187
1999 | 0.00019107 | 0.00012174 | 0.010138 | 2.8679 | 2.9078 | 3.0192 | 4.0837 | 4.1703 | 4.4187
2000 | 0.00014569 | 0.00012196 | 0.024929 | 2.9193 | 2.9078 | 3.0192 | 4.1954 | 4.1703 | 4.4187
2001 | 0.00012661 | 0.00012078 | 0.035621 | 2.982 | 2.9078 | 3.0192 | 4.3346 | 4.1703 | 4.4187
2002 | 9.9289e-05 | 0.00012186 | 0.040219 | 3.0397 | 2.9078 | 3.0192 | 4.4657 | 4.1703 | 4.4187
2003 | 8.5275e-05 | 0.0001214 | 0.043044 | 3.0762 | 2.9078 | 3.0192 | 4.5498 | 4.1703 | 4.4187
2004 | 7.643e-05 | 0.00012048 | 0.051298 | 3.1226 | 2.9078 | 3.0192 | 4.6588 | 4.1703 | 4.4187
2005 | 7.217e-05 | 0.00012208 | 0.050024 | 3.1635 | 2.9088 | 3.0192 | 4.7561 | 4.1725 | 4.4187
2006 | 5.8695e-05 | 0.00012135 | 0.038003 | 3.1789 | 2.9088 | 3.0192 | 4.7933 | 4.1725 | 4.4187
2007 | 3.8381e-05 | 0.00012054 | 0.028474 | 3.1873 | 2.9088 | 3.0192 | 4.8136 | 4.1725 | 4.4187
2008 | 4.5563e-05 | 0.00011948 | 0.015954 | 3.1587 | 2.9098 | 3.0192 | 4.7448 | 4.1747 | 4.4187
2009 | 3.6351e-05 | 0.00012082 | 0.0039886 | 3.1273 | 2.9088 | 3.0192 | 4.6698 | 4.1725 | 4.4187
2010 | 3.8496e-05 | 0.00012099 | 0.00027699 | 3.0739 | 2.9088 | 3.0192 | 4.5446 | 4.1725 | 4.4187
2011 | 7.6669e-05 | 0.00012147 | 0 | 2.9915 | 2.9088 | 3.0192 | 4.3559 | 4.1725 | 4.4187
2012 | 0.00010852 | 0.000122 | 0 | 2.9304 | 2.9088 | 3.0192 | 4.2199 | 4.1725 | 4.4187
2013 | 0.00012757 | 0.00012234 | 0 | 2.9103 | 2.9088 | 3.0192 | 4.1757 | 4.1725 | 4.4187
2014 | 0.00014666 | 0.00012245 | 0 | 2.8894 | 2.9088 | 3.0192 | 4.1302 | 4.1725 | 4.4187
2015 | 0.00015988 | 0.00012201 | 0 | 2.8506 | 2.9088 | 3.0192 | 4.0464 | 4.1725 | 4.4187
2016 | 0.0001744 | 0.0001215 | 0 | 2.8268 | 2.9088 | 3.0192 | 3.9957 | 4.1725 | 4.4187
2017 | 0.00018016 | 0.00011928 | 0 | 2.7997 | 2.9088 | 3.0192 | 3.9384 | 4.1725 | 4.4187
2018 | 0.00018927 | 0.00012166 | 0 | 2.7868 | 2.9098 | 3.0192 | 3.9114 | 4.1747 | 4.4187
2019 | 0.00019436 | 0.00012124 | 0 | 2.7804 | 2.9098 | 3.0192 | 3.898 | 4.1747 | 4.4187
2020 | 0.00020128 | 0.00012216 | 0 | 2.7923 | 2.9108 | 3.0192 | 3.9229 | 4.1769 | 4.4187
2021 | 0.00022123 | 0.00012235 | 0.00022159 | 2.7695 | 2.9108 | 3.0192 | 3.8752 | 4.1769 | 4.4187
2022 | 0.00021665 | 0.00012059 | 0.004044 | 2.7668 | 2.9118 | 3.0192 | 3.8696 | 4.1791 | 4.4187
2023 | 0.00018045 | 0.00012144 | 0.013794 | 2.8268 | 2.9118 | 3.0192 | 3.9957 | 4.1791 | 4.4187
2024 | 0.00012565 | 0.000121 | 0.022104 | 2.9043 | 2.9118 | 3.0192 | 4.1626 | 4.1791 | 4.4187
2025 | 0.00010464 | 0.00012182 | 0.036285 | 2.9601 | 2.9128 | 3.0192 | 4.2857 | 4.1813 | 4.4187
2026 | 9.2896e-05 | 0.00012162 | 0.047586 | 3.0031 | 2.9128 | 3.0192 | 4.3823 | 4.1813 | 4.4187
2027 | 9.0348e-05 | 0.00012229 | 0.049359 | 3.0695 | 2.9128 | 3.0192 | 4.5343 | 4.1813 | 4.4187
2028 | 7.9979e-05 | 0.00012096 | 0.053015 | 3.1135 | 2.9138 | 3.0192 | 4.6372 | 4.1835 | 4.4187
2029 | 7.8967e-05 | 0.00012175 | 0.042434 | 3.1447 | 2.9138 | 3.0192 | 4.7112 | 4.1835 | 4.4187
2030 | 7.051e-05 | 0.00012095 | 0.035233 | 3.154 | 2.9138 | 3.0192 | 4.7335 | 4.1835 | 4.4187
2031 | 5.3811e-05 | 0.00011882 | 0.026591 | 3.1587 | 2.9138 | 3.0192 | 4.7448 | 4.1835 | 4.4187
2032 | 4.6605e-05 | 0.00011869 | 0.016841 | 3.147 | 2.9138 | 3.0192 | 4.7167 | 4.1835 | 4.4187
2033 | 6.8259e-05 | 0.00012051 | 0.0045426 | 3.0673 | 2.9148 | 3.0192 | 4.5291 | 4.1857 | 4.4187
2034 | 5.994e-05 | 0.00012009 | 0.00027699 | 2.9999 | 2.9128 | 3.0192 | 4.375 | 4.1813 | 4.4187
2035 | 9.4123e-05 | 0.00012259 | 0 | 2.9508 | 2.9128 | 3.0192 | 4.265 | 4.1813 | 4.4187
2036 | 0.0001346 | 0.00012026 | 0 | 2.9123 | 2.9128 | 3.0192 | 4.18 | 4.1813 | 4.4187
2037 | 0.00014943 | 0.00012191 | 0 | 2.8944 | 2.9128 | 3.0192 | 4.141 | 4.1813 | 4.4187
2038 | 0.00016009 | 0.00012216 | 0 | 2.8534 | 2.9138 | 3.0192 | 4.0525 | 4.1835 | 4.4187
2039 | 0.00016734 | 0.00012183 | 0 | 2.8429 | 2.9138 | 3.0192 | 4.03 | 4.1835 | 4.4187
2040 | 0.00017696 | 0.00012163 | 0 | 2.823 | 2.9148 | 3.0192 | 3.9877 | 4.1857 | 4.4187
2041 | 0.00019161 | 0.00012044 | 0 | 2.8034 | 2.9148 | 3.0192 | 3.9462 | 4.1857 | 4.4187
2042 | 0.00020315 | 0.00011986 | 0 | 2.7722 | 2.9148 | 3.0192 | 3.8809 | 4.1857 | 4.4187
2043 | 0.00020519 | 0.00012186 | 0 | 2.7614 | 2.9148 | 3.0192 | 3.8584 | 4.1857 | 4.4187
2044 | 0.00021053 | 0.00012214 | 0 | 2.7346 | 2.9148 | 3.0192 | 3.8031 | 4.1857 | 4.4187
2045 | 0.00021116 | 0.00012229 | 0.00041548 | 2.7391 | 2.9148 | 3.0192 | 3.8122 | 4.1857 | 4.4187
2046 | 0.00022791 | 0.00012143 | 0.0053735 | 2.7551 | 2.9159 | 3.0192 | 3.8453 | 4.1879 | 4.4187
2047 | 0.00020028 | 0.0001211 | 0.018281 | 2.8381 | 2.9179 | 3.0192 | 4.0198 | 4.1923 | 4.4187
2048 | 0.00014461 | 0.00012082 | 0.0313 | 2.9233 | 2.9189 | 3.0192 | 4.2043 | 4.1945 | 4.4187
2049 | 0.00012543 | 0.0001217 | 0.043487 | 2.9978 | 2.9189 | 3.0192 | 4.3702 | 4.1945 | 4.4187
2050 | 0.00011471 | 0.00012128 | 0.049027 | 3.0673 | 2.9189 | 3.0192 | 4.5291 | 4.1945 | 4.4187
2051 | 0.00011339 | 0.00012136 | 0.049414 | 3.0863 | 2.9189 | 3.0192 | 4.5733 | 4.1945 | 4.4187
2052 | 0.00010886 | 0.00012167 | 0.049802 | 3.1238 | 2.9189 | 3.0192 | 4.6616 | 4.1945 | 4.4187
2053 | 0.00010157 | 0.00012166 | 0.049359 | 3.1493 | 2.9189 | 3.0192 | 4.7223 | 4.1945 | 4.4187
2054 | 8.055e-05 | 0.00012071 | 0.037338 | 3.1458 | 2.9199 | 3.0192 | 4.7139 | 4.1967 | 4.4187
2055 | 6.7946e-05 | 0.00011814 | 0.029638 | 3.1423 | 2.9189 | 3.0192 | 4.7056 | 4.1945 | 4.4187
2056 | 6.3759e-05 | 0.0001131 | 0.017783 | 3.1169 | 2.9199 | 3.0192 | 4.6453 | 4.1967 | 4.4187
2057 | 4.8144e-05 | 0.00011551 | 0.0054843 | 3.0773 | 2.9199 | 3.0192 | 4.5524 | 4.1967 | 4.4187
2058 | 6.1447e-05 | 0.00012042 | 0.00027699 | 3.0031 | 2.9189 | 3.0192 | 4.3823 | 4.1945 | 4.4187
2059 | 7.5397e-05 | 0.00012516 | 0 | 2.9684 | 2.9189 | 3.0192 | 4.3042 | 4.1945 | 4.4187
2060 | 0.00010565 | 0.00012135 | 0 | 2.9355 | 2.9189 | 3.0192 | 4.2311 | 4.1945 | 4.4187
2061 | 0.00012526 | 0.00012072 | 0 | 2.8934 | 2.9189 | 3.0192 | 4.1388 | 4.1945 | 4.4187
2062 | 0.00013491 | 0.00012105 | 0 | 2.865 | 2.9189 | 3.0192 | 4.0774 | 4.1945 | 4.4187
2063 | 0.00014103 | 0.00012141 | 0 | 2.8146 | 2.9189 | 3.0192 | 3.9698 | 4.1945 | 4.4187
2064 | 0.00015693 | 0.00012172 | 0 | 2.7978 | 2.9189 | 3.0192 | 3.9345 | 4.1945 | 4.4187
2065 | 0.00016957 | 0.00011819 | 0 | 2.7659 | 2.9199 | 3.0192 | 3.8677 | 4.1967 | 4.4187
2066 | 0.00017912 | 0.00012106 | 0 | 2.7578 | 2.9199 | 3.0192 | 3.8509 | 4.1967 | 4.4187
2067 | 0.00019079 | 0.00012044 | 0 | 2.7479 | 2.9209 | 3.0192 | 3.8306 | 4.1989 | 4.4187
2068 | 0.00020101 | 0.0001214 | 0 | 2.7578 | 2.9219 | 3.0192 | 3.8509 | 4.2011 | 4.4187
2069 | 0.000209 | 0.00012224 | 0.00033238 | 2.7188 | 2.9219 | 3.0192 | 3.7708 | 4.2011 | 4.4187
2070 | 0.00022296 | 0.00011872 | 0.0049304 | 2.7311 | 2.9219 | 3.0192 | 3.7959 | 4.2011 | 4.4187
2071 | 0.00020031 | 0.00012058 | 0.015733 | 2.7932 | 2.9229 | 3.0192 | 3.9249 | 4.2034 | 4.4187
2072 | 0.00014132 | 0.00012061 | 0.027754 | 2.8362 | 2.9239 | 3.0192 | 4.0158 | 4.2056 | 4.4187
2073 | 0.00010438 | 0.00012118 | 0.043875 | 2.9375 | 2.9239 | 3.0192 | 4.2356 | 4.2056 | 4.4187
2074 | 7.9211e-05 | 0.0001198 | 0.05296 | 3.0202 | 2.9239 | 3.0192 | 4.4211 | 4.2056 | 4.4187
2075 | 8.4858e-05 | 0.00011973 | 0.05224 | 2.9925 | 2.9239 | 3.0192 | 4.3583 | 4.2056 | 4.4187
2076 | 9.0685e-05 | 0.00012027 | 0.046257 | 3.0562 | 2.9239 | 3.0192 | 4.5036 | 4.2056 | 4.4187
2077 | 9.6169e-05 | 0.00012081 | 0.043819 | 3.11 | 2.9239 | 3.0192 | 4.6291 | 4.2056 | 4.4187
2078 | 8.0324e-05 | 0.00011989 | 0.042268 | 3.1505 | 2.9239 | 3.0192 | 4.7251 | 4.2056 | 4.4187
2079 | 7.1558e-05 | 0.00011679 | 0.029139 | 3.14 | 2.9229 | 3.0192 | 4.7 | 4.2034 | 4.4187
2080 | 6.8508e-05 | 0.0001119 | 0.019555 | 3.1158 | 2.9229 | 3.0192 | 4.6426 | 4.2034 | 4.4187
2081 | 6.6388e-05 | 0.0001164 | 0.0054843 | 3.0606 | 2.9239 | 3.0192 | 4.5138 | 4.2056 | 4.4187
2082 | 5.8761e-05 | 0.00012089 | 0.00033238 | 2.982 | 2.9239 | 3.0192 | 4.3346 | 4.2056 | 4.4187
2083 | 8.6699e-05 | 0.00012564 | 0 | 2.9319 | 2.9239 | 3.0192 | 4.2232 | 4.2056 | 4.4187
2084 | 0.00012898 | 0.00012141 | 0 | 2.8845 | 2.9239 | 3.0192 | 4.1196 | 4.2056 | 4.4187
2085 | 0.00015571 | 0.00012141 | 0 | 2.8534 | 2.9239 | 3.0192 | 4.0525 | 4.2056 | 4.4187
2086 | 0.00017096 | 0.00011994 | 0 | 2.8043 | 2.9239 | 3.0192 | 3.9482 | 4.2056 | 4.4187
2087 | 0.00017579 | 0.00012151 | 0 | 2.7713 | 2.9239 | 3.0192 | 3.879 | 4.2056 | 4.4187
2088 | 0.00018261 | 0.00012185 | 0 | 2.7506 | 2.9239 | 3.0192 | 3.8361 | 4.2056 | 4.4187
2089 | 0.00019266 | 0.00012172 | 0 | 2.7479 | 2.9229 | 3.0192 | 3.8306 | 4.2034 | 4.4187
2090 | 0.00019867 | 0.0001208 | 0 | 2.7524 | 2.9229 | 3.0192 | 3.8398 | 4.2034 | 4.4187
2091 | 0.00020161 | 0.00012193 | 0 | 2.7417 | 2.9229 | 3.0192 | 3.8177 | 4.2034 | 4.4187
2092 | 0.0002055 | 0.00012159 | 0 | 2.7382 | 2.9229 | 3.0192 | 3.8104 | 4.2034 | 4.4187
2093 | 0.00021455 | 0.00012194 | 0.00033238 | 2.7267 | 2.9229 | 3.0192 | 3.7869 | 4.2034 | 4.4187
2094 | 0.0002321 | 0.00012205 | 0.004598 | 2.7276 | 2.927 | 3.0192 | 3.7887 | 4.2122 | 4.4187
2095 | 0.00016828 | 0.00012 | 0.012354 | 2.7997 | 2.927 | 3.0192 | 3.9384 | 4.2122 | 4.4187
2096 | 0.00011632 | 0.00012061 | 0.021383 | 2.8506 | 2.927 | 3.0192 | 4.0464 | 4.2122 | 4.4187
2097 | 8.4735e-05 | 0.00012055 | 0.032297 | 2.9083 | 2.927 | 3.0192 | 4.1713 | 4.2122 | 4.4187
2098 | 7.215e-05 | 0.00012055 | 0.035898 | 2.9694 | 2.927 | 3.0192 | 4.3065 | 4.2122 | 4.4187
2099 | 6.8801e-05 | 0.00012116 | 0.045924 | 3.0127 | 2.927 | 3.0192 | 4.404 | 4.2122 | 4.4187
2100 | 6.7817e-05 | 0.00012093 | 0.041991 | 3.0606 | 2.9259 | 3.0192 | 4.5138 | 4.21 | 4.4187
2101 | 6.5867e-05 | 0.00012103 | 0.029915 | 3.0551 | 2.9259 | 3.0192 | 4.501 | 4.21 | 4.4187
2102 | 5.8151e-05 | 0.00012091 | 0.021162 | 3.0376 | 2.9259 | 3.0192 | 4.4607 | 4.21 | 4.4187
2103 | 4.5443e-05 | 0.00011994 | 0.012187 | 2.9893 | 2.9259 | 3.0192 | 4.3512 | 4.21 | 4.4187
2104 | 3.8298e-05 | 0.00011979 | 0.0078664 | 2.9872 | 2.927 | 3.0192 | 4.3464 | 4.2122 | 4.4187
2105 | 3.5509e-05 | 0.00011948 | 0.0027145 | 2.9684 | 2.928 | 3.0192 | 4.3042 | 4.2145 | 4.4187
2106 | 4.1292e-05 | 0.0001203 | 0.00033238 | 2.9477 | 2.927 | 3.0192 | 4.2582 | 4.2122 | 4.4187
2107 | 9.2346e-05 | 0.0001218 | 0 | 2.9365 | 2.9259 | 3.0192 | 4.2333 | 4.21 | 4.4187
2108 | 0.00011814 | 0.00012196 | 0 | 2.9355 | 2.9259 | 3.0192 | 4.2311 | 4.21 | 4.4187
2109 | 0.00013366 | 0.00012066 | 0 | 2.9153 | 2.9259 | 3.0192 | 4.1866 | 4.21 | 4.4187
2110 | 0.00014977 | 0.00012177 | 0 | 2.9063 | 2.927 | 3.0192 | 4.1669 | 4.2122 | 4.4187
2111 | 0.00016755 | 0.00012071 | 0 | 2.9163 | 2.927 | 3.0192 | 4.1888 | 4.2122 | 4.4187
2112 | 0.00018585 | 0.00012136 | 0 | 2.9063 | 2.927 | 3.0192 | 4.1669 | 4.2122 | 4.4187
2113 | 0.00019203 | 0.00012197 | 0 | 2.8993 | 2.927 | 3.0192 | 4.1517 | 4.2122 | 4.4187
2114 | 0.00019881 | 0.00012127 | 0 | 2.8699 | 2.9259 | 3.0192 | 4.0879 | 4.21 | 4.4187
2115 | 0.00020719 | 0.00012116 | 0 | 2.867 | 2.9259 | 3.0192 | 4.0816 | 4.21 | 4.4187
2116 | 0.00021387 | 0.00012084 | 0 | 2.8534 | 2.9259 | 3.0192 | 4.0525 | 4.21 | 4.4187
2117 | 0.00021182 | 0.00012024 | 0.00027699 | 2.823 | 2.9259 | 3.0192 | 3.9877 | 4.21 | 4.4187
2118 | 0.00022679 | 0.0001218 | 0.0032131 | 2.8202 | 2.9259 | 3.0192 | 3.9817 | 4.21 | 4.4187
2119 | 0.0002033 | 0.00012076 | 0.011024 | 2.8582 | 2.9259 | 3.0192 | 4.0629 | 4.21 | 4.4187
2120 | 0.00012742 | 0.0001209 | 0.015677 | 2.9003 | 2.927 | 3.0192 | 4.1539 | 4.2122 | 4.4187
2121 | 9.775e-05 | 0.00012119 | 0.025261 | 2.9274 | 2.927 | 3.0192 | 4.2132 | 4.2122 | 4.4187
2122 | 7.7247e-05 | 0.000121 | 0.031909 | 2.9674 | 2.929 | 3.0192 | 4.3018 | 4.2167 | 4.4187
2123 | 7.8194e-05 | 0.00012169 | 0.037781 | 3.0192 | 2.93 | 3.0192 | 4.4187 | 4.2189 | 4.4187
2124 | 8.4499e-05 | 0.0001215 | 0.039 | 3.0365 | 2.93 | 3.0192 | 4.4582 | 4.2189 | 4.4187
2125 | 8.4164e-05 | 0.00012125 | 0.040274 | 3.0784 | 2.93 | 3.0192 | 4.555 | 4.2189 | 4.4187
2126 | 6.5131e-05 | 0.00012054 | 0.033682 | 3.1066 | 2.93 | 3.0192 | 4.621 | 4.2189 | 4.4187
2127 | 5.2113e-05 | 0.00011935 | 0.029084 | 3.0919 | 2.929 | 3.0192 | 4.5865 | 4.2167 | 4.4187
2128 | 5.7568e-05 | 0.00011827 | 0.015844 | 3.0728 | 2.929 | 3.0192 | 4.542 | 4.2167 | 4.4187
2129 | 4.4587e-05 | 0.00011814 | 0.0063153 | 3.0485 | 2.928 | 3.0192 | 4.4858 | 4.2145 | 4.4187
2130 | 5.6798e-05 | 0.00012111 | 0.00066477 | 3.001 | 2.928 | 3.0192 | 4.3774 | 4.2145 | 4.4187
2131 | 0.00010076 | 0.00012138 | 0 | 2.956 | 2.928 | 3.0192 | 4.2765 | 4.2145 | 4.4187
2132 | 0.0001391 | 0.00012133 | 0 | 2.9043 | 2.929 | 3.0192 | 4.1626 | 4.2167 | 4.4187
2133 | 0.00014245 | 0.00012113 | 0 | 2.8679 | 2.929 | 3.0192 | 4.0837 | 4.2167 | 4.4187
2134 | 0.00014849 | 0.00012066 | 0 | 2.8611 | 2.929 | 3.0192 | 4.0691 | 4.2167 | 4.4187
2135 | 0.00016206 | 0.00012125 | 0 | 2.8372 | 2.929 | 3.0192 | 4.0178 | 4.2167 | 4.4187
2136 | 0.0001768 | 0.00012169 | 0 | 2.8515 | 2.929 | 3.0192 | 4.0484 | 4.2167 | 4.4187
2137 | 0.00018209 | 0.00012053 | 0 | 2.8334 | 2.93 | 3.0192 | 4.0097 | 4.2189 | 4.4187
2138 | 0.00018183 | 0.00012178 | 0 | 2.8353 | 2.93 | 3.0192 | 4.0138 | 4.2189 | 4.4187
2139 | 0.00018218 | 0.00012155 | 0 | 2.8448 | 2.93 | 3.0192 | 4.0341 | 4.2189 | 4.4187
2140 | 0.00019105 | 0.0001218 | 0 | 2.8534 | 2.93 | 3.0192 | 4.0525 | 4.2189 | 4.4187
2141 | 0.00019562 | 0.00012153 | 0.00049858 | 2.8525 | 2.93 | 3.0192 | 4.0505 | 4.2189 | 4.4187
2142 | 0.00022207 | 0.00012178 | 0.0044872 | 2.8621 | 2.93 | 3.0192 | 4.0712 | 4.2189 | 4.4187
2143 | 0.00018386 | 0.00012051 | 0.013517 | 2.9173 | 2.931 | 3.0192 | 4.191 | 4.2212 | 4.4187
2144 | 0.00013252 | 0.00012078 | 0.019721 | 2.9736 | 2.93 | 3.0192 | 4.3158 | 4.2189 | 4.4187
2145 | 0.0001331 | 0.00012028 | 0.030358 | 3.0321 | 2.93 | 3.0192 | 4.4483 | 4.2189 | 4.4187
2146 | 0.00010573 | 0.0001209 | 0.036064 | 3.0919 | 2.93 | 3.0192 | 4.5865 | 4.2189 | 4.4187
2147 | 9.0419e-05 | 0.0001214 | 0.039831 | 3.1646 | 2.93 | 3.0192 | 4.759 | 4.2189 | 4.4187
2148 | 9.2706e-05 | 0.0001212 | 0.038113 | 3.2322 | 2.93 | 3.0192 | 4.9236 | 4.2189 | 4.4187
2149 | 8.885e-05 | 0.00012121 | 0.032795 | 3.2163 | 2.931 | 3.0192 | 4.8843 | 4.2212 | 4.4187
2150 | 7.7224e-05 | 0.00012071 | 0.031577 | 3.2659 | 2.931 | 3.0192 | 5.0071 | 4.2212 | 4.4187
2151 | 7.7396e-05 | 0.00012011 | 0.027754 | 3.2722 | 2.932 | 3.0192 | 5.0228 | 4.2234 | 4.4187
2152 | 6.4558e-05 | 0.00012015 | 0.012298 | 3.2175 | 2.932 | 3.0192 | 4.8873 | 4.2234 | 4.4187
2153 | 5.4661e-05 | 0.00012005 | 0.0050966 | 3.1885 | 2.932 | 3.0192 | 4.8165 | 4.2234 | 4.4187
2154 | 6.9673e-05 | 0.00012043 | 0.00033238 | 3.0987 | 2.932 | 3.0192 | 4.6024 | 4.2234 | 4.4187
2155 | 0.00010759 | 0.00011358 | 0 | 3.0256 | 2.931 | 3.0192 | 4.4334 | 4.2212 | 4.4187
2156 | 0.00016092 | 0.00012052 | 0 | 2.9767 | 2.931 | 3.0192 | 4.3228 | 4.2212 | 4.4187
2157 | 0.0001648 | 0.00012162 | 0 | 2.9519 | 2.93 | 3.0192 | 4.2673 | 4.2189 | 4.4187
2158 | 0.00017326 | 0.00012171 | 0 | 2.9053 | 2.931 | 3.0192 | 4.1648 | 4.2212 | 4.4187
2159 | 0.00018417 | 0.00011583 | 0 | 2.8728 | 2.931 | 3.0192 | 4.0942 | 4.2212 | 4.4187
2160 | 0.00019506 | 0.00011705 | 0 | 2.8496 | 2.933 | 3.0192 | 4.0443 | 4.2257 | 4.4187
2161 | 0.00020186 | 0.00012169 | 0 | 2.809 | 2.933 | 3.0192 | 3.958 | 4.2257 | 4.4187
2162 | 0.00020604 | 0.00012158 | 0 | 2.7841 | 2.933 | 3.0192 | 3.9056 | 4.2257 | 4.4187
2163 | 0.00021041 | 0.00012171 | 0 | 2.765 | 2.933 | 3.0192 | 3.8658 | 4.2257 | 4.4187
2164 | 0.00021584 | 0.00011738 | 0 | 2.7444 | 2.933 | 3.0192 | 3.8232 | 4.2257 | 4.4187
2165 | 0.00022867 | 0.00012173 | 0.00055397 | 2.7686 | 2.932 | 3.0192 | 3.8734 | 4.2234 | 4.4187
2166 | 0.00023582 | 0.00012054 | 0.0048196 | 2.7713 | 2.933 | 3.0192 | 3.879 | 4.2257 | 4.4187
2167 | 0.00017665 | 0.00012034 | 0.014016 | 2.8458 | 2.9341 | 3.0192 | 4.0361 | 4.2279 | 4.4187
2168 | 0.0001268 | 0.00012067 | 0.022658 | 2.9173 | 2.9351 | 3.0192 | 4.191 | 4.2302 | 4.4187
2169 | 9.7113e-05 | 0.0001211 | 0.031854 | 2.9642 | 2.9351 | 3.0192 | 4.2949 | 4.2302 | 4.4187
2170 | 8.2081e-05 | 0.00012043 | 0.030358 | 2.9999 | 2.9351 | 3.0192 | 4.375 | 4.2302 | 4.4187
2171 | 7.6374e-05 | 0.00011827 | 0.039942 | 3.0595 | 2.9361 | 3.0192 | 4.5112 | 4.2324 | 4.4187
2172 | 6.9658e-05 | 0.00012106 | 0.040717 | 3.11 | 2.9361 | 3.0192 | 4.6291 | 4.2324 | 4.4187
2173 | 6.178e-05 | 0.00012109 | 0.043044 | 3.1365 | 2.9361 | 3.0192 | 4.6917 | 4.2324 | 4.4187
2174 | 5.3276e-05 | 0.00012095 | 0.039665 | 3.1801 | 2.9371 | 3.0192 | 4.7962 | 4.2347 | 4.4187
2175 | 4.2347e-05 | 0.00011989 | 0.029915 | 3.1981 | 2.9371 | 3.0192 | 4.8399 | 4.2347 | 4.4187
2176 | 4.3732e-05 | 0.00011972 | 0.017284 | 3.1694 | 2.9371 | 3.0192 | 4.7704 | 4.2347 | 4.4187
2177 | 4.3062e-05 | 0.00012038 | 0.0059829 | 3.1181 | 2.9361 | 3.0192 | 4.648 | 4.2324 | 4.4187
2178 | 6.4443e-05 | 0.00011939 | 0.00049858 | 3.031 | 2.9371 | 3.0192 | 4.4458 | 4.2347 | 4.4187
2179 | 9.0368e-05 | 0.00011574 | 0 | 2.9684 | 2.9371 | 3.0192 | 4.3042 | 4.2347 | 4.4187
2180 | 0.00011148 | 0.00012095 | 0 | 2.9314 | 2.9371 | 3.0192 | 4.2221 | 4.2347 | 4.4187
2181 | 0.00012999 | 0.0001194 | 0 | 2.8954 | 2.9371 | 3.0192 | 4.1431 | 4.2347 | 4.4187
2182 | 0.00014398 | 0.00012079 | 0 | 2.8767 | 2.9381 | 3.0192 | 4.1026 | 4.2369 | 4.4187
2183 | 0.00015691 | 0.00011915 | 0 | 2.8592 | 2.9381 | 3.0192 | 4.0649 | 4.2369 | 4.4187
2184 | 0.00016897 | 0.00011997 | 0 | 2.8515 | 2.9381 | 3.0192 | 4.0484 | 4.2369 | 4.4187
2185 | 0.00018314 | 0.00012133 | 0 | 2.8611 | 2.9381 | 3.0192 | 4.0691 | 4.2369 | 4.4187
2186 | 0.00019457 | 0.00012141 | 0 | 2.8631 | 2.9381 | 3.0192 | 4.0733 | 4.2369 | 4.4187
2187 | 0.00020386 | 0.00011981 | 0 | 2.8554 | 2.9381 | 3.0192 | 4.0567 | 4.2369 | 4.4187
2188 | 0.00021022 | 0.00011944 | 0 | 2.8554 | 2.9381 | 3.0192 | 4.0567 | 4.2369 | 4.4187
2189 | 0.00022942 | 0.0001215 | 0.00038778 | 2.8689 | 2.9392 | 3.0192 | 4.0858 | 4.2392 | 4.4187
2190 | 0.00022573 | 0.00012162 | 0.0034346 | 2.8496 | 2.9402 | 3.0192 | 4.0443 | 4.2414 | 4.4187
2191 | 0.00020264 | 0.00012032 | 0.0079218 | 2.864 | 2.9402 | 3.0192 | 4.0753 | 4.2414 | 4.4187
2192 | 0.00013669 | 0.00012111 | 0.016564 | 2.8835 | 2.9402 | 3.0192 | 4.1174 | 4.2414 | 4.4187
2193 | 0.00011084 | 0.00012046 | 0.024652 | 2.9233 | 2.9402 | 3.0192 | 4.2043 | 4.2414 | 4.4187
2194 | 9.4781e-05 | 0.00012098 | 0.021217 | 2.9436 | 2.9412 | 3.0192 | 4.2491 | 4.2437 | 4.4187
2195 | 9.1824e-05 | 0.0001208 | 0.023489 | 2.9314 | 2.9402 | 3.0192 | 4.2221 | 4.2414 | 4.4187
2196 | 8.3082e-05 | 0.00012009 | 0.027034 | 2.9632 | 2.9402 | 3.0192 | 4.2926 | 4.2414 | 4.4187
2197 | 6.6918e-05 | 0.00012018 | 0.01457 | 2.9467 | 2.9412 | 3.0192 | 4.2559 | 4.2437 | 4.4187
2198 | 6.0363e-05 | 0.00011936 | 0.012021 | 2.9375 | 2.9412 | 3.0192 | 4.2356 | 4.2437 | 4.4187
2199 | 5.4542e-05 | 0.00011853 | 0.0088636 | 2.9335 | 2.9402 | 3.0192 | 4.2266 | 4.2414 | 4.4187
2200 | 5.8568e-05 | 0.00011174 | 0.0061491 | 2.9083 | 2.9402 | 3.0192 | 4.1713 | 4.2414 | 4.4187
2201 | 4.5599e-05 | 0.0001158 | 0.0027145 | 2.8924 | 2.9402 | 3.0192 | 4.1367 | 4.2414 | 4.4187
2202 | 6.3554e-05 | 0.00011885 | 0.00027699 | 2.8777 | 2.9402 | 3.0192 | 4.1047 | 4.2414 | 4.4187
2203 | 7.2951e-05 | 0.00012486 | 0 | 2.865 | 2.9402 | 3.0192 | 4.0774 | 4.2414 | 4.4187
2204 | 0.00010366 | 0.00011974 | 0 | 2.8477 | 2.9402 | 3.0192 | 4.0402 | 4.2414 | 4.4187
2205 | 0.00012292 | 0.00011904 | 0 | 2.8334 | 2.9402 | 3.0192 | 4.0097 | 4.2414 | 4.4187
2206 | 0.00013411 | 0.00012086 | 0 | 2.8221 | 2.9392 | 3.0192 | 3.9857 | 4.2392 | 4.4187
2207 | 0.00015722 | 0.00012064 | 0 | 2.8062 | 2.9392 | 3.0192 | 3.9521 | 4.2392 | 4.4187
2208 | 0.00017828 | 0.00012082 | 0 | 2.774 | 2.9402 | 3.0192 | 3.8847 | 4.2414 | 4.4187
2209 | 0.00019898 | 0.00012099 | 0 | 2.7804 | 2.9402 | 3.0192 | 3.898 | 4.2414 | 4.4187
2210 | 0.00020419 | 0.00012097 | 0 | 2.7695 | 2.9402 | 3.0192 | 3.8752 | 4.2414 | 4.4187
2211 | 0.00020522 | 0.00012082 | 0 | 2.7605 | 2.9412 | 3.0192 | 3.8565 | 4.2437 | 4.4187
2212 | 0.00021017 | 0.00012116 | 0 | 2.7479 | 2.9412 | 3.0192 | 3.8306 | 4.2437 | 4.4187
2213 | 0.00022188 | 0.00012147 | 0.00060937 | 2.7444 | 2.9402 | 3.0192 | 3.8232 | 4.2414 | 4.4187
2214 | 0.00023769 | 0.00012139 | 0.0054289 | 2.7596 | 2.9402 | 3.0192 | 3.8546 | 4.2414 | 4.4187
2215 | 0.00019655 | 0.00012014 | 0.015733 | 2.808 | 2.9402 | 3.0192 | 3.956 | 4.2414 | 4.4187
2216 | 0.00014114 | 0.00011989 | 0.02576 | 2.8496 | 2.9402 | 3.0192 | 4.0443 | 4.2414 | 4.4187
2217 | 0.00011613 | 0.00012063 | 0.035898 | 2.8964 | 2.9402 | 3.0192 | 4.1453 | 4.2414 | 4.4187
2218 | 0.00010706 | 0.00012042 | 0.046755 | 2.9519 | 2.9402 | 3.0192 | 4.2673 | 4.2414 | 4.4187
2219 | 0.00010626 | 0.00012055 | 0.040329 | 2.9611 | 2.9402 | 3.0192 | 4.288 | 4.2414 | 4.4187
2220 | 0.00010591 | 0.00012055 | 0.041603 | 2.9851 | 2.9392 | 3.0192 | 4.3417 | 4.2392 | 4.4187
2221 | 0.00010064 | 0.00012006 | 0.035011 | 2.9705 | 2.9381 | 3.0192 | 4.3088 | 4.2369 | 4.4187
2222 | 9.7205e-05 | 0.00012003 | 0.023876 | 2.9447 | 2.9381 | 3.0192 | 4.2514 | 4.2369 | 4.4187
2223 | 9.5736e-05 | 0.00011886 | 0.021439 | 2.9539 | 2.9381 | 3.0192 | 4.2719 | 4.2369 | 4.4187
2224 | 7.1453e-05 | 0.00011231 | 0.014736 | 2.9467 | 2.9381 | 3.0192 | 4.2559 | 4.2369 | 4.4187
2225 | 7.548e-05 | 0.00011445 | 0.0067585 | 2.9254 | 2.9381 | 3.0192 | 4.2087 | 4.2369 | 4.4187
2226 | 7.304e-05 | 0.00011951 | 0.00066477 | 2.8954 | 2.9381 | 3.0192 | 4.1431 | 4.2369 | 4.4187
2227 | 0.00011256 | 0.00012406 | 0 | 2.841 | 2.9371 | 3.0192 | 4.0259 | 4.2347 | 4.4187
2228 | 0.00014328 | 0.00011261 | 0 | 2.7969 | 2.9371 | 3.0192 | 3.9326 | 4.2347 | 4.4187
2229 | 0.00015921 | 0.00011883 | 0 | 2.7623 | 2.9371 | 3.0192 | 3.8602 | 4.2347 | 4.4187
2230 | 0.0001671 | 0.00012064 | 0 | 2.7453 | 2.9361 | 3.0192 | 3.825 | 4.2324 | 4.4187
2231 | 0.00017985 | 0.00012087 | 0 | 2.732 | 2.9361 | 3.0192 | 3.7977 | 4.2324 | 4.4187
2232 | 0.00020008 | 0.00012033 | 0 | 2.711 | 2.9371 | 3.0192 | 3.7548 | 4.2347 | 4.4187
2233 | 0.0002108 | 0.00011946 | 0 | 2.6912 | 2.9371 | 3.0192 | 3.7145 | 4.2347 | 4.4187
2234 | 0.00021741 | 0.00012049 | 0 | 2.6658 | 2.9371 | 3.0192 | 3.6633 | 4.2347 | 4.4187
2235 | 0.00022074 | 0.00012121 | 0 | 2.65 | 2.9371 | 3.0192 | 3.6316 | 4.2347 | 4.4187
2236 | 0.0002279 | 0.00011934 | 0 | 2.6409 | 2.9371 | 3.0192 | 3.6135 | 4.2347 | 4.4187
2237 | 0.00023026 | 0.00012086 | 0.0013295 | 2.6286 | 2.9371 | 3.0192 | 3.5891 | 4.2347 | 4.4187
2238 | 0.00024485 | 0.00012092 | 0.010138 | 2.6516 | 2.9371 | 3.0192 | 3.6349 | 4.2347 | 4.4187
2239 | 0.00021035 | 0.00011989 | 0.022436 | 2.7542 | 2.9361 | 3.0192 | 3.8435 | 4.2324 | 4.4187
2240 | 0.00016859 | 0.00011966 | 0.030358 | 2.7905 | 2.9361 | 3.0192 | 3.9191 | 4.2324 | 4.4187
2241 | 0.0001187 | 0.00011934 | 0.045924 | 2.8718 | 2.9361 | 3.0192 | 4.0921 | 4.2324 | 4.4187
2242 | 0.00010254 | 0.0001177 | 0.04814 | 2.9304 | 2.9361 | 3.0192 | 4.2199 | 4.2324 | 4.4187
2243 | 0.00010418 | 0.00012003 | 0.045426 | 2.9193 | 2.9361 | 3.0192 | 4.1954 | 4.2324 | 4.4187
2244 | 0.00010594 | 0.00011962 | 0.043764 | 2.9674 | 2.9361 | 3.0192 | 4.3018 | 4.2324 | 4.4187
2245 | 0.00010938 | 0.00011933 | 0.045537 | 2.9591 | 2.9351 | 3.0192 | 4.2834 | 4.2302 | 4.4187
2246 | 0.00010071 | 0.00011677 | 0.041714 | 2.9862 | 2.9351 | 3.0192 | 4.344 | 4.2302 | 4.4187
2247 | 9.5e-05 | 0.00011451 | 0.027588 | 2.9915 | 2.9351 | 3.0192 | 4.3559 | 4.2302 | 4.4187
2248 | 9.361e-05 | 0.00011568 | 0.015954 | 2.9747 | 2.9351 | 3.0192 | 4.3182 | 4.2302 | 4.4187
2249 | 9.5113e-05 | 0.00011891 | 0.0068139 | 2.9314 | 2.9351 | 3.0192 | 4.2221 | 4.2302 | 4.4187
2250 | 9.7647e-05 | 0.00012447 | 0.00083096 | 2.8934 | 2.9341 | 3.0192 | 4.1388 | 4.2279 | 4.4187
2251 | 0.000133 | 0.00012332 | 0 | 2.8534 | 2.933 | 3.0192 | 4.0525 | 4.2257 | 4.4187
2252 | 0.00015939 | 0.00012267 | 0 | 2.8193 | 2.933 | 3.0192 | 3.9797 | 4.2257 | 4.4187
2253 | 0.00016723 | 0.0001223 | 0 | 2.7978 | 2.932 | 3.0192 | 3.9345 | 4.2234 | 4.4187
2254 | 0.00017497 | 0.00012145 | 0 | 2.7524 | 2.932 | 3.0192 | 3.8398 | 4.2234 | 4.4187
2255 | 0.00018462 | 0.00012195 | 0 | 2.7408 | 2.932 | 3.0192 | 3.8159 | 4.2234 | 4.4187
2256 | 0.00020088 | 0.00012111 | 0 | 2.7145 | 2.932 | 3.0192 | 3.7619 | 4.2234 | 4.4187
2257 | 0.00021201 | 0.00011896 | 0 | 2.7206 | 2.932 | 3.0192 | 3.7743 | 4.2234 | 4.4187
2258 | 0.00022003 | 0.00011918 | 0 | 2.7162 | 2.932 | 3.0192 | 3.7654 | 4.2234 | 4.4187
2259 | 0.00022915 | 0.00012095 | 0 | 2.711 | 2.932 | 3.0192 | 3.7548 | 4.2234 | 4.4187
2260 | 0.00023848 | 0.00012103 | 0 | 2.7127 | 2.933 | 3.0192 | 3.7583 | 4.2257 | 4.4187
2261 | 0.00025766 | 0.0001211 | 0.0011079 | 2.7206 | 2.933 | 3.0192 | 3.7743 | 4.2257 | 4.4187
2262 | 0.00026253 | 0.00012012 | 0.008088 | 2.7462 | 2.933 | 3.0192 | 3.8269 | 4.2257 | 4.4187
2263 | 0.00022487 | 0.00011923 | 0.016176 | 2.809 | 2.933 | 3.0192 | 3.958 | 4.2257 | 4.4187
2264 | 0.00015571 | 0.00011971 | 0.0195 | 2.8496 | 2.933 | 3.0192 | 4.0443 | 4.2257 | 4.4187
2265 | 0.00013932 | 0.0001198 | 0.024098 | 2.8699 | 2.933 | 3.0192 | 4.0879 | 4.2257 | 4.4187
2266 | 0.00012165 | 0.00011952 | 0.028308 | 2.9073 | 2.933 | 3.0192 | 4.1691 | 4.2257 | 4.4187
2267 | 0.00012619 | 0.00011987 | 0.033183 | 2.9447 | 2.9341 | 3.0192 | 4.2514 | 4.2279 | 4.4187
2268 | 0.00011964 | 0.0001202 | 0.025981 | 2.9674 | 2.9341 | 3.0192 | 4.3018 | 4.2279 | 4.4187
2269 | 0.00011417 | 0.00011966 | 0.025261 | 3.001 | 2.933 | 3.0192 | 4.3774 | 4.2257 | 4.4187
2270 | 0.0001063 | 0.00011878 | 0.021937 | 3.017 | 2.932 | 3.0192 | 4.4138 | 4.2234 | 4.4187
2271 | 9.6259e-05 | 0.00011795 | 0.019057 | 3.017 | 2.932 | 3.0192 | 4.4138 | 4.2234 | 4.4187
2272 | 7.8973e-05 | 0.00011478 | 0.011135 | 3.0289 | 2.932 | 3.0192 | 4.4408 | 4.2234 | 4.4187
2273 | 9.2335e-05 | 0.00011593 | 0.0050966 | 3.0074 | 2.932 | 3.0192 | 4.3919 | 4.2234 | 4.4187
2274 | 8.6817e-05 | 0.00011981 | 0.00077556 | 2.9674 | 2.932 | 3.0192 | 4.3018 | 4.2234 | 4.4187
2275 | 0.00010782 | 0.00012299 | 0 | 2.9083 | 2.932 | 3.0192 | 4.1713 | 4.2234 | 4.4187
2276 | 0.00014577 | 0.00011923 | 0 | 2.866 | 2.932 | 3.0192 | 4.0795 | 4.2234 | 4.4187
2277 | 0.00016426 | 0.00012039 | 0 | 2.8602 | 2.932 | 3.0192 | 4.067 | 4.2234 | 4.4187
2278 | 0.00017434 | 0.00012026 | 0 | 2.8439 | 2.932 | 3.0192 | 4.032 | 4.2234 | 4.4187
2279 | 0.00018639 | 0.00012045 | 0 | 2.8202 | 2.931 | 3.0192 | 3.9817 | 4.2212 | 4.4187
2280 | 0.00020058 | 0.00011933 | 0 | 2.8053 | 2.931 | 3.0192 | 3.9501 | 4.2212 | 4.4187
2281 | 0.00020956 | 0.00012064 | 0 | 2.7951 | 2.931 | 3.0192 | 3.9287 | 4.2212 | 4.4187
2282 | 0.00021677 | 0.00011901 | 0 | 2.7942 | 2.931 | 3.0192 | 3.9268 | 4.2212 | 4.4187
2283 | 0.00022495 | 0.00012049 | 0 | 2.774 | 2.931 | 3.0192 | 3.8847 | 4.2212 | 4.4187
2284 | 0.00023203 | 0.00011888 | 0 | 2.7605 | 2.931 | 3.0192 | 3.8565 | 4.2212 | 4.4187
2285 | 0.00025243 | 0.00011881 | 0.0011633 | 2.7524 | 2.931 | 3.0192 | 3.8398 | 4.2212 | 4.4187
2286 | 0.0002643 | 0.00012091 | 0.008088 | 2.7804 | 2.931 | 3.0192 | 3.898 | 4.2212 | 4.4187
2287 | 0.00021622 | 0.00011936 | 0.019057 | 2.8477 | 2.932 | 3.0192 | 4.0402 | 4.2234 | 4.4187
2288 | 0.00015565 | 0.00011994 | 0.030358 | 2.9053 | 2.932 | 3.0192 | 4.1648 | 4.2234 | 4.4187
2289 | 0.0001289 | 0.00012016 | 0.042933 | 2.9183 | 2.932 | 3.0192 | 4.1932 | 4.2234 | 4.4187
2290 | 0.0001102 | 0.00012025 | 0.050578 | 3.0074 | 2.931 | 3.0192 | 4.3919 | 4.2212 | 4.4187
2291 | 0.00010676 | 0.00011988 | 0.046423 | 3.0376 | 2.931 | 3.0192 | 4.4607 | 4.2212 | 4.4187
2292 | 0.00010931 | 0.00012054 | 0.039942 | 3.0496 | 2.93 | 3.0192 | 4.4883 | 4.2189 | 4.4187
2293 | 0.00010125 | 0.00011978 | 0.032186 | 3.0518 | 2.93 | 3.0192 | 4.4934 | 4.2189 | 4.4187
2294 | 7.4505e-05 | 0.00011933 | 0.026757 | 3.0496 | 2.93 | 3.0192 | 4.4883 | 4.2189 | 4.4187
2295 | 5.4856e-05 | 0.00011495 | 0.023599 | 3.0551 | 2.93 | 3.0192 | 4.501 | 4.2189 | 4.4187
2296 | 6.1286e-05 | 0.00010916 | 0.016453 | 3.0773 | 2.93 | 3.0192 | 4.5524 | 4.2189 | 4.4187
2297 | 4.1873e-05 | 0.00011716 | 0.0092514 | 3.0595 | 2.93 | 3.0192 | 4.5112 | 4.2189 | 4.4187
2298 | 4.25e-05 | 0.00012065 | 0.0010526 | 3.0192 | 2.93 | 3.0192 | 4.4187 | 4.2189 | 4.4187
2299 | 6.9912e-05 | 0.00012851 | 0 | 2.9757 | 2.929 | 3.0192 | 4.3205 | 4.2167 | 4.4187
2300 | 9.2449e-05 | 0.00012231 | 0 | 2.9426 | 2.929 | 3.0192 | 4.2468 | 4.2167 | 4.4187
2301 | 0.00010187 | 0.00011999 | 0 | 2.8973 | 2.929 | 3.0192 | 4.1474 | 4.2167 | 4.4187
2302 | 0.00011341 | 0.00012038 | 0 | 2.8777 | 2.929 | 3.0192 | 4.1047 | 4.2167 | 4.4187
2303 | 0.00012556 | 0.0001206 | 0 | 2.8563 | 2.929 | 3.0192 | 4.0587 | 4.2167 | 4.4187
2304 | 0.00014066 | 0.00012056 | 0 | 2.8534 | 2.931 | 3.0192 | 4.0525 | 4.2212 | 4.4187
2305 | 0.00015148 | 0.00011825 | 0 | 2.8486 | 2.931 | 3.0192 | 4.0423 | 4.2212 | 4.4187
2306 | 0.00016115 | 0.00011416 | 0 | 2.8325 | 2.931 | 3.0192 | 4.0077 | 4.2212 | 4.4187
2307 | 0.00016931 | 0.00011831 | 0 | 2.8211 | 2.931 | 3.0192 | 3.9837 | 4.2212 | 4.4187
2308 | 0.00017834 | 0.00012048 | 0 | 2.8118 | 2.931 | 3.0192 | 3.9639 | 4.2212 | 4.4187
2309 | 0.00018679 | 0.00011912 | 0.0013295 | 2.809 | 2.931 | 3.0192 | 3.958 | 4.2212 | 4.4187
2310 | 0.00020527 | 0.00011636 | 0.0098053 | 2.8496 | 2.931 | 3.0192 | 4.0443 | 4.2212 | 4.4187
2311 | 0.0001659 | 0.00011941 | 0.021494 | 2.9223 | 2.932 | 3.0192 | 4.2021 | 4.2234 | 4.4187
2312 | 0.00011241 | 0.00011936 | 0.028585 | 3.0117 | 2.933 | 3.0192 | 4.4016 | 4.2257 | 4.4187
2313 | 7.1731e-05 | 0.00011868 | 0.039665 | 3.0595 | 2.9341 | 3.0192 | 4.5112 | 4.2279 | 4.4187
2314 | 5.9808e-05 | 0.00011743 | 0.04814 | 3.1158 | 2.9341 | 3.0192 | 4.6426 | 4.2279 | 4.4187
2315 | 5.9116e-05 | 0.00011847 | 0.053015 | 3.1682 | 2.9341 | 3.0192 | 4.7675 | 4.2279 | 4.4187
2316 | 5.6164e-05 | 0.00011708 | 0.051686 | 3.2372 | 2.9341 | 3.0192 | 4.9358 | 4.2279 | 4.4187
2317 | 4.4912e-05 | 0.0001151 | 0.054345 | 3.3054 | 2.933 | 3.0192 | 5.1065 | 4.2257 | 4.4187
2318 | 5.4042e-05 | 0.00011782 | 0.040163 | 3.3015 | 2.933 | 3.0192 | 5.0967 | 4.2257 | 4.4187
2319 | 2.617e-05 | 0.00011525 | 0.029859 | 3.3067 | 2.933 | 3.0192 | 5.1098 | 4.2257 | 4.4187
2320 | 2.0513e-05 | 0.00011857 | 0.020331 | 3.3002 | 2.9341 | 3.0192 | 5.0934 | 4.2279 | 4.4187
2321 | 2.398e-05 | 0.00012409 | 0.0068139 | 3.2249 | 2.9341 | 3.0192 | 4.9054 | 4.2279 | 4.4187
2322 | 2.3686e-05 | 0.00012575 | 0.00099715 | 3.1933 | 2.933 | 3.0192 | 4.8281 | 4.2257 | 4.4187
2323 | 4.3189e-05 | 0.00012778 | 0 | 3.1203 | 2.933 | 3.0192 | 4.6534 | 4.2257 | 4.4187
2324 | 6.1903e-05 | 0.00012838 | 0 | 3.0717 | 2.932 | 3.0192 | 4.5395 | 4.2234 | 4.4187
2325 | 7.0897e-05 | 0.00012237 | 0 | 3.0365 | 2.932 | 3.0192 | 4.4582 | 4.2234 | 4.4187
2326 | 6.1294e-05 | 0.00012186 | 0 | 3.0485 | 2.933 | 3.0192 | 4.4858 | 4.2257 | 4.4187
2327 | 7.0446e-05 | 0.00012304 | 0 | 3.0106 | 2.9341 | 3.0192 | 4.3992 | 4.2279 | 4.4187
2328 | 8.8084e-05 | 0.00012306 | 0 | 2.9862 | 2.9341 | 3.0192 | 4.344 | 4.2279 | 4.4187
2329 | 0.0001013 | 0.000121 | 0 | 2.9519 | 2.9351 | 3.0192 | 4.2673 | 4.2302 | 4.4187
2330 | 0.00011486 | 0.00011938 | 0 | 2.9396 | 2.9351 | 3.0192 | 4.2401 | 4.2302 | 4.4187
2331 | 0.0001268 | 0.00012137 | 0 | 2.9436 | 2.9351 | 3.0192 | 4.2491 | 4.2302 | 4.4187
2332 | 0.00013901 | 0.00012189 | 0 | 2.9324 | 2.9361 | 3.0192 | 4.2243 | 4.2324 | 4.4187
2333 | 0.00015307 | 0.0001219 | 0.0010526 | 2.9529 | 2.9371 | 3.0192 | 4.2696 | 4.2347 | 4.4187
2334 | 0.00016165 | 0.00012197 | 0.0069247 | 2.9416 | 2.9371 | 3.0192 | 4.2446 | 4.2347 | 4.4187
2335 | 0.00012983 | 0.00011966 | 0.016065 | 2.9767 | 2.9371 | 3.0192 | 4.3228 | 4.2347 | 4.4187
2336 | 9.2559e-05 | 0.00012011 | 0.024153 | 3.0159 | 2.9371 | 3.0192 | 4.4114 | 4.2347 | 4.4187
2337 | 4.7993e-05 | 0.00012107 | 0.035288 | 3.0617 | 2.9381 | 3.0192 | 4.5163 | 4.2369 | 4.4187
2338 | 4.0457e-05 | 0.00012102 | 0.041493 | 3.0795 | 2.9402 | 3.0192 | 4.5576 | 4.2414 | 4.4187
2339 | 4.0614e-05 | 0.00012173 | 0.048584 | 3.11 | 2.9402 | 3.0192 | 4.6291 | 4.2414 | 4.4187
2340 | 3.3558e-05 | 0.00011983 | 0.054234 | 3.1587 | 2.9402 | 3.0192 | 4.7448 | 4.2414 | 4.4187
2341 | 3.8797e-05 | 0.00012218 | 0.053902 | 3.2249 | 2.9402 | 3.0192 | 4.9054 | 4.2414 | 4.4187
2342 | 3.6099e-05 | 0.00012263 | 0.042822 | 3.1993 | 2.9402 | 3.0192 | 4.8428 | 4.2414 | 4.4187
2343 | 2.9724e-05 | 0.00012072 | 0.031687 | 3.1885 | 2.9422 | 3.0192 | 4.8165 | 4.246 | 4.4187
2344 | 4.1916e-05 | 0.00011777 | 0.021383 | 3.1517 | 2.9422 | 3.0192 | 4.7279 | 4.246 | 4.4187
2345 | 4.0837e-05 | 0.000121 | 0.0084758 | 3.1146 | 2.9412 | 3.0192 | 4.6399 | 4.2437 | 4.4187
2346 | 3.8708e-05 | 0.00012153 | 0.00094176 | 3.065 | 2.9412 | 3.0192 | 4.524 | 4.2437 | 4.4187
2347 | 6.9329e-05 | 0.00012466 | 0 | 3.0127 | 2.9412 | 3.0192 | 4.404 | 4.2437 | 4.4187
2348 | 0.00011093 | 0.00011464 | 0 | 2.9883 | 2.9412 | 3.0192 | 4.3488 | 4.2437 | 4.4187
2349 | 0.00012858 | 0.00012027 | 0 | 2.9767 | 2.9432 | 3.0192 | 4.3228 | 4.2482 | 4.4187
2350 | 0.00014344 | 0.00011951 | 0 | 2.9529 | 2.9443 | 3.0192 | 4.2696 | 4.2505 | 4.4187
2351 | 0.00015417 | 0.0001207 | 0 | 2.9488 | 2.9443 | 3.0192 | 4.2605 | 4.2505 | 4.4187
2352 | 0.00016419 | 0.00012051 | 0 | 2.9173 | 2.9443 | 3.0192 | 4.191 | 4.2505 | 4.4187
2353 | 0.00017264 | 0.00011763 | 0 | 2.9063 | 2.9432 | 3.0192 | 4.1669 | 4.2482 | 4.4187
2354 | 0.00018256 | 0.0001197 | 0 | 2.9023 | 2.9443 | 3.0192 | 4.1582 | 4.2505 | 4.4187
2355 | 0.00018815 | 0.00012043 | 0 | 2.8914 | 2.9443 | 3.0192 | 4.1345 | 4.2505 | 4.4187
2356 | 0.00019629 | 0.00012049 | 0 | 2.8954 | 2.9453 | 3.0192 | 4.1431 | 4.2528 | 4.4187
2357 | 0.00021134 | 0.00011766 | 0.0010526 | 2.8806 | 2.9463 | 3.0192 | 4.1111 | 4.255 | 4.4187
2358 | 0.00020484 | 0.00012005 | 0.0063707 | 2.8944 | 2.9463 | 3.0192 | 4.141 | 4.255 | 4.4187
2359 | 0.0001846 | 0.0001192 | 0.017949 | 2.9324 | 2.9473 | 3.0192 | 4.2243 | 4.2573 | 4.4187
2360 | 0.0001168 | 0.00011943 | 0.026369 | 2.9726 | 2.9484 | 3.0192 | 4.3135 | 4.2596 | 4.4187
2361 | 9.0361e-05 | 0.00011932 | 0.042268 | 3.0224 | 2.9504 | 3.0192 | 4.426 | 4.2642 | 4.4187
2362 | 6.412e-05 | 0.00011938 | 0.037504 | 3.0751 | 2.9504 | 3.0192 | 4.5472 | 4.2642 | 4.4187
2363 | 6.296e-05 | 0.00011972 | 0.046201 | 3.1169 | 2.9504 | 3.0192 | 4.6453 | 4.2642 | 4.4187
2364 | 6.6846e-05 | 0.00011967 | 0.041271 | 3.1493 | 2.9504 | 3.0192 | 4.7223 | 4.2642 | 4.4187
2365 | 8.1028e-05 | 0.00011948 | 0.036396 | 3.1658 | 2.9504 | 3.0192 | 4.7618 | 4.2642 | 4.4187
2366 | 6.7472e-05 | 0.00011986 | 0.030358 | 3.2078 | 2.9504 | 3.0192 | 4.8635 | 4.2642 | 4.4187
2367 | 4.699e-05 | 0.00011881 | 0.026148 | 3.2163 | 2.9504 | 3.0192 | 4.8843 | 4.2642 | 4.4187
2368 | 3.9578e-05 | 0.00011729 | 0.015511 | 3.1729 | 2.9515 | 3.0192 | 4.7789 | 4.2664 | 4.4187
2369 | 5.2874e-05 | 0.00011825 | 0.0067585 | 3.1354 | 2.9515 | 3.0192 | 4.689 | 4.2664 | 4.4187
2370 | 4.9758e-05 | 0.00011915 | 0.0013295 | 3.084 | 2.9515 | 3.0192 | 4.5681 | 4.2664 | 4.4187
2371 | 7.745e-05 | 0.00011991 | 0 | 3.0408 | 2.9515 | 3.0192 | 4.4682 | 4.2664 | 4.4187
2372 | 0.0001119 | 0.0001108 | 0 | 3.0031 | 2.9515 | 3.0192 | 4.3823 | 4.2664 | 4.4187
2373 | 0.00013076 | 0.00011923 | 0 | 2.9736 | 2.9515 | 3.0192 | 4.3158 | 4.2664 | 4.4187
2374 | 0.00015359 | 0.00012008 | 0 | 2.9477 | 2.9525 | 3.0192 | 4.2582 | 4.2687 | 4.4187
2375 | 0.00016212 | 0.00011675 | 0 | 2.9274 | 2.9535 | 3.0192 | 4.2132 | 4.271 | 4.4187
2376 | 0.00017686 | 0.00011778 | 0 | 2.9073 | 2.9535 | 3.0192 | 4.1691 | 4.271 | 4.4187
2377 | 0.00018623 | 0.00011861 | 0 | 2.9043 | 2.9525 | 3.0192 | 4.1626 | 4.2687 | 4.4187
2378 | 0.00019096 | 0.00011783 | 0 | 2.8826 | 2.9525 | 3.0192 | 4.1153 | 4.2687 | 4.4187
2379 | 0.00019799 | 0.0001145 | 0 | 2.8708 | 2.9546 | 3.0192 | 4.09 | 4.2733 | 4.4187
2380 | 0.00020315 | 0.0001202 | 0 | 2.8728 | 2.9566 | 3.0192 | 4.0942 | 4.2779 | 4.4187
2381 | 0.00021992 | 0.00011999 | 0.0013849 | 2.8786 | 2.9566 | 3.0192 | 4.1068 | 4.2779 | 4.4187
2382 | 0.00022377 | 0.00012019 | 0.0070355 | 2.9173 | 2.9566 | 3.0192 | 4.191 | 4.2779 | 4.4187
2383 | 0.00016695 | 0.00011976 | 0.013462 | 2.982 | 2.9566 | 3.0192 | 4.3346 | 4.2779 | 4.4187
2384 | 0.00011888 | 0.00011928 | 0.025372 | 3.0343 | 2.9577 | 3.0192 | 4.4532 | 4.2802 | 4.4187
2385 | 8.1023e-05 | 0.00011933 | 0.036285 | 3.0851 | 2.9587 | 3.0192 | 4.5707 | 4.2825 | 4.4187
2386 | 6.6602e-05 | 0.00011928 | 0.039554 | 3.1296 | 2.9587 | 3.0192 | 4.6752 | 4.2825 | 4.4187
2387 | 6.5336e-05 | 0.00011937 | 0.035787 | 3.1123 | 2.9587 | 3.0192 | 4.6345 | 4.2825 | 4.4187
2388 | 6.154e-05 | 0.00011968 | 0.038003 | 3.1753 | 2.9587 | 3.0192 | 4.7847 | 4.2825 | 4.4187
2389 | 6.2657e-05 | 0.00011963 | 0.031632 | 3.1694 | 2.9597 | 3.0192 | 4.7704 | 4.2848 | 4.4187
2390 | 5.927e-05 | 0.00011876 | 0.028419 | 3.1342 | 2.9597 | 3.0192 | 4.6862 | 4.2848 | 4.4187
2391 | 4.9303e-05 | 0.00011886 | 0.026702 | 3.0762 | 2.9597 | 3.0192 | 4.5498 | 4.2848 | 4.4187
2392 | 4.4671e-05 | 0.00011796 | 0.018004 | 3.0595 | 2.9597 | 3.0192 | 4.5112 | 4.2848 | 4.4187
2393 | 4.2163e-05 | 0.00011888 | 0.0092514 | 3.054 | 2.9608 | 3.0192 | 4.4985 | 4.2871 | 4.4187
2394 | 6.2944e-05 | 0.00011807 | 0.0015511 | 3.0042 | 2.9608 | 3.0192 | 4.3847 | 4.2871 | 4.4187
2395 | 7.8391e-05 | 0.00012055 | 0 | 2.9642 | 2.9608 | 3.0192 | 4.2949 | 4.2871 | 4.4187
2396 | 0.00011348 | 0.00011811 | 0 | 2.9264 | 2.9608 | 3.0192 | 4.211 | 4.2871 | 4.4187
2397 | 0.00012373 | 0.00011951 | 0 | 2.8924 | 2.9618 | 3.0192 | 4.1367 | 4.2894 | 4.4187
2398 | 0.00012172 | 0.00011935 | 0 | 2.8786 | 2.9618 | 3.0192 | 4.1068 | 4.2894 | 4.4187
2399 | 0.00012908 | 0.00012004 | 0 | 2.8467 | 2.9618 | 3.0192 | 4.0382 | 4.2894 | 4.4187
2400 | 0.00013653 | 0.00011988 | 0 | 2.8306 | 2.9618 | 3.0192 | 4.0037 | 4.2894 | 4.4187
2401 | 0.00014241 | 0.00012019 | 0 | 2.8155 | 2.9618 | 3.0192 | 3.9718 | 4.2894 | 4.4187
2402 | 0.00014938 | 0.00011977 | 0 | 2.7978 | 2.9628 | 3.0192 | 3.9345 | 4.2917 | 4.4187
2403 | 0.00015417 | 0.00012008 | 0 | 2.774 | 2.9628 | 3.0192 | 3.8847 | 4.2917 | 4.4187
2404 | 0.0001615 | 0.00011872 | 0 | 2.7596 | 2.9639 | 3.0192 | 3.8546 | 4.2941 | 4.4187
2405 | 0.00017416 | 0.00012023 | 0.0018281 | 2.7596 | 2.9649 | 3.0192 | 3.8546 | 4.2964 | 4.4187
2406 | 0.00018402 | 0.00011561 | 0.0092514 | 2.7942 | 2.9649 | 3.0192 | 3.9268 | 4.2964 | 4.4187
2407 | 0.00013329 | 0.0001187 | 0.019334 | 2.8477 | 2.9649 | 3.0192 | 4.0402 | 4.2964 | 4.4187
2408 | 8.8138e-05 | 0.00011863 | 0.032352 | 2.9133 | 2.9649 | 3.0192 | 4.1822 | 4.2964 | 4.4187
2409 | 7.1588e-05 | 0.00011902 | 0.047309 | 2.9809 | 2.9649 | 3.0192 | 4.3322 | 4.2964 | 4.4187
2410 | 6.1095e-05 | 0.00011904 | 0.053403 | 3.0289 | 2.9649 | 3.0192 | 4.4408 | 4.2964 | 4.4187
2411 | 6.0767e-05 | 0.00011962 | 0.063208 | 3.0863 | 2.9659 | 3.0192 | 4.5733 | 4.2987 | 4.4187
2412 | 6.2903e-05 | 0.0001194 | 0.065812 | 3.1146 | 2.9659 | 3.0192 | 4.6399 | 4.2987 | 4.4187
2413 | 6.438e-05 | 0.00011941 | 0.053015 | 3.1447 | 2.9649 | 3.0192 | 4.7112 | 4.2964 | 4.4187
2414 | 5.3348e-05 | 0.00011882 | 0.037282 | 3.1517 | 2.9649 | 3.0192 | 4.7279 | 4.2964 | 4.4187
2415 | 4.2953e-05 | 0.00011807 | 0.033626 | 3.1861 | 2.9649 | 3.0192 | 4.8107 | 4.2964 | 4.4187
2416 | 4.9296e-05 | 0.00011636 | 0.02094 | 3.167 | 2.9649 | 3.0192 | 4.7647 | 4.2964 | 4.4187
2417 | 4.7551e-05 | 0.00011502 | 0.0085312 | 3.1342 | 2.9649 | 3.0192 | 4.6862 | 4.2964 | 4.4187
2418 | 3.6186e-05 | 0.00011518 | 0.0020497 | 3.0885 | 2.9649 | 3.0192 | 4.5786 | 4.2964 | 4.4187
2419 | 5.1658e-05 | 0.00012236 | 0 | 3.0202 | 2.9659 | 3.0192 | 4.4211 | 4.2987 | 4.4187
2420 | 8.9673e-05 | 0.00012013 | 0 | 2.9611 | 2.9659 | 3.0192 | 4.288 | 4.2987 | 4.4187
2421 | 0.0001015 | 0.00011826 | 0 | 2.9053 | 2.9659 | 3.0192 | 4.1648 | 4.2987 | 4.4187
2422 | 0.00010565 | 0.00011741 | 0 | 2.8777 | 2.9659 | 3.0192 | 4.1047 | 4.2987 | 4.4187
2423 | 0.00012751 | 0.00011741 | 0 | 2.841 | 2.9659 | 3.0192 | 4.0259 | 4.2987 | 4.4187
2424 | 0.00015464 | 0.00011487 | 0 | 2.8155 | 2.9659 | 3.0192 | 3.9718 | 4.2987 | 4.4187
2425 | 0.00016992 | 0.00012 | 0 | 2.8296 | 2.9659 | 3.0192 | 4.0017 | 4.2987 | 4.4187
2426 | 0.0001677 | 0.00011992 | 0 | 2.8381 | 2.9659 | 3.0192 | 4.0198 | 4.2987 | 4.4187
2427 | 0.00018361 | 0.00012003 | 0 | 2.8439 | 2.9659 | 3.0192 | 4.032 | 4.2987 | 4.4187
2428 | 0.0001952 | 0.00011912 | 0 | 2.8277 | 2.9659 | 3.0192 | 3.9977 | 4.2987 | 4.4187
2429 | 0.00021889 | 0.00011756 | 0.0014957 | 2.8258 | 2.968 | 3.0192 | 3.9937 | 4.3033 | 4.4187
2430 | 0.00022192 | 0.00012011 | 0.008088 | 2.8544 | 2.968 | 3.0192 | 4.0546 | 4.3033 | 4.4187
2431 | 0.00019126 | 0.00011942 | 0.015013 | 2.9284 | 2.968 | 3.0192 | 4.2154 | 4.3033 | 4.4187
2432 | 0.00012892 | 0.00011934 | 0.02299 | 2.9705 | 2.9691 | 3.0192 | 4.3088 | 4.3057 | 4.4187
2433 | 8.5177e-05 | 0.00011844 | 0.033349 | 3.0246 | 2.9691 | 3.0192 | 4.431 | 4.3057 | 4.4187
2434 | 6.1156e-05 | 0.0001164 | 0.03767 | 3.0795 | 2.9691 | 3.0192 | 4.5576 | 4.3057 | 4.4187
2435 | 5.9165e-05 | 0.00011775 | 0.041714 | 3.0885 | 2.9691 | 3.0192 | 4.5786 | 4.3057 | 4.4187
2436 | 5.1094e-05 | 0.00011666 | 0.040883 | 3.0987 | 2.9701 | 3.0192 | 4.6024 | 4.308 | 4.4187
2437 | 4.69e-05 | 0.0001154 | 0.038169 | 3.1078 | 2.9701 | 3.0192 | 4.6237 | 4.308 | 4.4187
2438 | 3.8907e-05 | 0.00011644 | 0.027422 | 3.1146 | 2.9701 | 3.0192 | 4.6399 | 4.308 | 4.4187
2439 | 3.2504e-05 | 0.00011235 | 0.022768 | 3.11 | 2.9701 | 3.0192 | 4.6291 | 4.308 | 4.4187
2440 | 3.9492e-05 | 0.00011399 | 0.016176 | 3.1009 | 2.9701 | 3.0192 | 4.6077 | 4.308 | 4.4187
2441 | 4.1011e-05 | 0.00011931 | 0.0085312 | 3.0919 | 2.9701 | 3.0192 | 4.5865 | 4.308 | 4.4187
2442 | 3.1057e-05 | 0.00012275 | 0.0019389 | 3.0463 | 2.9701 | 3.0192 | 4.4808 | 4.308 | 4.4187
2443 | 4.3193e-05 | 0.00013158 | 0 | 2.9989 | 2.9701 | 3.0192 | 4.3726 | 4.308 | 4.4187
2444 | 6.5039e-05 | 0.00012387 | 0 | 2.9799 | 2.9712 | 3.0192 | 4.3299 | 4.3103 | 4.4187
2445 | 7.6952e-05 | 0.00012135 | 0 | 2.9539 | 2.9712 | 3.0192 | 4.2719 | 4.3103 | 4.4187
2446 | 9.6684e-05 | 0.00012105 | 0 | 2.9314 | 2.9712 | 3.0192 | 4.2221 | 4.3103 | 4.4187
2447 | 0.00011541 | 0.00011967 | 0 | 2.9193 | 2.9712 | 3.0192 | 4.1954 | 4.3103 | 4.4187
2448 | 0.00013442 | 0.00011897 | 0 | 2.8983 | 2.9712 | 3.0192 | 4.1496 | 4.3103 | 4.4187
2449 | 0.00014353 | 0.00012058 | 0 | 2.8796 | 2.9712 | 3.0192 | 4.1089 | 4.3103 | 4.4187
2450 | 0.00015311 | 0.00011911 | 0 | 2.8767 | 2.9722 | 3.0192 | 4.1026 | 4.3127 | 4.4187
2451 | 0.00016374 | 0.00011904 | 0 | 2.8506 | 2.9722 | 3.0192 | 4.0464 | 4.3127 | 4.4187
2452 | 0.00017148 | 0.0001188 | 0 | 2.8506 | 2.9722 | 3.0192 | 4.0464 | 4.3127 | 4.4187
2453 | 0.00019687 | 0.00011937 | 0.0024929 | 2.8554 | 2.9722 | 3.0192 | 4.0567 | 4.3127 | 4.4187
2454 | 0.00019816 | 0.00011886 | 0.011356 | 2.9133 | 2.9722 | 3.0192 | 4.1822 | 4.3127 | 4.4187
2455 | 0.00017401 | 0.00011804 | 0.023101 | 2.982 | 2.9722 | 3.0192 | 4.3346 | 4.3127 | 4.4187
2456 | 0.00011463 | 0.0001181 | 0.032407 | 3.0706 | 2.9743 | 3.0192 | 4.5369 | 4.3174 | 4.4187
2457 | 7.1023e-05 | 0.00011793 | 0.038778 | 3.1435 | 2.9743 | 3.0192 | 4.7084 | 4.3174 | 4.4187
2458 | 5.5433e-05 | 0.00011764 | 0.038778 | 3.2151 | 2.9743 | 3.0192 | 4.8814 | 4.3174 | 4.4187
2459 | 4.9118e-05 | 0.00011738 | 0.037116 | 3.2224 | 2.9753 | 3.0192 | 4.8994 | 4.3197 | 4.4187
2460 | 4.0544e-05 | 0.00011796 | 0.043432 | 3.2397 | 2.9743 | 3.0192 | 4.9419 | 4.3174 | 4.4187
2461 | 5.082e-05 | 0.00011858 | 0.047032 | 3.2964 | 2.9743 | 3.0192 | 5.0837 | 4.3174 | 4.4187
2462 | 4.1606e-05 | 0.00011894 | 0.041216 | 3.3327 | 2.9743 | 3.0192 | 5.1761 | 4.3174 | 4.4187
2463 | 3.0275e-05 | 0.0001128 | 0.028862 | 3.3157 | 2.9743 | 3.0192 | 5.1328 | 4.3174 | 4.4187
2464 | 2.4657e-05 | 0.00011632 | 0.020442 | 3.2533 | 2.9743 | 3.0192 | 4.9758 | 4.3174 | 4.4187
2465 | 2.4314e-05 | 0.00012094 | 0.0092514 | 3.2138 | 2.9743 | 3.0192 | 4.8784 | 4.3174 | 4.4187
2466 | 5.7142e-05 | 0.00012159 | 0.0018281 | 3.1646 | 2.9743 | 3.0192 | 4.759 | 4.3174 | 4.4187
2467 | 4.6661e-05 | 0.00012702 | 0 | 3.1158 | 2.9743 | 3.0192 | 4.6426 | 4.3174 | 4.4187
2468 | 7.4444e-05 | 0.00012023 | 0 | 3.0463 | 2.9743 | 3.0192 | 4.4808 | 4.3174 | 4.4187
2469 | 9.7248e-05 | 0.00012106 | 0 | 2.9862 | 2.9743 | 3.0192 | 4.344 | 4.3174 | 4.4187
2470 | 0.00011859 | 0.00012088 | 0 | 2.9508 | 2.9743 | 3.0192 | 4.265 | 4.3174 | 4.4187
2471 | 0.000142 | 0.00012054 | 0 | 2.9284 | 2.9743 | 3.0192 | 4.2154 | 4.3174 | 4.4187
2472 | 0.00016809 | 0.00011956 | 0 | 2.9153 | 2.9753 | 3.0192 | 4.1866 | 4.3197 | 4.4187
2473 | 0.00018311 | 0.00011371 | 0 | 2.8924 | 2.9753 | 3.0192 | 4.1367 | 4.3197 | 4.4187
2474 | 0.0001953 | 0.00011474 | 0 | 2.8757 | 2.9753 | 3.0192 | 4.1005 | 4.3197 | 4.4187
2475 | 0.00020513 | 0.00011822 | 0 | 2.8708 | 2.9753 | 3.0192 | 4.09 | 4.3197 | 4.4187
2476 | 0.00021696 | 0.00011938 | 0 | 2.8534 | 2.9753 | 3.0192 | 4.0525 | 4.3197 | 4.4187
2477 | 0.00022144 | 0.00011787 | 0.0027699 | 2.8506 | 2.9764 | 3.0192 | 4.0464 | 4.322 | 4.4187
2478 | 0.00022358 | 0.00011809 | 0.012631 | 2.8993 | 2.9774 | 3.0192 | 4.1517 | 4.3244 | 4.4187
2479 | 0.00018622 | 0.00011838 | 0.022879 | 2.956 | 2.9774 | 3.0192 | 4.2765 | 4.3244 | 4.4187
2480 | 0.00014505 | 0.00011846 | 0.037947 | 3.0246 | 2.9774 | 3.0192 | 4.431 | 4.3244 | 4.4187
2481 | 0.00010431 | 0.00011836 | 0.045647 | 3.0818 | 2.9785 | 3.0192 | 4.5628 | 4.3267 | 4.4187
2482 | 6.7981e-05 | 0.00011831 | 0.052351 | 3.1682 | 2.9785 | 3.0192 | 4.7675 | 4.3267 | 4.4187
2483 | 7.8427e-05 | 0.00011854 | 0.061048 | 3.2114 | 2.9785 | 3.0192 | 4.8724 | 4.3267 | 4.4187
2484 | 5.8014e-05 | 0.00011849 | 0.060051 | 3.2734 | 2.9785 | 3.0192 | 5.026 | 4.3267 | 4.4187
2485 | 6.3387e-05 | 0.00011804 | 0.058721 | 3.2938 | 2.9795 | 3.0192 | 5.0772 | 4.3291 | 4.4187
2486 | 5.3836e-05 | 0.00011616 | 0.049193 | 3.2951 | 2.9785 | 3.0192 | 5.0804 | 4.3267 | 4.4187
2487 | 4.1912e-05 | 0.00011356 | 0.038003 | 3.2722 | 2.9774 | 3.0192 | 5.0228 | 4.3244 | 4.4187
2488 | 3.4887e-05 | 0.00011082 | 0.021882 | 3.2335 | 2.9785 | 3.0192 | 4.9266 | 4.3267 | 4.4187
2489 | 3.6379e-05 | 0.00011881 | 0.0068693 | 3.1587 | 2.9785 | 3.0192 | 4.7448 | 4.3267 | 4.4187
2490 | 3.9717e-05 | 0.00012004 | 0.0024929 | 3.1032 | 2.9785 | 3.0192 | 4.613 | 4.3267 | 4.4187
2491 | 5.8038e-05 | 0.00012461 | 0 | 3.043 | 2.9785 | 3.0192 | 4.4732 | 4.3267 | 4.4187
2492 | 9.2849e-05 | 0.00012059 | 0 | 3.0551 | 2.9785 | 3.0192 | 4.501 | 4.3267 | 4.4187
2493 | 0.00011581 | 0.00012043 | 0 | 2.9999 | 2.9785 | 3.0192 | 4.375 | 4.3267 | 4.4187
2494 | 0.00013025 | 0.00012057 | 0 | 2.9694 | 2.9785 | 3.0192 | 4.3065 | 4.3267 | 4.4187
2495 | 0.00015024 | 0.00011967 | 0 | 2.9314 | 2.9785 | 3.0192 | 4.2221 | 4.3267 | 4.4187
2496 | 0.00016502 | 0.00011934 | 0 | 2.9143 | 2.9785 | 3.0192 | 4.1844 | 4.3267 | 4.4187
2497 | 0.00018251 | 0.00011878 | 0 | 2.8885 | 2.9785 | 3.0192 | 4.1281 | 4.3267 | 4.4187
2498 | 0.00019803 | 0.00011943 | 0 | 2.8506 | 2.9795 | 3.0192 | 4.0464 | 4.3291 | 4.4187
2499 | 0.00021188 | 0.00011856 | 0 | 2.824 | 2.9806 | 3.0192 | 3.9897 | 4.3315 | 4.4187
2500 | 0.00022154 | 0.00011863 | 0 | 2.7978 | 2.9806 | 3.0192 | 3.9345 | 4.3315 | 4.4187
2501 | 0.00023057 | 0.00011938 | 0.0033931 | 2.7905 | 2.9806 | 3.0192 | 3.9191 | 4.3315 | 4.4187
2502 | 0.00024036 | 0.00011717 | 0.012908 | 2.84 | 2.9816 | 3.0192 | 4.0239 | 4.3338 | 4.4187
2503 | 0.00019087 | 0.00011828 | 0.024984 | 2.9073 | 2.9827 | 3.0192 | 4.1691 | 4.3362 | 4.4187
2504 | 0.00012049 | 0.0001177 | 0.034402 | 2.9883 | 2.9827 | 3.0192 | 4.3488 | 4.3362 | 4.4187
2505 | 8.4547e-05 | 0.00011771 | 0.045703 | 3.031 | 2.9827 | 3.0192 | 4.4458 | 4.3362 | 4.4187
2506 | 6.3873e-05 | 0.00011458 | 0.045924 | 3.0728 | 2.9837 | 3.0192 | 4.542 | 4.3385 | 4.4187
2507 | 5.759e-05 | 0.00011673 | 0.053043 | 3.1021 | 2.9837 | 3.0192 | 4.6103 | 4.3385 | 4.4187
2508 | 5.0927e-05 | 0.00011462 | 0.052281 | 3.1505 | 2.9837 | 3.0192 | 4.7251 | 4.3385 | 4.4187
2509 | 4.4502e-05 | 0.00011671 | 0.038003 | 3.1435 | 2.9837 | 3.0192 | 4.7084 | 4.3385 | 4.4187
2510 | 3.8373e-05 | 0.00011871 | 0.033349 | 3.1203 | 2.9837 | 3.0192 | 4.6534 | 4.3385 | 4.4187
2511 | 3.1589e-05 | 0.00011534 | 0.026979 | 3.1066 | 2.9848 | 3.0192 | 4.621 | 4.3409 | 4.4187
2512 | 3.1148e-05 | 0.00011763 | 0.021771 | 3.0851 | 2.9858 | 3.0192 | 4.5707 | 4.3433 | 4.4187
2513 | 2.2398e-05 | 0.00012307 | 0.012187 | 3.0485 | 2.9858 | 3.0192 | 4.4858 | 4.3433 | 4.4187
2514 | 3.662e-05 | 0.00012484 | 0.0027699 | 2.9694 | 2.9858 | 3.0192 | 4.3065 | 4.3433 | 4.4187
2515 | 3.9057e-05 | 0.0001259 | 0 | 2.9223 | 2.9858 | 3.0192 | 4.2021 | 4.3433 | 4.4187
2516 | 5.128e-05 | 0.00012769 | 0 | 2.8934 | 2.9869 | 3.0192 | 4.1388 | 4.3456 | 4.4187
2517 | 5.5652e-05 | 0.00012061 | 0 | 2.8708 | 2.9869 | 3.0192 | 4.09 | 4.3456 | 4.4187
2518 | 5.8764e-05 | 0.00012019 | 0 | 2.8458 | 2.9858 | 3.0192 | 4.0361 | 4.3433 | 4.4187
2519 | 6.8997e-05 | 0.00012242 | 0 | 2.8296 | 2.9858 | 3.0192 | 4.0017 | 4.3433 | 4.4187
2520 | 8.7678e-05 | 0.00012194 | 0 | 2.8108 | 2.9858 | 3.0192 | 3.9619 | 4.3433 | 4.4187
2521 | 0.00010804 | 0.00011494 | 0 | 2.8174 | 2.9869 | 3.0192 | 3.9757 | 4.3456 | 4.4187
2522 | 0.00011973 | 0.00012055 | 0 | 2.8015 | 2.9869 | 3.0192 | 3.9423 | 4.3456 | 4.4187
2523 | 0.00013034 | 0.00012048 | 0 | 2.7859 | 2.9869 | 3.0192 | 3.9095 | 4.3456 | 4.4187
2524 | 0.00014861 | 0.00012072 | 0 | 2.774 | 2.9869 | 3.0192 | 3.8847 | 4.3456 | 4.4187
2525 | 0.00016323 | 0.00012068 | 0.0022713 | 2.785 | 2.9869 | 3.0192 | 3.9075 | 4.3456 | 4.4187
2526 | 0.0001782 | 0.00012042 | 0.010138 | 2.8258 | 2.989 | 3.0192 | 3.9937 | 4.3504 | 4.4187
2527 | 0.00015072 | 0.00011895 | 0.015899 | 2.8904 | 2.989 | 3.0192 | 4.1324 | 4.3504 | 4.4187
2528 | 7.3745e-05 | 0.00011858 | 0.026258 | 2.9642 | 2.989 | 3.0192 | 4.2949 | 4.3504 | 4.4187
2529 | 5.1657e-05 | 0.00011763 | 0.039775 | 3.0278 | 2.989 | 3.0192 | 4.4384 | 4.3504 | 4.4187
2530 | 3.4112e-05 | 0.00011225 | 0.041493 | 3.0795 | 2.989 | 3.0192 | 4.5576 | 4.3504 | 4.4187
2531 | 3.5686e-05 | 0.00012093 | 0.043376 | 3.1354 | 2.9901 | 3.0192 | 4.689 | 4.3528 | 4.4187
2532 | 3.5306e-05 | 0.00011959 | 0.029859 | 3.1412 | 2.9901 | 3.0192 | 4.7028 | 4.3528 | 4.4187
2533 | 3.4352e-05 | 0.00011991 | 0.0313 | 3.1576 | 2.9901 | 3.0192 | 4.742 | 4.3528 | 4.4187
2534 | 2.9784e-05 | 0.00011966 | 0.033294 | 3.1825 | 2.9911 | 3.0192 | 4.802 | 4.3552 | 4.4187
2535 | 2.6281e-05 | 0.00011537 | 0.023433 | 3.147 | 2.9911 | 3.0192 | 4.7167 | 4.3552 | 4.4187
2536 | 1.784e-05 | 0.00011801 | 0.016841 | 3.1365 | 2.9911 | 3.0192 | 4.6917 | 4.3552 | 4.4187
2537 | 3.3768e-05 | 0.00012355 | 0.0083096 | 3.093 | 2.9911 | 3.0192 | 4.5891 | 4.3552 | 4.4187
2538 | 1.7842e-05 | 0.00012523 | 0.0019943 | 3.0321 | 2.9901 | 3.0192 | 4.4483 | 4.3528 | 4.4187
2539 | 2.5675e-05 | 0.00012591 | 0 | 2.9632 | 2.9901 | 3.0192 | 4.2926 | 4.3528 | 4.4187
2540 | 4.4362e-05 | 0.00012774 | 0 | 2.9173 | 2.9911 | 3.0192 | 4.191 | 4.3552 | 4.4187
2541 | 4.0306e-05 | 0.00011841 | 0 | 2.9173 | 2.9901 | 3.0192 | 4.191 | 4.3528 | 4.4187
2542 | 3.7161e-05 | 0.00012065 | 0 | 2.8944 | 2.9901 | 3.0192 | 4.141 | 4.3528 | 4.4187
2543 | 4.062e-05 | 0.00012192 | 0 | 2.8747 | 2.9901 | 3.0192 | 4.0984 | 4.3528 | 4.4187
2544 | 4.9985e-05 | 0.0001225 | 0 | 2.8448 | 2.9901 | 3.0192 | 4.0341 | 4.3528 | 4.4187
2545 | 5.8895e-05 | 0.00012145 | 0 | 2.8277 | 2.9901 | 3.0192 | 3.9977 | 4.3528 | 4.4187
2546 | 6.8977e-05 | 0.00012118 | 0 | 2.7969 | 2.9901 | 3.0192 | 3.9326 | 4.3528 | 4.4187
2547 | 7.7853e-05 | 0.00012095 | 0 | 2.7905 | 2.9901 | 3.0192 | 3.9191 | 4.3528 | 4.4187
2548 | 9.0681e-05 | 0.00012001 | 0 | 2.785 | 2.9901 | 3.0192 | 3.9075 | 4.3528 | 4.4187
2549 | 0.00010546 | 0.00012019 | 0.0022713 | 2.7578 | 2.9901 | 3.0192 | 3.8509 | 4.3528 | 4.4187
2550 | 0.00011536 | 0.00012005 | 0.010415 | 2.824 | 2.9901 | 3.0192 | 3.9897 | 4.3528 | 4.4187
2551 | 0.00011954 | 0.00011818 | 0.022879 | 2.9033 | 2.9901 | 3.0192 | 4.1604 | 4.3528 | 4.4187
2552 | 6.1726e-05 | 0.00011844 | 0.032297 | 2.9757 | 2.9911 | 3.0192 | 4.3205 | 4.3552 | 4.4187
2553 | 3.4156e-05 | 0.00011862 | 0.044373 | 3.0267 | 2.9911 | 3.0192 | 4.4359 | 4.3552 | 4.4187
2554 | 2.5875e-05 | 0.00011806 | 0.05422 | 3.0661 | 2.9911 | 3.0192 | 4.5266 | 4.3552 | 4.4187
2555 | 3.3793e-05 | 0.00012013 | 0.051866 | 3.1009 | 2.9911 | 3.0192 | 4.6077 | 4.3552 | 4.4187
2556 | 3.3378e-05 | 0.00012025 | 0.051907 | 3.1135 | 2.9911 | 3.0192 | 4.6372 | 4.3552 | 4.4187
2557 | 3.5363e-05 | 0.00012037 | 0.048085 | 3.1377 | 2.9901 | 3.0192 | 4.6945 | 4.3528 | 4.4187
2558 | 3.3123e-05 | 0.00012011 | 0.042379 | 3.147 | 2.9901 | 3.0192 | 4.7167 | 4.3528 | 4.4187
2559 | 2.4811e-05 | 0.00011603 | 0.035454 | 3.1658 | 2.9901 | 3.0192 | 4.7618 | 4.3528 | 4.4187
2560 | 1.7116e-05 | 0.00011273 | 0.023267 | 3.1435 | 2.9901 | 3.0192 | 4.7084 | 4.3528 | 4.4187
2561 | 1.7464e-05 | 0.00011962 | 0.01457 | 3.1181 | 2.9901 | 3.0192 | 4.648 | 4.3528 | 4.4187
2562 | 2.5018e-05 | 0.00012273 | 0.0028253 | 3.0474 | 2.9901 | 3.0192 | 4.4833 | 4.3528 | 4.4187
2563 | 4.6169e-05 | 0.00013273 | 0 | 2.9788 | 2.9901 | 3.0192 | 4.3275 | 4.3528 | 4.4187
2564 | 4.5784e-05 | 0.00012298 | 0 | 2.9365 | 2.9901 | 3.0192 | 4.2333 | 4.3528 | 4.4187
2565 | 7.1782e-05 | 0.00011887 | 0 | 2.8845 | 2.989 | 3.0192 | 4.1196 | 4.3504 | 4.4187
2566 | 9.6841e-05 | 0.00011968 | 0 | 2.8381 | 2.989 | 3.0192 | 4.0198 | 4.3504 | 4.4187
2567 | 0.00011392 | 0.00011944 | 0 | 2.8136 | 2.989 | 3.0192 | 3.9678 | 4.3504 | 4.4187
2568 | 0.00013918 | 0.00011873 | 0 | 2.7886 | 2.989 | 3.0192 | 3.9152 | 4.3504 | 4.4187
2569 | 0.00015281 | 0.00011901 | 0 | 2.7695 | 2.9901 | 3.0192 | 3.8752 | 4.3528 | 4.4187
2570 | 0.00015252 | 0.00011837 | 0 | 2.7479 | 2.9911 | 3.0192 | 3.8306 | 4.3552 | 4.4187
2571 | 0.00015284 | 0.00011871 | 0 | 2.7294 | 2.9911 | 3.0192 | 3.7923 | 4.3552 | 4.4187
2572 | 0.00017025 | 0.00011813 | 5.5397e-05 | 2.6963 | 2.9922 | 3.0192 | 3.725 | 4.3575 | 4.4187
2573 | 0.00018194 | 0.00011716 | 0.0038224 | 2.7075 | 2.9922 | 3.0192 | 3.7477 | 4.3575 | 4.4187
2574 | 0.00018558 | 0.00011872 | 0.015456 | 2.8015 | 2.9922 | 3.0192 | 3.9423 | 4.3575 | 4.4187
2575 | 0.00016044 | 0.00011762 | 0.030469 | 2.9003 | 2.9922 | 3.0192 | 4.1539 | 4.3575 | 4.4187
2576 | 9.9288e-05 | 0.00011801 | 0.047088 | 2.9999 | 2.9922 | 3.0192 | 4.375 | 4.3575 | 4.4187
2577 | 6.126e-05 | 0.00011731 | 0.062987 | 3.0863 | 2.9922 | 3.0192 | 4.5733 | 4.3575 | 4.4187
2578 | 3.0214e-05 | 0.00011542 | 0.069413 | 3.154 | 2.9932 | 3.0192 | 4.7335 | 4.3599 | 4.4187
2579 | 2.9999e-05 | 0.00011661 | 0.072515 | 3.2041 | 2.9922 | 3.0192 | 4.8546 | 4.3575 | 4.4187
2580 | 3.0685e-05 | 0.00011551 | 0.066532 | 3.2285 | 2.9943 | 3.0192 | 4.9145 | 4.3623 | 4.4187
2581 | 2.7776e-05 | 0.0001143 | 0.071019 | 3.2459 | 2.9943 | 3.0192 | 4.9572 | 4.3623 | 4.4187
2582 | 2.6116e-05 | 0.0001154 | 0.060937 | 3.2546 | 2.9943 | 3.0192 | 4.9789 | 4.3623 | 4.4187
2583 | 1.9851e-05 | 0.00011204 | 0.045592 | 3.2596 | 2.9943 | 3.0192 | 4.9914 | 4.3623 | 4.4187
2584 | 1.2336e-05 | 0.00011617 | 0.029582 | 3.2359 | 2.9943 | 3.0192 | 4.9327 | 4.3623 | 4.4187
2585 | 1.0256e-05 | 0.00012323 | 0.014847 | 3.1611 | 2.9932 | 3.0192 | 4.7505 | 4.3599 | 4.4187
2586 | 1.6911e-05 | 0.00012527 | 0.0035454 | 3.0998 | 2.9932 | 3.0192 | 4.605 | 4.3599 | 4.4187
2587 | 4.2979e-05 | 0.00012441 | 0 | 3.0149 | 2.9932 | 3.0192 | 4.4089 | 4.3599 | 4.4187
2588 | 2.9962e-05 | 0.00012876 | 0 | 2.9529 | 2.9922 | 3.0192 | 4.2696 | 4.3575 | 4.4187
2589 | 3.5406e-05 | 0.00011848 | 0 | 2.8894 | 2.9922 | 3.0192 | 4.1302 | 4.3575 | 4.4187
2590 | 2.7775e-05 | 0.00012168 | 0 | 2.8708 | 2.9922 | 3.0192 | 4.09 | 4.3575 | 4.4187
2591 | 4.0712e-05 | 0.00012252 | 0 | 2.8477 | 2.9922 | 3.0192 | 4.0402 | 4.3575 | 4.4187
2592 | 7.0703e-05 | 0.00011965 | 0 | 2.8221 | 2.9922 | 3.0192 | 3.9857 | 4.3575 | 4.4187
2593 | 9.2869e-05 | 0.00011942 | 0 | 2.7886 | 2.9932 | 3.0192 | 3.9152 | 4.3599 | 4.4187
2594 | 0.0001082 | 0.00011841 | 0 | 2.7668 | 2.9943 | 3.0192 | 3.8696 | 4.3623 | 4.4187
2595 | 0.00011914 | 0.00011855 | 0 | 2.7382 | 2.9943 | 3.0192 | 3.8104 | 4.3623 | 4.4187
2596 | 0.00013192 | 0.00011865 | 0.00011079 | 2.7311 | 2.9954 | 3.0192 | 3.7959 | 4.3647 | 4.4187
2597 | 0.00015019 | 0.00011838 | 0.0050412 | 2.7232 | 2.9964 | 3.0192 | 3.7797 | 4.3671 | 4.4187
2598 | 0.00015646 | 0.00011893 | 0.018891 | 2.8334 | 2.9964 | 3.0192 | 4.0097 | 4.3671 | 4.4187
2599 | 0.00012949 | 0.00011708 | 0.031632 | 2.9467 | 2.9964 | 3.0192 | 4.2559 | 4.3671 | 4.4187
2600 | 6.9005e-05 | 0.00011585 | 0.045647 | 3.0408 | 2.9964 | 3.0192 | 4.4682 | 4.3671 | 4.4187
2601 | 3.4297e-05 | 0.00011361 | 0.05512 | 3.1043 | 2.9964 | 3.0192 | 4.6157 | 4.3671 | 4.4187
2602 | 3.1929e-05 | 0.00010924 | 0.063596 | 3.1587 | 2.9985 | 3.0192 | 4.7448 | 4.3719 | 4.4187
2603 | 2.244e-05 | 0.0001204 | 0.060605 | 3.2005 | 2.9985 | 3.0192 | 4.8457 | 4.3719 | 4.4187
2604 | 2.6659e-05 | 0.00011963 | 0.05922 | 3.2409 | 2.9996 | 3.0192 | 4.9449 | 4.3743 | 4.4187
2605 | 2.4791e-05 | 0.00012031 | 0.058389 | 3.2571 | 3.0007 | 3.0192 | 4.9851 | 4.3767 | 4.4187
2606 | 1.9628e-05 | 0.00012119 | 0.05573 | 3.2861 | 3.0007 | 3.0192 | 5.0579 | 4.3767 | 4.4187
2607 | 1.4554e-05 | 0.00011745 | 0.040551 | 3.2772 | 3.0007 | 3.0192 | 5.0355 | 4.3767 | 4.4187
2608 | 2.4998e-05 | 0.00011924 | 0.026148 | 3.2078 | 3.0007 | 3.0192 | 4.8635 | 4.3767 | 4.4187
2609 | 1.0545e-05 | 0.00012419 | 0.014293 | 3.1741 | 3.0007 | 3.0192 | 4.7818 | 4.3767 | 4.4187
2610 | 1.1498e-05 | 0.0001255 | 0.0039332 | 3.0941 | 3.0017 | 3.0192 | 4.5918 | 4.3791 | 4.4187
2611 | 1.4111e-05 | 0.00012487 | 0.00016619 | 3.0256 | 3.0017 | 3.0192 | 4.4334 | 4.3791 | 4.4187
2612 | 2.3603e-05 | 0.00012788 | 0 | 2.9778 | 3.0007 | 3.0192 | 4.3252 | 4.3767 | 4.4187
2613 | 2.3919e-05 | 0.00012014 | 0 | 2.9385 | 3.0007 | 3.0192 | 4.2378 | 4.3767 | 4.4187
2614 | 1.4419e-05 | 0.00012585 | 0 | 2.9033 | 3.0007 | 3.0192 | 4.1604 | 4.3767 | 4.4187
2615 | 1.5856e-05 | 0.00012997 | 0 | 2.8757 | 3.0007 | 3.0192 | 4.1005 | 4.3767 | 4.4187
2616 | 2.0993e-05 | 0.00013286 | 0 | 2.8563 | 3.0007 | 3.0192 | 4.0587 | 4.3767 | 4.4187
2617 | 2.5167e-05 | 0.00013465 | 0 | 2.8221 | 3.0017 | 3.0192 | 3.9857 | 4.3791 | 4.4187
2618 | 3.0232e-05 | 0.00013384 | 0 | 2.7951 | 3.0017 | 3.0192 | 3.9287 | 4.3791 | 4.4187
2619 | 4.0049e-05 | 0.00013247 | 0 | 2.7768 | 3.0017 | 3.0192 | 3.8904 | 4.3791 | 4.4187
2620 | 5.8212e-05 | 0.00012309 | 0.00011079 | 2.7804 | 3.0028 | 3.0192 | 3.898 | 4.3815 | 4.4187
2621 | 7.7352e-05 | 0.00012177 | 0.0038778 | 2.7868 | 3.0039 | 3.0192 | 3.9114 | 4.3839 | 4.4187
2622 | 0.00011409 | 0.00011956 | 0.01396 | 2.8534 | 3.0049 | 3.0192 | 4.0525 | 4.3864 | 4.4187
2623 | 9.8319e-05 | 0.0001171 | 0.023765 | 2.9213 | 3.0049 | 3.0192 | 4.1999 | 4.3864 | 4.4187
2624 | 4.1873e-05 | 0.00011397 | 0.036396 | 2.9936 | 3.0049 | 3.0192 | 4.3607 | 4.3864 | 4.4187
2625 | 2.2948e-05 | 0.00011383 | 0.049304 | 3.0728 | 3.0049 | 3.0192 | 4.542 | 4.3864 | 4.4187
2626 | 1.3905e-05 | 0.00012288 | 0.060716 | 3.1342 | 3.006 | 3.0192 | 4.6862 | 4.3888 | 4.4187
2627 | 1.8521e-05 | 0.00012845 | 0.068582 | 3.2041 | 3.0071 | 3.0192 | 4.8546 | 4.3912 | 4.4187
2628 | 2.0089e-05 | 0.00012553 | 0.070521 | 3.2114 | 3.0071 | 3.0192 | 4.8724 | 4.3912 | 4.4187
2629 | 2.3875e-05 | 0.00012228 | 0.067862 | 3.2496 | 3.0071 | 3.0192 | 4.9665 | 4.3912 | 4.4187
2630 | 3.4947e-05 | 0.00012059 | 0.055176 | 3.2546 | 3.0071 | 3.0192 | 4.9789 | 4.3912 | 4.4187
2631 | 2.1175e-05 | 0.00011746 | 0.043709 | 3.2066 | 3.0071 | 3.0192 | 4.8605 | 4.3912 | 4.4187
2632 | 1.5626e-05 | 0.00011636 | 0.030247 | 3.1706 | 3.0071 | 3.0192 | 4.7732 | 4.3912 | 4.4187
2633 | 1.2225e-05 | 0.00011858 | 0.016841 | 3.1296 | 3.0071 | 3.0192 | 4.6752 | 4.3912 | 4.4187
2634 | 2.0743e-05 | 0.00012188 | 0.0041548 | 3.0661 | 3.0071 | 3.0192 | 4.5266 | 4.3912 | 4.4187
2635 | 2.8451e-05 | 0.00012291 | 0.00033238 | 3.0031 | 3.0081 | 3.0192 | 4.3823 | 4.3936 | 4.4187
2636 | 3.8123e-05 | 0.00012759 | 0 | 2.957 | 3.0081 | 3.0192 | 4.2788 | 4.3936 | 4.4187
2637 | 5.4093e-05 | 0.00012124 | 0 | 2.9264 | 3.0081 | 3.0192 | 4.211 | 4.3936 | 4.4187
2638 | 5.9513e-05 | 0.00011702 | 0 | 2.8973 | 3.0071 | 3.0192 | 4.1474 | 4.3912 | 4.4187
2639 | 7.2361e-05 | 0.00011877 | 0 | 2.8674 | 3.0081 | 3.0192 | 4.0826 | 4.3936 | 4.4187
2640 | 0.00010349 | 0.0001137 | 0 | 2.842 | 3.0092 | 3.0192 | 4.028 | 4.396 | 4.4187
2641 | 0.00013335 | 0.00011921 | 0 | 2.774 | 3.0092 | 3.0192 | 3.8847 | 4.396 | 4.4187
2642 | 0.00015096 | 0.00011606 | 0 | 2.7877 | 3.0103 | 3.0192 | 3.9133 | 4.3985 | 4.4187
2643 | 0.00015754 | 0.00011851 | 0 | 2.7276 | 3.0103 | 3.0192 | 3.7887 | 4.3985 | 4.4187
2644 | 0.00016223 | 0.00011452 | 0.00022159 | 2.6989 | 3.0103 | 3.0192 | 3.7302 | 4.3985 | 4.4187
2645 | 0.00017817 | 0.00011796 | 0.0048196 | 2.711 | 3.0103 | 3.0192 | 3.7548 | 4.3985 | 4.4187
2646 | 0.00018093 | 0.00011584 | 0.017284 | 2.8277 | 3.0113 | 3.0192 | 3.9977 | 4.4009 | 4.4187
2647 | 0.00016439 | 0.00011731 | 0.031355 | 2.9264 | 3.0135 | 3.0192 | 4.211 | 4.4058 | 4.4187
2648 | 0.00011378 | 0.00011672 | 0.038501 | 3.0042 | 3.0135 | 3.0192 | 4.3847 | 4.4058 | 4.4187
2649 | 4.4733e-05 | 0.00011517 | 0.048417 | 3.0717 | 3.0135 | 3.0192 | 4.5395 | 4.4058 | 4.4187
2650 | 2.4939e-05 | 0.00011057 | 0.054289 | 3.1158 | 3.0135 | 3.0192 | 4.6426 | 4.4058 | 4.4187
2651 | 2.8891e-05 | 0.00011747 | 0.055674 | 3.147 | 3.0135 | 3.0192 | 4.7167 | 4.4058 | 4.4187
2652 | 3.1269e-05 | 0.00011686 | 0.053735 | 3.1765 | 3.0135 | 3.0192 | 4.7875 | 4.4058 | 4.4187
2653 | 3.9514e-05 | 0.00011451 | 0.057946 | 3.2102 | 3.0135 | 3.0192 | 4.8694 | 4.4058 | 4.4187
2654 | 3.1703e-05 | 0.0001159 | 0.051076 | 3.2434 | 3.0146 | 3.0192 | 4.9511 | 4.4082 | 4.4187
2655 | 2.9495e-05 | 0.00011676 | 0.04321 | 3.2621 | 3.0156 | 3.0192 | 4.9976 | 4.4107 | 4.4187
2656 | 2.0992e-05 | 0.00011462 | 0.02853 | 3.2471 | 3.0156 | 3.0192 | 4.9603 | 4.4107 | 4.4187
2657 | 1.9307e-05 | 0.00011852 | 0.014348 | 3.1933 | 3.0156 | 3.0192 | 4.8281 | 4.4107 | 4.4187
2658 | 2.4643e-05 | 0.00011832 | 0.0044318 | 3.1226 | 3.0146 | 3.0192 | 4.6588 | 4.4082 | 4.4187
2659 | 3.343e-05 | 0.00012368 | 0.00027699 | 3.0474 | 3.0146 | 3.0192 | 4.4833 | 4.4082 | 4.4187
2660 | 6.3647e-05 | 0.0001197 | 0 | 2.9726 | 3.0146 | 3.0192 | 4.3135 | 4.4082 | 4.4187
2661 | 7.0087e-05 | 0.00011955 | 0 | 2.9375 | 3.0146 | 3.0192 | 4.2356 | 4.4082 | 4.4187
2662 | 9.076e-05 | 0.00011831 | 0 | 2.9163 | 3.0146 | 3.0192 | 4.1888 | 4.4082 | 4.4187
2663 | 0.00010961 | 0.00011875 | 0 | 2.867 | 3.0146 | 3.0192 | 4.0816 | 4.4082 | 4.4187
2664 | 0.00012886 | 0.00011487 | 0 | 2.8486 | 3.0146 | 3.0192 | 4.0423 | 4.4082 | 4.4187
2665 | 0.00014179 | 0.00011739 | 0 | 2.8183 | 3.0146 | 3.0192 | 3.9777 | 4.4082 | 4.4187
2666 | 0.00015275 | 0.00011836 | 0 | 2.785 | 3.0156 | 3.0192 | 3.9075 | 4.4107 | 4.4187
2667 | 0.00016128 | 0.00011788 | 0 | 2.7722 | 3.0156 | 3.0192 | 3.8809 | 4.4107 | 4.4187
2668 | 0.0001655 | 0.00011793 | 0.00027699 | 2.7614 | 3.0156 | 3.0192 | 3.8584 | 4.4107 | 4.4187
2669 | 0.00018083 | 0.00011805 | 0.0061491 | 2.7822 | 3.0167 | 3.0192 | 3.9018 | 4.4131 | 4.4187
2670 | 0.00017349 | 0.00011826 | 0.020275 | 2.8914 | 3.0167 | 3.0192 | 4.1345 | 4.4131 | 4.4187
2671 | 0.00015081 | 0.00011669 | 0.035621 | 3.0021 | 3.0178 | 3.0192 | 4.3798 | 4.4156 | 4.4187
2672 | 0.00010839 | 0.00011668 | 0.050245 | 3.1078 | 3.0178 | 3.0192 | 4.6237 | 4.4156 | 4.4187
2673 | 7.5991e-05 | 0.00011681 | 0.057669 | 3.1447 | 3.0178 | 3.0192 | 4.7112 | 4.4156 | 4.4187
2674 | 4.4779e-05 | 0.00011654 | 0.061824 | 3.2187 | 3.0178 | 3.0192 | 4.8903 | 4.4156 | 4.4187
2675 | 5.2066e-05 | 0.00011559 | 0.056838 | 3.276 | 3.0178 | 3.0192 | 5.0323 | 4.4156 | 4.4187
2676 | 4.1315e-05 | 0.000117 | 0.057281 | 3.2798 | 3.0199 | 3.0192 | 5.0419 | 4.4205 | 4.4187
2677 | 3.83e-05 | 0.00011647 | 0.056949 | 3.2925 | 3.021 | 3.0192 | 5.074 | 4.4229 | 4.4187
2678 | 3.3818e-05 | 0.00011482 | 0.0467 | 3.2798 | 3.021 | 3.0192 | 5.0419 | 4.4229 | 4.4187
2679 | 2.2112e-05 | 0.00010999 | 0.03551 | 3.2322 | 3.021 | 3.0192 | 4.9236 | 4.4229 | 4.4187
2680 | 1.7716e-05 | 0.00011276 | 0.026535 | 3.1885 | 3.021 | 3.0192 | 4.8165 | 4.4229 | 4.4187
2681 | 1.733e-05 | 0.0001182 | 0.016121 | 3.1611 | 3.021 | 3.0192 | 4.7505 | 4.4229 | 4.4187
2682 | 1.9295e-05 | 0.00011959 | 0.004875 | 3.11 | 3.0199 | 3.0192 | 4.6291 | 4.4205 | 4.4187
2683 | 3.5669e-05 | 0.00012867 | 0.00027699 | 3.0376 | 3.0199 | 3.0192 | 4.4607 | 4.4205 | 4.4187
2684 | 5.6626e-05 | 0.00012184 | 0 | 2.983 | 3.0199 | 3.0192 | 4.337 | 4.4205 | 4.4187
2685 | 7.98e-05 | 0.00011916 | 0 | 2.9601 | 3.0199 | 3.0192 | 4.2857 | 4.4205 | 4.4187
2686 | 9.034e-05 | 0.00011952 | 0 | 2.9406 | 3.0199 | 3.0192 | 4.2423 | 4.4205 | 4.4187
2687 | 0.00010452 | 0.00011943 | 0 | 2.9093 | 3.0199 | 3.0192 | 4.1735 | 4.4205 | 4.4187
2688 | 0.00011908 | 0.00011907 | 0 | 2.8954 | 3.0199 | 3.0192 | 4.1431 | 4.4205 | 4.4187
2689 | 0.000128 | 0.0001179 | 0 | 2.8786 | 3.0199 | 3.0192 | 4.1068 | 4.4205 | 4.4187
2690 | 0.00013831 | 0.00011892 | 0 | 2.865 | 3.0199 | 3.0192 | 4.0774 | 4.4205 | 4.4187
2691 | 0.00015204 | 0.00011887 | 0 | 2.8582 | 3.0221 | 3.0192 | 4.0629 | 4.4254 | 4.4187
2692 | 0.00016255 | 0.00011843 | 0.00027699 | 2.8429 | 3.0232 | 3.0192 | 4.03 | 4.4278 | 4.4187
2693 | 0.00016546 | 0.00011804 | 0.004875 | 2.8611 | 3.0232 | 3.0192 | 4.0691 | 4.4278 | 4.4187
2694 | 0.00020397 | 0.00011818 | 0.016231 | 2.9254 | 3.0232 | 3.0192 | 4.2087 | 4.4278 | 4.4187
2695 | 0.00014515 | 0.0001169 | 0.029084 | 2.9936 | 3.0232 | 3.0192 | 4.3607 | 4.4278 | 4.4187
2696 | 8.2208e-05 | 0.00011641 | 0.043709 | 3.0639 | 3.0232 | 3.0192 | 4.5214 | 4.4278 | 4.4187
2697 | 4.6183e-05 | 0.00011593 | 0.056727 | 3.1412 | 3.0232 | 3.0192 | 4.7028 | 4.4278 | 4.4187
2698 | 3.4877e-05 | 0.00011555 | 0.063818 | 3.2053 | 3.0232 | 3.0192 | 4.8576 | 4.4278 | 4.4187
2699 | 3.7374e-05 | 0.00011711 | 0.054954 | 3.2273 | 3.0232 | 3.0192 | 4.9114 | 4.4278 | 4.4187
2700 | 4.0749e-05 | 0.00011741 | 0.051907 | 3.2471 | 3.0253 | 3.0192 | 4.9603 | 4.4328 | 4.4187
2701 | 4.3751e-05 | 0.00011609 | 0.051686 | 3.2849 | 3.0253 | 3.0192 | 5.0547 | 4.4328 | 4.4187
2702 | 3.5927e-05 | 0.00011795 | 0.042656 | 3.2938 | 3.0253 | 3.0192 | 5.0772 | 4.4328 | 4.4187
2703 | 3.3202e-05 | 0.00011361 | 0.032629 | 3.2951 | 3.0253 | 3.0192 | 5.0804 | 4.4328 | 4.4187
2704 | 3.411e-05 | 0.00011213 | 0.026979 | 3.2734 | 3.0243 | 3.0192 | 5.026 | 4.4303 | 4.4187
2705 | 3.2222e-05 | 0.00011821 | 0.01529 | 3.231 | 3.0243 | 3.0192 | 4.9205 | 4.4303 | 4.4187
2706 | 3.0376e-05 | 0.00011981 | 0.0047088 | 3.1611 | 3.0243 | 3.0192 | 4.7505 | 4.4303 | 4.4187
2707 | 3.772e-05 | 0.00012751 | 0.00022159 | 3.0964 | 3.0243 | 3.0192 | 4.5971 | 4.4303 | 4.4187
2708 | 5.1494e-05 | 0.00011948 | 0 | 3.0354 | 3.0243 | 3.0192 | 4.4557 | 4.4303 | 4.4187
2709 | 6.1689e-05 | 0.00011882 | 0 | 2.9851 | 3.0243 | 3.0192 | 4.3417 | 4.4303 | 4.4187
2710 | 7.5091e-05 | 0.00011906 | 0 | 2.9477 | 3.0243 | 3.0192 | 4.2582 | 4.4303 | 4.4187
2711 | 9.481e-05 | 0.00011903 | 0 | 2.9133 | 3.0253 | 3.0192 | 4.1822 | 4.4328 | 4.4187
2712 | 0.0001124 | 0.00011803 | 0 | 2.8954 | 3.0253 | 3.0192 | 4.1431 | 4.4328 | 4.4187
2713 | 0.00012264 | 0.00011822 | 0 | 2.8689 | 3.0264 | 3.0192 | 4.0858 | 4.4352 | 4.4187
2714 | 0.00014038 | 0.00011372 | 0 | 2.8506 | 3.0264 | 3.0192 | 4.0464 | 4.4352 | 4.4187
2715 | 0.000154 | 0.00011716 | 0 | 2.8127 | 3.0264 | 3.0192 | 3.9659 | 4.4352 | 4.4187
2716 | 0.00016232 | 0.00011526 | 0.00027699 | 2.7988 | 3.0264 | 3.0192 | 3.9365 | 4.4352 | 4.4187
2717 | 0.00016696 | 0.00011578 | 0.0055397 | 2.7988 | 3.0275 | 3.0192 | 3.9365 | 4.4377 | 4.4187
2718 | 0.00018874 | 0.00011688 | 0.01817 | 2.8885 | 3.0275 | 3.0192 | 4.1281 | 4.4377 | 4.4187
2719 | 0.0001524 | 0.00011661 | 0.032352 | 2.9788 | 3.0286 | 3.0192 | 4.3275 | 4.4402 | 4.4187
2720 | 8.7424e-05 | 0.00011606 | 0.045093 | 3.0695 | 3.0286 | 3.0192 | 4.5343 | 4.4402 | 4.4187
2721 | 5.323e-05 | 0.00011557 | 0.058278 | 3.1552 | 3.0297 | 3.0192 | 4.7363 | 4.4427 | 4.4187
2722 | 4.4197e-05 | 0.0001131 | 0.070022 | 3.2212 | 3.0286 | 3.0192 | 4.8963 | 4.4402 | 4.4187
2723 | 4.7842e-05 | 0.00011634 | 0.070853 | 3.2823 | 3.0286 | 3.0192 | 5.0483 | 4.4402 | 4.4187
2724 | 4.1951e-05 | 0.00011583 | 0.063762 | 3.3105 | 3.0286 | 3.0192 | 5.1196 | 4.4402 | 4.4187
2725 | 4.2372e-05 | 0.00011631 | 0.058998 | 3.3578 | 3.0286 | 3.0192 | 5.2408 | 4.4402 | 4.4187
2726 | 3.8333e-05 | 0.00011559 | 0.049304 | 3.3591 | 3.0297 | 3.0192 | 5.2442 | 4.4427 | 4.4187
2727 | 2.8337e-05 | 0.00011394 | 0.038058 | 3.29 | 3.0308 | 3.0192 | 5.0675 | 4.4451 | 4.4187
2728 | 4.4138e-05 | 0.00011528 | 0.027976 | 3.3002 | 3.0308 | 3.0192 | 5.0934 | 4.4451 | 4.4187
2729 | 2.3063e-05 | 0.00011999 | 0.014736 | 3.2483 | 3.0308 | 3.0192 | 4.9634 | 4.4451 | 4.4187
2730 | 2.3317e-05 | 0.00012129 | 0.0045426 | 3.1897 | 3.0308 | 3.0192 | 4.8194 | 4.4451 | 4.4187
2731 | 4.4816e-05 | 0.00012604 | 0.00022159 | 3.0695 | 3.0297 | 3.0192 | 4.5343 | 4.4427 | 4.4187
2732 | 6.1559e-05 | 0.00012341 | 0 | 3.03 | 3.0308 | 3.0192 | 4.4433 | 4.4451 | 4.4187
2733 | 6.4177e-05 | 0.00011998 | 0 | 2.9999 | 3.0308 | 3.0192 | 4.375 | 4.4451 | 4.4187
2734 | 6.5406e-05 | 0.00011808 | 0 | 2.9736 | 3.0308 | 3.0192 | 4.3158 | 4.4451 | 4.4187
2735 | 7.2229e-05 | 0.00011835 | 0 | 2.9406 | 3.0308 | 3.0192 | 4.2423 | 4.4451 | 4.4187
2736 | 8.4786e-05 | 0.00011848 | 0 | 2.9264 | 3.0319 | 3.0192 | 4.211 | 4.4476 | 4.4187
2737 | 9.4448e-05 | 0.00011852 | 0 | 2.9053 | 3.0319 | 3.0192 | 4.1648 | 4.4476 | 4.4187
2738 | 0.00010244 | 0.00011859 | 0 | 2.9023 | 3.0329 | 3.0192 | 4.1582 | 4.4501 | 4.4187
2739 | 0.0001099 | 0.00011859 | 0 | 2.8894 | 3.0329 | 3.0192 | 4.1302 | 4.4501 | 4.4187
2740 | 0.00012852 | 0.00011828 | 0.00033238 | 2.867 | 3.0329 | 3.0192 | 4.0816 | 4.4501 | 4.4187
2741 | 0.00013496 | 0.00011641 | 0.0060383 | 2.8796 | 3.0329 | 3.0192 | 4.1089 | 4.4501 | 4.4187
2742 | 0.00016489 | 0.0001176 | 0.017949 | 2.9519 | 3.034 | 3.0192 | 4.2673 | 4.4526 | 4.4187
2743 | 0.00011785 | 0.00011575 | 0.030746 | 3.0042 | 3.0362 | 3.0192 | 4.3847 | 4.4576 | 4.4187
2744 | 6.71e-05 | 0.00011554 | 0.039498 | 3.0518 | 3.0373 | 3.0192 | 4.4934 | 4.4601 | 4.4187
2745 | 5.0524e-05 | 0.00011424 | 0.045758 | 3.0908 | 3.0373 | 3.0192 | 4.5838 | 4.4601 | 4.4187
2746 | 4.2072e-05 | 0.00011425 | 0.049027 | 3.1226 | 3.0373 | 3.0192 | 4.6588 | 4.4601 | 4.4187
2747 | 4.9276e-05 | 0.00011871 | 0.057004 | 3.1658 | 3.0362 | 3.0192 | 4.7618 | 4.4576 | 4.4187
2748 | 5.0634e-05 | 0.00011841 | 0.049636 | 3.1576 | 3.0373 | 3.0192 | 4.742 | 4.4601 | 4.4187
2749 | 4.9947e-05 | 0.00011724 | 0.044706 | 3.1296 | 3.0373 | 3.0192 | 4.6752 | 4.4601 | 4.4187
2750 | 4.5682e-05 | 0.00011738 | 0.041936 | 3.1226 | 3.0373 | 3.0192 | 4.6588 | 4.4601 | 4.4187
2751 | 3.617e-05 | 0.0001147 | 0.03346 | 3.0717 | 3.0384 | 3.0192 | 4.5395 | 4.4626 | 4.4187
2752 | 3.1756e-05 | 0.00011379 | 0.023433 | 3.0397 | 3.0384 | 3.0192 | 4.4657 | 4.4626 | 4.4187
2753 | 4.8833e-05 | 0.0001194 | 0.013018 | 2.9946 | 3.0384 | 3.0192 | 4.3631 | 4.4626 | 4.4187
2754 | 4.4641e-05 | 0.00012179 | 0.004598 | 2.9694 | 3.0384 | 3.0192 | 4.3065 | 4.4626 | 4.4187
2755 | 5.3091e-05 | 0.00012779 | 0.00033238 | 2.9488 | 3.0384 | 3.0192 | 4.2605 | 4.4626 | 4.4187
2756 | 5.7131e-05 | 0.00012094 | 0 | 2.9213 | 3.0395 | 3.0192 | 4.1999 | 4.4651 | 4.4187
2757 | 6.6459e-05 | 0.00011799 | 0 | 2.9003 | 3.0395 | 3.0192 | 4.1539 | 4.4651 | 4.4187
2758 | 6.7228e-05 | 0.0001186 | 0 | 2.8796 | 3.0395 | 3.0192 | 4.1089 | 4.4651 | 4.4187
2759 | 7.404e-05 | 0.00011921 | 0 | 2.867 | 3.0395 | 3.0192 | 4.0816 | 4.4651 | 4.4187
2760 | 8.8066e-05 | 0.00011737 | 0 | 2.8458 | 3.0384 | 3.0192 | 4.0361 | 4.4626 | 4.4187
2761 | 9.9994e-05 | 0.00011841 | 0 | 2.8249 | 3.0395 | 3.0192 | 3.9917 | 4.4651 | 4.4187
2762 | 0.00011782 | 0.00011847 | 0 | 2.8146 | 3.0395 | 3.0192 | 3.9698 | 4.4651 | 4.4187
2763 | 0.00013321 | 0.00011762 | 0 | 2.796 | 3.0406 | 3.0192 | 3.9307 | 4.4676 | 4.4187
2764 | 0.00013926 | 0.00011768 | 0.00044318 | 2.7677 | 3.0406 | 3.0192 | 3.8715 | 4.4676 | 4.4187
2765 | 0.00015825 | 0.00011726 | 0.0053735 | 2.7659 | 3.0406 | 3.0192 | 3.8677 | 4.4676 | 4.4187
2766 | 0.00016388 | 0.00011779 | 0.015511 | 2.8136 | 3.0417 | 3.0192 | 3.9678 | 4.4701 | 4.4187
2767 | 0.00012805 | 0.00011609 | 0.028917 | 2.8934 | 3.0417 | 3.0192 | 4.1388 | 4.4701 | 4.4187
2768 | 8.2107e-05 | 0.00011519 | 0.043376 | 2.9653 | 3.0428 | 3.0192 | 4.2972 | 4.4726 | 4.4187
2769 | 6.1253e-05 | 0.00011422 | 0.048805 | 3.0031 | 3.0428 | 3.0192 | 4.3823 | 4.4726 | 4.4187
2770 | 5.3238e-05 | 0.00010941 | 0.055674 | 3.0278 | 3.0428 | 3.0192 | 4.4384 | 4.4726 | 4.4187
2771 | 5.1302e-05 | 0.00011744 | 0.063319 | 3.1169 | 3.0428 | 3.0192 | 4.6453 | 4.4726 | 4.4187
2772 | 5.2335e-05 | 0.00011577 | 0.061325 | 3.1296 | 3.0428 | 3.0192 | 4.6752 | 4.4726 | 4.4187
2773 | 5.6229e-05 | 0.00011768 | 0.062544 | 3.1377 | 3.0428 | 3.0192 | 4.6945 | 4.4726 | 4.4187
2774 | 4.7067e-05 | 0.00011685 | 0.052628 | 3.1226 | 3.0439 | 3.0192 | 4.6588 | 4.4751 | 4.4187
2775 | 4.1558e-05 | 0.00011443 | 0.040052 | 3.1365 | 3.0439 | 3.0192 | 4.6917 | 4.4751 | 4.4187
2776 | 3.6864e-05 | 0.00011492 | 0.026979 | 3.1273 | 3.0439 | 3.0192 | 4.6698 | 4.4751 | 4.4187
2777 | 3.9468e-05 | 0.00011924 | 0.018835 | 3.084 | 3.0439 | 3.0192 | 4.5681 | 4.4751 | 4.4187
2778 | 5.9913e-05 | 0.00012078 | 0.0060383 | 3.0408 | 3.0439 | 3.0192 | 4.4682 | 4.4751 | 4.4187
2779 | 5.5448e-05 | 0.00012525 | 0.00038778 | 2.9726 | 3.0428 | 3.0192 | 4.3135 | 4.4726 | 4.4187
2780 | 6.8927e-05 | 0.00012284 | 0 | 2.9396 | 3.0428 | 3.0192 | 4.2401 | 4.4726 | 4.4187
2781 | 8.1007e-05 | 0.00011986 | 0 | 2.8964 | 3.0428 | 3.0192 | 4.1453 | 4.4726 | 4.4187
2782 | 8.1417e-05 | 0.000119 | 0 | 2.8534 | 3.0417 | 3.0192 | 4.0525 | 4.4701 | 4.4187
2783 | 8.9083e-05 | 0.00011752 | 0 | 2.8053 | 3.0428 | 3.0192 | 3.9501 | 4.4726 | 4.4187
2784 | 0.00010308 | 0.00011824 | 0 | 2.7859 | 3.0439 | 3.0192 | 3.9095 | 4.4751 | 4.4187
2785 | 0.00011679 | 0.00011828 | 0 | 2.7623 | 3.0439 | 3.0192 | 3.8602 | 4.4751 | 4.4187
2786 | 0.00012939 | 0.00011849 | 0 | 2.7311 | 3.0439 | 3.0192 | 3.7959 | 4.4751 | 4.4187
2787 | 0.00014018 | 0.00011756 | 0 | 2.7067 | 3.0439 | 3.0192 | 3.746 | 4.4751 | 4.4187
2788 | 0.00015065 | 0.00011826 | 0.00038778 | 2.6981 | 3.0439 | 3.0192 | 3.7284 | 4.4751 | 4.4187
2789 | 0.00015946 | 0.00011593 | 0.0049304 | 2.7373 | 3.0439 | 3.0192 | 3.8086 | 4.4751 | 4.4187
2790 | 0.00017991 | 0.00011697 | 0.014071 | 2.8296 | 3.0449 | 3.0192 | 4.0017 | 4.4777 | 4.4187
2791 | 0.00012557 | 0.00011542 | 0.027976 | 2.9163 | 3.0449 | 3.0192 | 4.1888 | 4.4777 | 4.4187
2792 | 8.353e-05 | 0.00011457 | 0.034734 | 2.9799 | 3.0449 | 3.0192 | 4.3299 | 4.4777 | 4.4187
2793 | 7.3248e-05 | 0.00011439 | 0.039554 | 3.0095 | 3.0449 | 3.0192 | 4.3968 | 4.4777 | 4.4187
2794 | 6.6797e-05 | 0.00011139 | 0.051353 | 3.0441 | 3.046 | 3.0192 | 4.4757 | 4.4802 | 4.4187
2795 | 5.8573e-05 | 0.00011783 | 0.048694 | 3.0584 | 3.0471 | 3.0192 | 4.5087 | 4.4827 | 4.4187
2796 | 5.6776e-05 | 0.00011651 | 0.05512 | 3.0953 | 3.0471 | 3.0192 | 4.5944 | 4.4827 | 4.4187
2797 | 5.6434e-05 | 0.00011776 | 0.053735 | 3.1388 | 3.046 | 3.0192 | 4.6973 | 4.4802 | 4.4187
2798 | 5.2027e-05 | 0.00011761 | 0.049913 | 3.147 | 3.046 | 3.0192 | 4.7167 | 4.4802 | 4.4187
2799 | 4.0514e-05 | 0.00011361 | 0.038003 | 3.1354 | 3.046 | 3.0192 | 4.689 | 4.4802 | 4.4187
2800 | 4.9998e-05 | 0.00011478 | 0.031632 | 3.147 | 3.046 | 3.0192 | 4.7167 | 4.4802 | 4.4187
2801 | 4.6139e-05 | 0.00011935 | 0.017783 | 3.1032 | 3.046 | 3.0192 | 4.613 | 4.4802 | 4.4187
2802 | 5.6822e-05 | 0.00012064 | 0.0063707 | 3.054 | 3.046 | 3.0192 | 4.4985 | 4.4802 | 4.4187
2803 | 6.6513e-05 | 0.0001284 | 0.00055397 | 2.9694 | 3.046 | 3.0192 | 4.3065 | 4.4802 | 4.4187
2804 | 7.6137e-05 | 0.0001195 | 0 | 2.8983 | 3.046 | 3.0192 | 4.1496 | 4.4802 | 4.4187
2805 | 8.9602e-05 | 0.00011949 | 0 | 2.8429 | 3.0449 | 3.0192 | 4.03 | 4.4777 | 4.4187
2806 | 8.3568e-05 | 0.00011772 | 0 | 2.8108 | 3.0449 | 3.0192 | 3.9619 | 4.4777 | 4.4187
2807 | 9.2011e-05 | 0.00011903 | 0 | 2.7713 | 3.0449 | 3.0192 | 3.879 | 4.4777 | 4.4187
2808 | 0.00010792 | 0.00011814 | 0 | 2.7488 | 3.046 | 3.0192 | 3.8324 | 4.4802 | 4.4187
2809 | 0.0001247 | 0.00011851 | 0 | 2.7355 | 3.046 | 3.0192 | 3.805 | 4.4802 | 4.4187
2810 | 0.00013759 | 0.00011828 | 0 | 2.7127 | 3.046 | 3.0192 | 3.7583 | 4.4802 | 4.4187
2811 | 0.00014906 | 0.00011731 | 0 | 2.7101 | 3.046 | 3.0192 | 3.753 | 4.4802 | 4.4187
2812 | 0.00016259 | 0.00011838 | 0.00055397 | 2.7041 | 3.046 | 3.0192 | 3.7407 | 4.4802 | 4.4187
2813 | 0.00019819 | 0.000118 | 0.0060937 | 2.747 | 3.046 | 3.0192 | 3.8287 | 4.4802 | 4.4187
2814 | 0.00019764 | 0.00011637 | 0.021328 | 2.8563 | 3.046 | 3.0192 | 4.0587 | 4.4802 | 4.4187
2815 | 0.00017374 | 0.00011653 | 0.035565 | 2.9726 | 3.046 | 3.0192 | 4.3135 | 4.4802 | 4.4187
2816 | 0.00010369 | 0.00011631 | 0.047531 | 3.0551 | 3.046 | 3.0192 | 4.501 | 4.4802 | 4.4187
2817 | 8.8607e-05 | 0.00011699 | 0.056007 | 3.1342 | 3.046 | 3.0192 | 4.6862 | 4.4802 | 4.4187
2818 | 6.505e-05 | 0.00011694 | 0.066643 | 3.2005 | 3.0471 | 3.0192 | 4.8457 | 4.4827 | 4.4187
2819 | 7.0274e-05 | 0.00011751 | 0.062654 | 3.2508 | 3.0471 | 3.0192 | 4.9696 | 4.4827 | 4.4187
2820 | 7.4152e-05 | 0.00011719 | 0.065535 | 3.29 | 3.0471 | 3.0192 | 5.0675 | 4.4827 | 4.4187
2821 | 9.8556e-05 | 0.00011662 | 0.056727 | 3.334 | 3.0471 | 3.0192 | 5.1795 | 4.4827 | 4.4187
2822 | 6.6414e-05 | 0.00011699 | 0.049858 | 3.3248 | 3.046 | 3.0192 | 5.156 | 4.4802 | 4.4187
2823 | 5.421e-05 | 0.00011652 | 0.038169 | 3.3353 | 3.046 | 3.0192 | 5.1828 | 4.4802 | 4.4187
2824 | 4.682e-05 | 0.00011544 | 0.031023 | 3.3301 | 3.046 | 3.0192 | 5.1694 | 4.4802 | 4.4187
2825 | 4.458e-05 | 0.00011547 | 0.018226 | 3.3028 | 3.046 | 3.0192 | 5.0999 | 4.4802 | 4.4187
2826 | 4.795e-05 | 0.00011565 | 0.0056505 | 3.2163 | 3.046 | 3.0192 | 4.8843 | 4.4802 | 4.4187
2827 | 8.3369e-05 | 0.00011603 | 0.00044318 | 3.0784 | 3.046 | 3.0192 | 4.555 | 4.4802 | 4.4187
2828 | 0.00012067 | 0.00011722 | 0 | 3.0042 | 3.046 | 3.0192 | 4.3847 | 4.4802 | 4.4187
2829 | 0.00012861 | 0.00011635 | 0 | 2.9715 | 3.046 | 3.0192 | 4.3112 | 4.4802 | 4.4187
2830 | 0.00013661 | 0.00011488 | 0 | 2.9294 | 3.046 | 3.0192 | 4.2176 | 4.4802 | 4.4187
2831 | 0.0001457 | 0.00011496 | 0 | 2.8934 | 3.0449 | 3.0192 | 4.1388 | 4.4777 | 4.4187
2832 | 0.00015642 | 0.00011619 | 0 | 2.9113 | 3.046 | 3.0192 | 4.1779 | 4.4802 | 4.4187
2833 | 0.00016567 | 0.00011673 | 0 | 2.8826 | 3.046 | 3.0192 | 4.1153 | 4.4802 | 4.4187
2834 | 0.00017095 | 0.00011625 | 0 | 2.8592 | 3.0449 | 3.0192 | 4.0649 | 4.4777 | 4.4187
2835 | 0.0001744 | 0.00011687 | 0 | 2.8164 | 3.0449 | 3.0192 | 3.9738 | 4.4777 | 4.4187
2836 | 0.00017964 | 0.00011685 | 0.00060937 | 2.7978 | 3.046 | 3.0192 | 3.9345 | 4.4802 | 4.4187
2837 | 0.00018772 | 0.00011717 | 0.0079218 | 2.8211 | 3.0471 | 3.0192 | 3.9837 | 4.4827 | 4.4187
2838 | 0.00022333 | 0.00011649 | 0.021051 | 2.9467 | 3.0482 | 3.0192 | 4.2559 | 4.4852 | 4.4187
2839 | 0.00018437 | 0.00011568 | 0.033183 | 3.0551 | 3.0482 | 3.0192 | 4.501 | 4.4852 | 4.4187
2840 | 0.00011173 | 0.00011557 | 0.051353 | 3.1635 | 3.0482 | 3.0192 | 4.7561 | 4.4852 | 4.4187
2841 | 7.8335e-05 | 0.00011575 | 0.059552 | 3.2335 | 3.0482 | 3.0192 | 4.9266 | 4.4852 | 4.4187
2842 | 6.0932e-05 | 0.00011487 | 0.0662 | 3.3248 | 3.0482 | 3.0192 | 5.156 | 4.4852 | 4.4187
2843 | 5.6842e-05 | 0.00011556 | 0.060882 | 3.3618 | 3.0482 | 3.0192 | 5.2511 | 4.4852 | 4.4187
2844 | 5.1205e-05 | 0.00011326 | 0.054511 | 3.3982 | 3.0493 | 3.0192 | 5.3462 | 4.4878 | 4.4187
2845 | 4.7525e-05 | 0.00011369 | 0.047974 | 3.4354 | 3.0493 | 3.0192 | 5.4448 | 4.4878 | 4.4187
2846 | 4.106e-05 | 0.0001107 | 0.040108 | 3.4578 | 3.0504 | 3.0192 | 5.5049 | 4.4903 | 4.4187
2847 | 3.4808e-05 | 0.00011043 | 0.035233 | 3.4536 | 3.0504 | 3.0192 | 5.4936 | 4.4903 | 4.4187
2848 | 2.6233e-05 | 0.00011288 | 0.019057 | 3.3832 | 3.0504 | 3.0192 | 5.3071 | 4.4903 | 4.4187
2849 | 2.5404e-05 | 0.00011903 | 0.010415 | 3.3248 | 3.0504 | 3.0192 | 5.156 | 4.4903 | 4.4187
2850 | 4.955e-05 | 0.0001207 | 0.0027699 | 3.2459 | 3.0504 | 3.0192 | 4.9572 | 4.4903 | 4.4187
2851 | 5.57e-05 | 0.00012416 | 0.00022159 | 3.1753 | 3.0504 | 3.0192 | 4.7847 | 4.4903 | 4.4187
2852 | 7.0025e-05 | 0.00012378 | 0 | 3.1215 | 3.0504 | 3.0192 | 4.6561 | 4.4903 | 4.4187
2853 | 8.4607e-05 | 0.00011817 | 0 | 3.0851 | 3.0504 | 3.0192 | 4.5707 | 4.4903 | 4.4187
2854 | 8.3675e-05 | 0.00011795 | 0 | 3.0562 | 3.0504 | 3.0192 | 4.5036 | 4.4903 | 4.4187
2855 | 0.00010012 | 0.00011904 | 0 | 3.0224 | 3.0504 | 3.0192 | 4.426 | 4.4903 | 4.4187
2856 | 0.00012563 | 0.00011958 | 0 | 2.9851 | 3.0515 | 3.0192 | 4.3417 | 4.4928 | 4.4187
2857 | 0.00014169 | 0.00011809 | 0 | 2.9426 | 3.0515 | 3.0192 | 4.2468 | 4.4928 | 4.4187
2858 | 0.00015785 | 0.00011782 | 0 | 2.9093 | 3.0526 | 3.0192 | 4.1735 | 4.4954 | 4.4187
2859 | 0.00016341 | 0.00011751 | 0 | 2.8954 | 3.0537 | 3.0192 | 4.1431 | 4.4979 | 4.4187
2860 | 0.00018056 | 0.00011759 | 0.00038778 | 2.8845 | 3.0537 | 3.0192 | 4.1196 | 4.4979 | 4.4187
2861 | 0.00020425 | 0.00011712 | 0.0050412 | 2.9043 | 3.0537 | 3.0192 | 4.1626 | 4.4979 | 4.4187
2862 | 0.00021766 | 0.00011574 | 0.014237 | 2.9788 | 3.0548 | 3.0192 | 4.3275 | 4.5004 | 4.4187
2863 | 0.00016079 | 0.00011546 | 0.025206 | 3.0365 | 3.0559 | 3.0192 | 4.4582 | 4.503 | 4.4187
2864 | 9.6877e-05 | 0.00011467 | 0.035288 | 3.0885 | 3.0559 | 3.0192 | 4.5786 | 4.503 | 4.4187
2865 | 6.4232e-05 | 0.00011327 | 0.04188 | 3.1192 | 3.0571 | 3.0192 | 4.6507 | 4.5055 | 4.4187
2866 | 3.7431e-05 | 0.00010656 | 0.049138 | 3.1777 | 3.0571 | 3.0192 | 4.7904 | 4.5055 | 4.4187
2867 | 3.725e-05 | 0.00011857 | 0.042324 | 3.1957 | 3.0582 | 3.0192 | 4.834 | 4.5081 | 4.4187
2868 | 3.6377e-05 | 0.00011782 | 0.039111 | 3.2224 | 3.0593 | 3.0192 | 4.8994 | 4.5106 | 4.4187
2869 | 3.7817e-05 | 0.00011783 | 0.041548 | 3.2558 | 3.0593 | 3.0192 | 4.982 | 4.5106 | 4.4187
2870 | 3.0264e-05 | 0.00011739 | 0.039775 | 3.2734 | 3.0593 | 3.0192 | 5.026 | 4.5106 | 4.4187
2871 | 2.3955e-05 | 0.00011418 | 0.030524 | 3.2533 | 3.0593 | 3.0192 | 4.9758 | 4.5106 | 4.4187
2872 | 2.2943e-05 | 0.00011561 | 0.022436 | 3.2471 | 3.0593 | 3.0192 | 4.9603 | 4.5106 | 4.4187
2873 | 3.571e-05 | 0.00012069 | 0.013018 | 3.2005 | 3.0593 | 3.0192 | 4.8457 | 4.5106 | 4.4187
2874 | 2.903e-05 | 0.00012223 | 0.0047088 | 3.1599 | 3.0593 | 3.0192 | 4.7476 | 4.5106 | 4.4187
2875 | 3.1748e-05 | 0.00012346 | 0.00038778 | 3.1078 | 3.0593 | 3.0192 | 4.6237 | 4.5106 | 4.4187
2876 | 4.6196e-05 | 0.00012426 | 0 | 3.0573 | 3.0593 | 3.0192 | 4.5061 | 4.5106 | 4.4187
2877 | 4.83e-05 | 0.00011778 | 0 | 3.0106 | 3.0593 | 3.0192 | 4.3992 | 4.5106 | 4.4187
2878 | 4.9861e-05 | 0.00011887 | 0 | 2.958 | 3.0604 | 3.0192 | 4.2811 | 4.5132 | 4.4187
2879 | 5.453e-05 | 0.00012013 | 0 | 2.9385 | 3.0615 | 3.0192 | 4.2378 | 4.5158 | 4.4187
2880 | 7.3101e-05 | 0.00011958 | 0 | 2.9203 | 3.0615 | 3.0192 | 4.1977 | 4.5158 | 4.4187
2881 | 9.4625e-05 | 0.00011792 | 0 | 2.9213 | 3.0615 | 3.0192 | 4.1999 | 4.5158 | 4.4187
2882 | 0.00011537 | 0.00011745 | 0 | 2.9003 | 3.0615 | 3.0192 | 4.1539 | 4.5158 | 4.4187
2883 | 0.00013201 | 0.00011771 | 0 | 2.8934 | 3.0615 | 3.0192 | 4.1388 | 4.5158 | 4.4187
2884 | 0.00014309 | 0.00011765 | 0.00060937 | 2.8767 | 3.0626 | 3.0192 | 4.1026 | 4.5183 | 4.4187
2885 | 0.0001604 | 0.00011767 | 0.0056505 | 2.9043 | 3.0648 | 3.0192 | 4.1626 | 4.5235 | 4.4187
2886 | 0.0001455 | 0.00011599 | 0.015954 | 2.983 | 3.0648 | 3.0192 | 4.337 | 4.5235 | 4.4187
2887 | 0.00012572 | 0.00011566 | 0.029748 | 3.0507 | 3.0648 | 3.0192 | 4.4909 | 4.5235 | 4.4187
2888 | 8.22e-05 | 0.00011445 | 0.034069 | 3.1135 | 3.0659 | 3.0192 | 4.6372 | 4.526 | 4.4187
2889 | 6.0675e-05 | 0.00011654 | 0.048916 | 3.1552 | 3.0659 | 3.0192 | 4.7363 | 4.526 | 4.4187
2890 | 4.5159e-05 | 0.00011694 | 0.052572 | 3.2102 | 3.0659 | 3.0192 | 4.8694 | 4.526 | 4.4187
2891 | 5.1583e-05 | 0.00011745 | 0.055785 | 3.276 | 3.0659 | 3.0192 | 5.0323 | 4.526 | 4.4187
2892 | 4.6041e-05 | 0.00011529 | 0.059497 | 3.3379 | 3.0659 | 3.0192 | 5.1896 | 4.526 | 4.4187
2893 | 7.1272e-05 | 0.0001169 | 0.042102 | 3.3028 | 3.067 | 3.0192 | 5.0999 | 4.5286 | 4.4187
2894 | 5.2225e-05 | 0.00011652 | 0.048307 | 3.3564 | 3.067 | 3.0192 | 5.2373 | 4.5286 | 4.4187
2895 | 3.9864e-05 | 0.00011553 | 0.03839 | 3.3684 | 3.0659 | 3.0192 | 5.2685 | 4.526 | 4.4187
2896 | 3.4759e-05 | 0.00011513 | 0.029194 | 3.3698 | 3.0659 | 3.0192 | 5.272 | 4.526 | 4.4187
2897 | 4.4655e-05 | 0.00011531 | 0.019832 | 3.3511 | 3.0648 | 3.0192 | 5.2236 | 4.5235 | 4.4187
2898 | 5.8617e-05 | 0.0001154 | 0.0072571 | 3.2912 | 3.0648 | 3.0192 | 5.0708 | 4.5235 | 4.4187
2899 | 9.1032e-05 | 0.00011512 | 0.00066477 | 3.1706 | 3.0648 | 3.0192 | 4.7732 | 4.5235 | 4.4187
2900 | 0.00010684 | 0.00011325 | 0 | 3.0896 | 3.0659 | 3.0192 | 4.5812 | 4.526 | 4.4187
2901 | 0.00012614 | 0.00011591 | 0 | 3.0452 | 3.0659 | 3.0192 | 4.4783 | 4.526 | 4.4187
2902 | 0.00014652 | 0.00011631 | 0 | 3.0052 | 3.0659 | 3.0192 | 4.3871 | 4.526 | 4.4187
2903 | 0.00016012 | 0.00011622 | 0 | 2.9809 | 3.0659 | 3.0192 | 4.3322 | 4.526 | 4.4187
2904 | 0.00017381 | 0.00011413 | 0 | 2.9653 | 3.067 | 3.0192 | 4.2972 | 4.5286 | 4.4187
2905 | 0.00017831 | 0.00011568 | 0 | 2.9355 | 3.0681 | 3.0192 | 4.2311 | 4.5312 | 4.4187
2906 | 0.00018373 | 0.00011632 | 0 | 2.9233 | 3.0681 | 3.0192 | 4.2043 | 4.5312 | 4.4187
2907 | 0.00018861 | 0.00010709 | 0 | 2.9073 | 3.0681 | 3.0192 | 4.1691 | 4.5312 | 4.4187
2908 | 0.000194 | 0.00011215 | 0.00055397 | 2.9233 | 3.0693 | 3.0192 | 4.2043 | 4.5338 | 4.4187
2909 | 0.00020691 | 0.00011464 | 0.0056505 | 2.9314 | 3.0693 | 3.0192 | 4.2221 | 4.5338 | 4.4187
2910 | 0.00020416 | 0.00011629 | 0.017838 | 3.0138 | 3.0693 | 3.0192 | 4.4065 | 4.5338 | 4.4187
2911 | 0.00018037 | 0.0001154 | 0.03202 | 3.0851 | 3.0693 | 3.0192 | 4.5707 | 4.5338 | 4.4187
2912 | 0.00010909 | 0.00011536 | 0.046977 | 3.1873 | 3.0715 | 3.0192 | 4.8136 | 4.5389 | 4.4187
2913 | 7.6128e-05 | 0.0001152 | 0.060826 | 3.2722 | 3.0726 | 3.0192 | 5.0228 | 4.5415 | 4.4187
2914 | 5.9272e-05 | 0.0001146 | 0.070964 | 3.3551 | 3.0726 | 3.0192 | 5.2339 | 4.5415 | 4.4187
2915 | 5.7315e-05 | 0.0001154 | 0.062987 | 3.4174 | 3.0726 | 3.0192 | 5.3969 | 4.5415 | 4.4187
2916 | 5.7183e-05 | 0.00011558 | 0.061103 | 3.4649 | 3.0737 | 3.0192 | 5.524 | 4.5441 | 4.4187
2917 | 6.4919e-05 | 0.0001159 | 0.042822 | 3.4409 | 3.0737 | 3.0192 | 5.4597 | 4.5441 | 4.4187
2918 | 5.7959e-05 | 0.00011544 | 0.041216 | 3.4023 | 3.0737 | 3.0192 | 5.357 | 4.5441 | 4.4187
2919 | 4.2923e-05 | 0.00011337 | 0.034956 | 3.4256 | 3.0737 | 3.0192 | 5.4189 | 4.5441 | 4.4187
2920 | 3.3247e-05 | 0.00011189 | 0.02155 | 3.3873 | 3.0737 | 3.0192 | 5.3177 | 4.5441 | 4.4187
2921 | 3.208e-05 | 0.00011096 | 0.012741 | 3.3067 | 3.0737 | 3.0192 | 5.1098 | 4.5441 | 4.4187
2922 | 4.6595e-05 | 0.00011322 | 0.0054843 | 3.2571 | 3.0748 | 3.0192 | 4.9851 | 4.5467 | 4.4187
2923 | 6.5702e-05 | 0.00011799 | 0.00094176 | 3.2029 | 3.0748 | 3.0192 | 4.8516 | 4.5467 | 4.4187
2924 | 8.6121e-05 | 0.00011542 | 0 | 3.11 | 3.0737 | 3.0192 | 4.6291 | 4.5441 | 4.4187
2925 | 0.00011115 | 0.00011165 | 0 | 3.0751 | 3.0737 | 3.0192 | 4.5472 | 4.5441 | 4.4187
2926 | 0.00013657 | 0.00011178 | 0 | 3.0452 | 3.0737 | 3.0192 | 4.4783 | 4.5441 | 4.4187
2927 | 0.00014759 | 0.000116 | 0 | 3.0021 | 3.0737 | 3.0192 | 4.3798 | 4.5441 | 4.4187
2928 | 0.00015107 | 0.00011603 | 0 | 2.9747 | 3.076 | 3.0192 | 4.3182 | 4.5493 | 4.4187
2929 | 0.0001568 | 0.00011596 | 0 | 2.9601 | 3.076 | 3.0192 | 4.2857 | 4.5493 | 4.4187
2930 | 0.00016068 | 0.00011462 | 0 | 2.9498 | 3.076 | 3.0192 | 4.2627 | 4.5493 | 4.4187
2931 | 0.00016478 | 0.00011602 | 0 | 2.9335 | 3.076 | 3.0192 | 4.2266 | 4.5493 | 4.4187
2932 | 0.00016797 | 0.00011608 | 0.00077556 | 2.9083 | 3.0782 | 3.0192 | 4.1713 | 4.5545 | 4.4187
2933 | 0.00018311 | 0.00011619 | 0.0053735 | 2.9274 | 3.0782 | 3.0192 | 4.2132 | 4.5545 | 4.4187
2934 | 0.00019389 | 0.00011246 | 0.014459 | 3.0052 | 3.0782 | 3.0192 | 4.3871 | 4.5545 | 4.4187
2935 | 0.00013285 | 0.00011419 | 0.02864 | 3.1089 | 3.0793 | 3.0192 | 4.6264 | 4.5571 | 4.4187
2936 | 8.0124e-05 | 0.00011424 | 0.040274 | 3.1682 | 3.0816 | 3.0192 | 4.7675 | 4.5624 | 4.4187
2937 | 5.1543e-05 | 0.00011453 | 0.043099 | 3.2273 | 3.0816 | 3.0192 | 4.9114 | 4.5624 | 4.4187
2938 | 4.1915e-05 | 0.0001137 | 0.056395 | 3.2785 | 3.0816 | 3.0192 | 5.0387 | 4.5624 | 4.4187
2939 | 5.0094e-05 | 0.00011492 | 0.053182 | 3.3274 | 3.0816 | 3.0192 | 5.1627 | 4.5624 | 4.4187
2940 | 5.3927e-05 | 0.00011482 | 0.045758 | 3.2989 | 3.0827 | 3.0192 | 5.0902 | 4.565 | 4.4187
2941 | 5.9252e-05 | 0.00011509 | 0.049968 | 3.3379 | 3.0838 | 3.0192 | 5.1896 | 4.5676 | 4.4187
2942 | 5.3012e-05 | 0.00011477 | 0.046534 | 3.3392 | 3.0838 | 3.0192 | 5.193 | 4.5676 | 4.4187
2943 | 4.4441e-05 | 0.00011433 | 0.036341 | 3.3353 | 3.0838 | 3.0192 | 5.1828 | 4.5676 | 4.4187
2944 | 5.5253e-05 | 0.00011326 | 0.030801 | 3.3366 | 3.0838 | 3.0192 | 5.1862 | 4.5676 | 4.4187
2945 | 4.4608e-05 | 0.00011321 | 0.016231 | 3.2823 | 3.0838 | 3.0192 | 5.0483 | 4.5676 | 4.4187
2946 | 3.8948e-05 | 0.00011375 | 0.0069801 | 3.2138 | 3.0849 | 3.0192 | 4.8784 | 4.5702 | 4.4187
2947 | 6.6688e-05 | 0.00011778 | 0.00072017 | 3.1377 | 3.0849 | 3.0192 | 4.6945 | 4.5702 | 4.4187
2948 | 9.2931e-05 | 0.00011554 | 0 | 3.0728 | 3.0849 | 3.0192 | 4.542 | 4.5702 | 4.4187
2949 | 0.00012727 | 0.00011565 | 0 | 3.0021 | 3.0849 | 3.0192 | 4.3798 | 4.5702 | 4.4187
2950 | 0.0001309 | 0.00011534 | 0 | 2.9601 | 3.0849 | 3.0192 | 4.2857 | 4.5702 | 4.4187
2951 | 0.00014448 | 0.00011557 | 0 | 2.9233 | 3.0849 | 3.0192 | 4.2043 | 4.5702 | 4.4187
2952 | 0.00015553 | 0.00011563 | 0 | 2.8964 | 3.0849 | 3.0192 | 4.1453 | 4.5702 | 4.4187
2953 | 0.00016265 | 0.0001157 | 0 | 2.8767 | 3.086 | 3.0192 | 4.1026 | 4.5728 | 4.4187
2954 | 0.00016943 | 0.00011587 | 0 | 2.8496 | 3.0872 | 3.0192 | 4.0443 | 4.5755 | 4.4187
2955 | 0.00017447 | 0.00011504 | 0 | 2.8486 | 3.0872 | 3.0192 | 4.0423 | 4.5755 | 4.4187
2956 | 0.00017919 | 0.00011593 | 0.00077556 | 2.8554 | 3.0872 | 3.0192 | 4.0567 | 4.5755 | 4.4187
2957 | 0.00017543 | 0.00011525 | 0.0063153 | 2.9243 | 3.0883 | 3.0192 | 4.2065 | 4.5781 | 4.4187
2958 | 0.00018 | 0.00011377 | 0.015844 | 3.0127 | 3.0883 | 3.0192 | 4.404 | 4.5781 | 4.4187
2959 | 0.00015676 | 0.00011424 | 0.026148 | 3.0818 | 3.0883 | 3.0192 | 4.5628 | 4.5781 | 4.4187
2960 | 9.3242e-05 | 0.00011409 | 0.03202 | 3.1377 | 3.0883 | 3.0192 | 4.6945 | 4.5781 | 4.4187
2961 | 6.1474e-05 | 0.00011382 | 0.040274 | 3.1765 | 3.0883 | 3.0192 | 4.7875 | 4.5781 | 4.4187
2962 | 4.6708e-05 | 0.00011325 | 0.041991 | 3.1993 | 3.0894 | 3.0192 | 4.8428 | 4.5807 | 4.4187
2963 | 5.1486e-05 | 0.00011275 | 0.051852 | 3.2384 | 3.0894 | 3.0192 | 4.9388 | 4.5807 | 4.4187
2964 | 4.7741e-05 | 0.00011353 | 0.052351 | 3.2471 | 3.0894 | 3.0192 | 4.9603 | 4.5807 | 4.4187
2965 | 5.7299e-05 | 0.00011455 | 0.050522 | 3.2459 | 3.0906 | 3.0192 | 4.9572 | 4.5834 | 4.4187
2966 | 4.253e-05 | 0.00010868 | 0.048417 | 3.3054 | 3.0906 | 3.0192 | 5.1065 | 4.5834 | 4.4187
2967 | 2.9668e-05 | 0.00010983 | 0.045703 | 3.2811 | 3.0906 | 3.0192 | 5.0451 | 4.5834 | 4.4187
2968 | 2.3945e-05 | 0.00011216 | 0.030302 | 3.2671 | 3.0917 | 3.0192 | 5.0102 | 4.586 | 4.4187
2969 | 2.0909e-05 | 0.00011837 | 0.017062 | 3.2017 | 3.0917 | 3.0192 | 4.8487 | 4.586 | 4.4187
2970 | 2.1108e-05 | 0.00011904 | 0.0083096 | 3.1447 | 3.0906 | 3.0192 | 4.7112 | 4.5834 | 4.4187
2971 | 3.1446e-05 | 0.00012628 | 0.00077556 | 3.0795 | 3.0906 | 3.0192 | 4.5576 | 4.5834 | 4.4187
2972 | 5.3115e-05 | 0.00012043 | 0 | 3.0213 | 3.0906 | 3.0192 | 4.4236 | 4.5834 | 4.4187
2973 | 7.1968e-05 | 0.00011879 | 0 | 2.9736 | 3.0906 | 3.0192 | 4.3158 | 4.5834 | 4.4187
2974 | 9.6063e-05 | 0.0001171 | 0 | 2.9243 | 3.0894 | 3.0192 | 4.2065 | 4.5807 | 4.4187
2975 | 0.00011106 | 0.00011705 | 0 | 2.8924 | 3.0906 | 3.0192 | 4.1367 | 4.5834 | 4.4187
2976 | 0.00012613 | 0.00011712 | 0 | 2.8738 | 3.0906 | 3.0192 | 4.0963 | 4.5834 | 4.4187
2977 | 0.00013627 | 0.00011694 | 0 | 2.8544 | 3.0906 | 3.0192 | 4.0546 | 4.5834 | 4.4187
2978 | 0.00014244 | 0.00011679 | 0 | 2.8477 | 3.0894 | 3.0192 | 4.0402 | 4.5807 | 4.4187
2979 | 0.00014955 | 0.00011658 | 0 | 2.8221 | 3.0906 | 3.0192 | 3.9857 | 4.5834 | 4.4187
2980 | 0.00015642 | 0.00011641 | 0.00088636 | 2.8315 | 3.0917 | 3.0192 | 4.0057 | 4.586 | 4.4187
2981 | 0.00017368 | 0.00011612 | 0.0074787 | 2.8728 | 3.0928 | 3.0192 | 4.0942 | 4.5887 | 4.4187
2982 | 0.00017324 | 0.000116 | 0.019832 | 2.9841 | 3.0928 | 3.0192 | 4.3393 | 4.5887 | 4.4187
2983 | 0.00013842 | 0.00011369 | 0.032684 | 3.0739 | 3.0928 | 3.0192 | 4.5446 | 4.5887 | 4.4187
2984 | 9.8015e-05 | 0.00011353 | 0.037892 | 3.1284 | 3.0928 | 3.0192 | 4.6725 | 4.5887 | 4.4187
2985 | 6.6406e-05 | 0.00011441 | 0.046534 | 3.1658 | 3.0928 | 3.0192 | 4.7618 | 4.5887 | 4.4187
2986 | 6.8713e-05 | 0.00011424 | 0.05501 | 3.2053 | 3.0928 | 3.0192 | 4.8576 | 4.5887 | 4.4187
2987 | 7.1302e-05 | 0.00011467 | 0.062654 | 3.2521 | 3.094 | 3.0192 | 4.9727 | 4.5913 | 4.4187
2988 | 5.8825e-05 | 0.00011507 | 0.068527 | 3.3366 | 3.094 | 3.0192 | 5.1862 | 4.5913 | 4.4187
2989 | 6.7474e-05 | 0.00011523 | 0.051298 | 3.3274 | 3.094 | 3.0192 | 5.1627 | 4.5913 | 4.4187
2990 | 5.748e-05 | 0.00011503 | 0.04526 | 3.308 | 3.0928 | 3.0192 | 5.113 | 4.5887 | 4.4187
2991 | 4.0098e-05 | 0.00011406 | 0.036175 | 3.2977 | 3.0928 | 3.0192 | 5.0869 | 4.5887 | 4.4187
2992 | 3.7512e-05 | 0.00011441 | 0.02781 | 3.2785 | 3.0928 | 3.0192 | 5.0387 | 4.5887 | 4.4187
2993 | 4.6008e-05 | 0.00011434 | 0.015788 | 3.2384 | 3.0928 | 3.0192 | 4.9388 | 4.5887 | 4.4187
2994 | 4.3474e-05 | 0.00011433 | 0.0065369 | 3.1789 | 3.0928 | 3.0192 | 4.7933 | 4.5887 | 4.4187
2995 | 7.8769e-05 | 0.00011531 | 0.00077556 | 3.1078 | 3.0928 | 3.0192 | 4.6237 | 4.5887 | 4.4187
2996 | 0.00010756 | 0.00011487 | 0 | 3.0628 | 3.0928 | 3.0192 | 4.5189 | 4.5887 | 4.4187
2997 | 0.00012078 | 0.0001152 | 0 | 3.0246 | 3.094 | 3.0192 | 4.431 | 4.5913 | 4.4187
2998 | 0.00013839 | 0.00011553 | 0 | 2.9978 | 3.094 | 3.0192 | 4.3702 | 4.5913 | 4.4187
2999 | 0.0001521 | 0.00011513 | 0 | 2.9642 | 3.094 | 3.0192 | 4.2949 | 4.5913 | 4.4187
3000 | 4.7931e-05 | 0.00011411 | 0 | 2.9467 | 3.094 | 3.0192 | 4.2559 | 4.5913 | 4.4187
3001 | 5.5999e-05 | 0.00011454 | 0 | 2.9043 | 3.094 | 3.0192 | 4.1626 | 4.5913 | 4.4187
3002 | 6.3659e-05 | 0.00011144 | 0 | 2.8993 | 3.094 | 3.0192 | 4.1517 | 4.5913 | 4.4187
3003 | 6.879e-05 | 0.00011549 | 0 | 2.8835 | 3.0951 | 3.0192 | 4.1174 | 4.594 | 4.4187
3004 | 7.494e-05 | 0.00011383 | 0.00099715 | 2.8621 | 3.0962 | 3.0192 | 4.0712 | 4.5966 | 4.4187
3005 | 8.8804e-05 | 0.00011498 | 0.0068693 | 2.8885 | 3.0985 | 3.0192 | 4.1281 | 4.6019 | 4.4187
3006 | 7.7878e-05 | 0.00011453 | 0.01673 | 2.9747 | 3.0985 | 3.0192 | 4.3182 | 4.6019 | 4.4187
3007 | 7.9949e-05 | 0.00011497 | 0.029194 | 3.0463 | 3.0985 | 3.0192 | 4.4808 | 4.6019 | 4.4187
3008 | 3.4702e-05 | 0.00011397 | 0.029984 | 3.0762 | 3.0985 | 3.0192 | 4.5498 | 4.6019 | 4.4187
3009 | 2.6428e-05 | 0.00011386 | 0.03954 | 3.1296 | 3.0985 | 3.0192 | 4.6752 | 4.6019 | 4.4187
3010 | 1.6686e-05 | 0.00011279 | 0.034831 | 3.1564 | 3.0973 | 3.0192 | 4.7392 | 4.5993 | 4.4187
3011 | 1.8821e-05 | 0.00011417 | 0.050356 | 3.2372 | 3.0985 | 3.0192 | 4.9358 | 4.6019 | 4.4187
3012 | 1.8127e-05 | 0.00011336 | 0.042601 | 3.2459 | 3.0996 | 3.0192 | 4.9572 | 4.6046 | 4.4187
3013 | 1.9662e-05 | 0.0001141 | 0.035676 | 3.2212 | 3.0996 | 3.0192 | 4.8963 | 4.6046 | 4.4187
3014 | 1.5615e-05 | 0.00011375 | 0.031355 | 3.2175 | 3.0996 | 3.0192 | 4.8873 | 4.6046 | 4.4187
3015 | 8.9368e-06 | 0.0001116 | 0.027034 | 3.2102 | 3.0996 | 3.0192 | 4.8694 | 4.6046 | 4.4187
3016 | 1.4073e-05 | 0.00010937 | 0.023655 | 3.2151 | 3.0996 | 3.0192 | 4.8814 | 4.6046 | 4.4187
3017 | 3.357e-05 | 0.0001105 | 0.011467 | 3.1717 | 3.0996 | 3.0192 | 4.7761 | 4.6046 | 4.4187
3018 | 1.3629e-05 | 0.000109 | 0.004875 | 3.1307 | 3.0996 | 3.0192 | 4.678 | 4.6046 | 4.4187
3019 | 1.3857e-05 | 0.0001182 | 0.00083096 | 3.0851 | 3.0996 | 3.0192 | 4.5707 | 4.6046 | 4.4187
3020 | 3.485e-05 | 0.00011476 | 0 | 3.0246 | 3.0996 | 3.0192 | 4.431 | 4.6046 | 4.4187
3021 | 3.1085e-05 | 0.00011497 | 0 | 2.9747 | 3.0996 | 3.0192 | 4.3182 | 4.6046 | 4.4187
3022 | 3.5162e-05 | 0.00011516 | 0 | 2.9213 | 3.0996 | 3.0192 | 4.1999 | 4.6046 | 4.4187
3023 | 4.8881e-05 | 0.00011523 | 0 | 2.9003 | 3.0996 | 3.0192 | 4.1539 | 4.6046 | 4.4187
3024 | 6.286e-05 | 0.00011434 | 0 | 2.8777 | 3.0996 | 3.0192 | 4.1047 | 4.6046 | 4.4187
3025 | 6.8231e-05 | 0.00011341 | 0 | 2.8525 | 3.1008 | 3.0192 | 4.0505 | 4.6073 | 4.4187
3026 | 7.2455e-05 | 0.00011127 | 0 | 2.8315 | 3.0996 | 3.0192 | 4.0057 | 4.6046 | 4.4187
3027 | 7.3138e-05 | 0.00011424 | 0 | 2.8249 | 3.1008 | 3.0192 | 3.9917 | 4.6073 | 4.4187
3028 | 7.9565e-05 | 0.00011491 | 0.0011633 | 2.8146 | 3.1008 | 3.0192 | 3.9698 | 4.6073 | 4.4187
3029 | 7.3014e-05 | 0.00011544 | 0.0074233 | 2.842 | 3.1008 | 3.0192 | 4.028 | 4.6073 | 4.4187
3030 | 9.049e-05 | 0.00011505 | 0.0195 | 2.9385 | 3.1008 | 3.0192 | 4.2378 | 4.6073 | 4.4187
3031 | 6.1921e-05 | 0.00011354 | 0.029361 | 2.9946 | 3.1019 | 3.0192 | 4.3631 | 4.6099 | 4.4187
3032 | 3.5601e-05 | 0.00011398 | 0.045204 | 3.0908 | 3.1019 | 3.0192 | 4.5838 | 4.6099 | 4.4187
3033 | 2.4333e-05 | 0.00011448 | 0.052074 | 3.1599 | 3.1019 | 3.0192 | 4.7476 | 4.6099 | 4.4187
3034 | 1.8951e-05 | 0.00011432 | 0.058444 | 3.209 | 3.103 | 3.0192 | 4.8665 | 4.6126 | 4.4187
3035 | 2.0965e-05 | 0.00011488 | 0.056007 | 3.2347 | 3.103 | 3.0192 | 4.9296 | 4.6126 | 4.4187
3036 | 2.6778e-05 | 0.00011472 | 0.056782 | 3.2785 | 3.103 | 3.0192 | 5.0387 | 4.6126 | 4.4187
3037 | 2.3321e-05 | 0.00011471 | 0.047586 | 3.276 | 3.103 | 3.0192 | 5.0323 | 4.6126 | 4.4187
3038 | 2.3591e-05 | 0.0001138 | 0.047365 | 3.308 | 3.1019 | 3.0192 | 5.113 | 4.6099 | 4.4187
3039 | 1.7548e-05 | 0.00011343 | 0.039443 | 3.2874 | 3.1019 | 3.0192 | 5.0611 | 4.6099 | 4.4187
3040 | 1.2917e-05 | 0.00011207 | 0.022658 | 3.2521 | 3.1019 | 3.0192 | 4.9727 | 4.6099 | 4.4187
3041 | 1.7581e-05 | 0.00011123 | 0.015622 | 3.2285 | 3.1008 | 3.0192 | 4.9145 | 4.6073 | 4.4187
3042 | 3.5691e-05 | 0.0001164 | 0.007811 | 3.1873 | 3.1008 | 3.0192 | 4.8136 | 4.6073 | 4.4187
3043 | 2.2011e-05 | 0.00011413 | 0.0012741 | 3.1307 | 3.1008 | 3.0192 | 4.678 | 4.6073 | 4.4187
3044 | 4.5665e-05 | 0.00011443 | 0 | 3.0739 | 3.1008 | 3.0192 | 4.5446 | 4.6073 | 4.4187
3045 | 5.0209e-05 | 0.00011455 | 0 | 3.0246 | 3.1008 | 3.0192 | 4.431 | 4.6073 | 4.4187
3046 | 4.9511e-05 | 0.00011478 | 0 | 2.9883 | 3.1008 | 3.0192 | 4.3488 | 4.6073 | 4.4187
3047 | 5.8499e-05 | 0.00011425 | 0 | 2.9653 | 3.1008 | 3.0192 | 4.2972 | 4.6073 | 4.4187
3048 | 6.6576e-05 | 0.00011489 | 0 | 2.9539 | 3.0996 | 3.0192 | 4.2719 | 4.6046 | 4.4187
3049 | 7.2594e-05 | 0.00011485 | 0 | 2.9601 | 3.1008 | 3.0192 | 4.2857 | 4.6073 | 4.4187
3050 | 7.7702e-05 | 0.00011513 | 0 | 2.9694 | 3.1008 | 3.0192 | 4.3065 | 4.6073 | 4.4187
3051 | 8.523e-05 | 0.00011529 | 0 | 2.9883 | 3.1008 | 3.0192 | 4.3488 | 4.6073 | 4.4187
3052 | 9.4251e-05 | 0.00011482 | 0.00072017 | 2.9883 | 3.1008 | 3.0192 | 4.3488 | 4.6073 | 4.4187
3053 | 0.00010884 | 0.00011506 | 0.0038778 | 2.9999 | 3.1008 | 3.0192 | 4.375 | 4.6073 | 4.4187
3054 | 0.00010661 | 0.00011142 | 0.009196 | 3.0321 | 3.1008 | 3.0192 | 4.4483 | 4.6073 | 4.4187
3055 | 9.5812e-05 | 0.00011373 | 0.016896 | 3.0795 | 3.1008 | 3.0192 | 4.5576 | 4.6073 | 4.4187
3056 | 5.5824e-05 | 0.00011382 | 0.025538 | 3.1066 | 3.103 | 3.0192 | 4.621 | 4.6126 | 4.4187
3057 | 4.8393e-05 | 0.00011363 | 0.03839 | 3.147 | 3.1042 | 3.0192 | 4.7167 | 4.6153 | 4.4187
3058 | 4.1319e-05 | 0.00011297 | 0.039 | 3.1587 | 3.1042 | 3.0192 | 4.7448 | 4.6153 | 4.4187
3059 | 4.4196e-05 | 0.0001142 | 0.042047 | 3.2041 | 3.1042 | 3.0192 | 4.8546 | 4.6153 | 4.4187
3060 | 5.0132e-05 | 0.00011431 | 0.040496 | 3.2102 | 3.1042 | 3.0192 | 4.8694 | 4.6153 | 4.4187
3061 | 4.7213e-05 | 0.0001137 | 0.052517 | 3.2722 | 3.1042 | 3.0192 | 5.0228 | 4.6153 | 4.4187
3062 | 3.6138e-05 | 0.00011388 | 0.051741 | 3.3028 | 3.1042 | 3.0192 | 5.0999 | 4.6153 | 4.4187
3063 | 3.4817e-05 | 0.00011129 | 0.042324 | 3.334 | 3.103 | 3.0192 | 5.1795 | 4.6126 | 4.4187
3064 | 4.1498e-05 | 0.00011172 | 0.027643 | 3.3105 | 3.1042 | 3.0192 | 5.1196 | 4.6153 | 4.4187
3065 | 3.4941e-05 | 0.00011166 | 0.020275 | 3.3054 | 3.1042 | 3.0192 | 5.1065 | 4.6153 | 4.4187
3066 | 2.497e-05 | 0.00010893 | 0.0085866 | 3.2335 | 3.1042 | 3.0192 | 4.9266 | 4.6153 | 4.4187
3067 | 3.6527e-05 | 0.00011563 | 0.0014403 | 3.1505 | 3.1042 | 3.0192 | 4.7251 | 4.6153 | 4.4187
3068 | 6.1835e-05 | 0.00011355 | 0 | 3.0739 | 3.1042 | 3.0192 | 4.5446 | 4.6153 | 4.4187
3069 | 6.6276e-05 | 0.00011422 | 0 | 3.0031 | 3.1042 | 3.0192 | 4.3823 | 4.6153 | 4.4187
3070 | 6.4888e-05 | 0.00011466 | 0 | 2.9591 | 3.1042 | 3.0192 | 4.2834 | 4.6153 | 4.4187
3071 | 7.3006e-05 | 0.00011406 | 0 | 2.9223 | 3.1042 | 3.0192 | 4.2021 | 4.6153 | 4.4187
3072 | 7.9476e-05 | 0.0001142 | 0 | 2.8973 | 3.1042 | 3.0192 | 4.1474 | 4.6153 | 4.4187
3073 | 8.4678e-05 | 0.00011518 | 0 | 2.867 | 3.1042 | 3.0192 | 4.0816 | 4.6153 | 4.4187
3074 | 9.1416e-05 | 0.00011463 | 0 | 2.8164 | 3.1042 | 3.0192 | 3.9738 | 4.6153 | 4.4187
3075 | 9.4666e-05 | 0.00011488 | 0 | 2.7978 | 3.1064 | 3.0192 | 3.9345 | 4.6206 | 4.4187
3076 | 9.7506e-05 | 0.00011428 | 0.0016065 | 2.7668 | 3.1064 | 3.0192 | 3.8696 | 4.6206 | 4.4187
3077 | 0.00010934 | 0.00011444 | 0.0098607 | 2.8127 | 3.1064 | 3.0192 | 3.9659 | 4.6206 | 4.4187
3078 | 9.7509e-05 | 0.00011523 | 0.025649 | 2.9294 | 3.1064 | 3.0192 | 4.2176 | 4.6206 | 4.4187
3079 | 8.7139e-05 | 0.00011383 | 0.043819 | 3.0354 | 3.1064 | 3.0192 | 4.4557 | 4.6206 | 4.4187
3080 | 4.2503e-05 | 0.00011303 | 0.05717 | 3.1307 | 3.1064 | 3.0192 | 4.678 | 4.6206 | 4.4187
3081 | 3.051e-05 | 0.00011242 | 0.067917 | 3.2005 | 3.1064 | 3.0192 | 4.8457 | 4.6206 | 4.4187
3082 | 2.4542e-05 | 0.00011146 | 0.07318 | 3.2785 | 3.1076 | 3.0192 | 5.0387 | 4.6233 | 4.4187
3083 | 2.4627e-05 | 0.00011275 | 0.077889 | 3.3525 | 3.1076 | 3.0192 | 5.227 | 4.6233 | 4.4187
3084 | 2.8417e-05 | 0.00011239 | 0.078498 | 3.4119 | 3.1087 | 3.0192 | 5.3823 | 4.626 | 4.4187
3085 | 3.055e-05 | 0.00011102 | 0.072903 | 3.4635 | 3.1087 | 3.0192 | 5.5202 | 4.626 | 4.4187
3086 | 2.2859e-05 | 0.00011125 | 0.06138 | 3.5007 | 3.1076 | 3.0192 | 5.6214 | 4.6233 | 4.4187
3087 | 1.5952e-05 | 0.00010997 | 0.048473 | 3.5123 | 3.1076 | 3.0192 | 5.6533 | 4.6233 | 4.4187
3088 | 1.4724e-05 | 0.00011196 | 0.034734 | 3.505 | 3.1076 | 3.0192 | 5.6333 | 4.6233 | 4.4187
3089 | 2.6084e-05 | 0.00011723 | 0.022436 | 3.482 | 3.1076 | 3.0192 | 5.5703 | 4.6233 | 4.4187
3090 | 1.6876e-05 | 0.00011878 | 0.0089744 | 3.4023 | 3.1076 | 3.0192 | 5.357 | 4.6233 | 4.4187
3091 | 2.5274e-05 | 0.00012155 | 0.0011079 | 3.2798 | 3.1076 | 3.0192 | 5.0419 | 4.6233 | 4.4187
3092 | 3.0467e-05 | 0.00012117 | 0 | 3.1658 | 3.1087 | 3.0192 | 4.7618 | 4.626 | 4.4187
3093 | 3.1433e-05 | 0.00011883 | 0 | 3.0874 | 3.1087 | 3.0192 | 4.5759 | 4.626 | 4.4187
3094 | 2.6867e-05 | 0.0001174 | 0 | 3.031 | 3.1087 | 3.0192 | 4.4458 | 4.626 | 4.4187
3095 | 3.1991e-05 | 0.00011713 | 0 | 2.9978 | 3.1087 | 3.0192 | 4.3702 | 4.626 | 4.4187
3096 | 4.3201e-05 | 0.00011512 | 0 | 2.9883 | 3.1087 | 3.0192 | 4.3488 | 4.626 | 4.4187
3097 | 5.0029e-05 | 0.00011701 | 0 | 2.9684 | 3.1087 | 3.0192 | 4.3042 | 4.626 | 4.4187
3098 | 5.7883e-05 | 0.0001125 | 0 | 2.9457 | 3.111 | 3.0192 | 4.2536 | 4.6314 | 4.4187
3099 | 5.827e-05 | 0.00011414 | 0 | 2.9213 | 3.111 | 3.0192 | 4.1999 | 4.6314 | 4.4187
3100 | 6.3693e-05 | 0.00011199 | 0.0017173 | 2.9243 | 3.1122 | 3.0192 | 4.2065 | 4.6341 | 4.4187
3101 | 6.8079e-05 | 0.00011435 | 0.0095838 | 3.0021 | 3.1122 | 3.0192 | 4.3798 | 4.6341 | 4.4187
3102 | 8.2652e-05 | 0.00011491 | 0.022713 | 3.1505 | 3.1133 | 3.0192 | 4.7251 | 4.6368 | 4.4187
3103 | 6.4204e-05 | 0.0001134 | 0.040052 | 3.2583 | 3.1133 | 3.0192 | 4.9883 | 4.6368 | 4.4187
3104 | 3.1383e-05 | 0.00011105 | 0.056838 | 3.4105 | 3.1145 | 3.0192 | 5.3787 | 4.6395 | 4.4187
3105 | 2.8926e-05 | 0.00011168 | 0.06969 | 3.549 | 3.1145 | 3.0192 | 5.7553 | 4.6395 | 4.4187
3106 | 1.5863e-05 | 0.00010631 | 0.076836 | 3.6296 | 3.1156 | 3.0192 | 5.9843 | 4.6422 | 4.4187
3107 | 1.9126e-05 | 0.00011412 | 0.082875 | 3.7287 | 3.1179 | 3.0192 | 6.2764 | 4.6476 | 4.4187
3108 | 1.9301e-05 | 0.00011446 | 0.078443 | 3.7921 | 3.119 | 3.0192 | 6.47 | 4.6503 | 4.4187
3109 | 2.5554e-05 | 0.00011533 | 0.071629 | 3.8647 | 3.119 | 3.0192 | 6.6983 | 4.6503 | 4.4187
3110 | 2.3346e-05 | 0.00011513 | 0.058333 | 3.8789 | 3.119 | 3.0192 | 6.7437 | 4.6503 | 4.4187
3111 | 1.5781e-05 | 0.00011091 | 0.045647 | 3.8629 | 3.119 | 3.0192 | 6.6927 | 4.6503 | 4.4187
3112 | 1.09e-05 | 0.00011247 | 0.035621 | 3.8507 | 3.119 | 3.0192 | 6.6536 | 4.6503 | 4.4187
3113 | 1.7224e-05 | 0.00011754 | 0.020331 | 3.816 | 3.119 | 3.0192 | 6.5444 | 4.6503 | 4.4187
3114 | 2.2411e-05 | 0.0001194 | 0.0083096 | 3.7435 | 3.119 | 3.0192 | 6.3212 | 4.6503 | 4.4187
3115 | 3.1475e-05 | 0.00012059 | 0.0016065 | 3.6234 | 3.119 | 3.0192 | 5.9664 | 4.6503 | 4.4187
3116 | 3.1228e-05 | 0.00012213 | 0 | 3.5476 | 3.1213 | 3.0192 | 5.7512 | 4.6558 | 4.4187
3117 | 3.3334e-05 | 0.00011393 | 0 | 3.4494 | 3.1213 | 3.0192 | 5.4822 | 4.6558 | 4.4187
3118 | 2.917e-05 | 0.00011753 | 0 | 3.405 | 3.1225 | 3.0192 | 5.3642 | 4.6585 | 4.4187
3119 | 3.1607e-05 | 0.00011681 | 0 | 3.3564 | 3.1225 | 3.0192 | 5.2373 | 4.6585 | 4.4187
3120 | 3.7442e-05 | 0.00011777 | 0 | 3.3144 | 3.1225 | 3.0192 | 5.1295 | 4.6585 | 4.4187
3121 | 4.0542e-05 | 0.00011564 | 0 | 3.2772 | 3.1225 | 3.0192 | 5.0355 | 4.6585 | 4.4187
3122 | 4.4687e-05 | 0.0001158 | 0 | 3.2066 | 3.1237 | 3.0192 | 4.8605 | 4.6612 | 4.4187
3123 | 5.124e-05 | 0.0001159 | 0 | 3.1957 | 3.1248 | 3.0192 | 4.834 | 4.664 | 4.4187
3124 | 5.3175e-05 | 0.00011597 | 0.0018835 | 3.2053 | 3.1271 | 3.0192 | 4.8576 | 4.6694 | 4.4187
3125 | 6.8081e-05 | 0.00011146 | 0.0091406 | 3.2372 | 3.1294 | 3.0192 | 4.9358 | 4.6749 | 4.4187
3126 | 6.7163e-05 | 0.00011569 | 0.022547 | 3.3458 | 3.1294 | 3.0192 | 5.2099 | 4.6749 | 4.4187
3127 | 6.6679e-05 | 0.00011404 | 0.033128 | 3.4508 | 3.1306 | 3.0192 | 5.486 | 4.6777 | 4.4187
3128 | 3.5346e-05 | 0.00011282 | 0.045869 | 3.57 | 3.1317 | 3.0192 | 5.8141 | 4.6804 | 4.4187
3129 | 2.2639e-05 | 0.00010627 | 0.053902 | 3.7042 | 3.1329 | 3.0192 | 6.2032 | 4.6832 | 4.4187
3130 | 2.0232e-05 | 0.00011427 | 0.061879 | 3.8023 | 3.1341 | 3.0192 | 6.5017 | 4.6859 | 4.4187
3131 | 2.4005e-05 | 0.00012179 | 0.059774 | 3.8125 | 3.1341 | 3.0192 | 6.5336 | 4.6859 | 4.4187
3132 | 2.0136e-05 | 0.00011704 | 0.0467 | 3.8143 | 3.1364 | 3.0192 | 6.539 | 4.6914 | 4.4187
3133 | 2.8432e-05 | 0.00011562 | 0.047365 | 3.8194 | 3.1376 | 3.0192 | 6.5551 | 4.6942 | 4.4187
3134 | 3.4285e-05 | 0.00011505 | 0.03551 | 3.7887 | 3.1387 | 3.0192 | 6.4595 | 4.697 | 4.4187
3135 | 1.6412e-05 | 0.00011132 | 0.026092 | 3.6897 | 3.1387 | 3.0192 | 6.16 | 4.697 | 4.4187
3136 | 1.138e-05 | 0.00011302 | 0.021217 | 3.6468 | 3.1387 | 3.0192 | 6.0341 | 4.697 | 4.4187
3137 | 1.0574e-05 | 0.00011831 | 0.012187 | 3.521 | 3.1399 | 3.0192 | 5.6775 | 4.6998 | 4.4187
3138 | 2.0347e-05 | 0.00012016 | 0.0054289 | 3.4036 | 3.1399 | 3.0192 | 5.3606 | 4.6998 | 4.4187
3139 | 3.1674e-05 | 0.0001204 | 0.0011079 | 3.2874 | 3.1399 | 3.0192 | 5.0611 | 4.6998 | 4.4187
3140 | 2.0014e-05 | 0.00012289 | 0 | 3.2285 | 3.1422 | 3.0192 | 4.9145 | 4.7053 | 4.4187
3141 | 1.8712e-05 | 0.00011752 | 0 | 3.209 | 3.1434 | 3.0192 | 4.8665 | 4.7081 | 4.4187
3142 | 1.0274e-05 | 0.00011846 | 0 | 3.1564 | 3.1446 | 3.0192 | 4.7392 | 4.7109 | 4.4187
3143 | 1.0036e-05 | 0.0001174 | 0 | 3.1342 | 3.1457 | 3.0192 | 4.6862 | 4.7137 | 4.4187
3144 | 1.9388e-05 | 0.00011573 | 0 | 3.1181 | 3.1457 | 3.0192 | 4.648 | 4.7137 | 4.4187
3145 | 2.472e-05 | 0.00011587 | 0 | 3.0829 | 3.1469 | 3.0192 | 4.5655 | 4.7165 | 4.4187
3146 | 2.9645e-05 | 0.00011518 | 0 | 3.0762 | 3.1481 | 3.0192 | 4.5498 | 4.7193 | 4.4187
3147 | 3.9156e-05 | 0.00011582 | 0 | 3.0739 | 3.1481 | 3.0192 | 4.5446 | 4.7193 | 4.4187
3148 | 5.2481e-05 | 0.00011472 | 0.00088636 | 3.0606 | 3.1481 | 3.0192 | 4.5138 | 4.7193 | 4.4187
3149 | 7.2605e-05 | 0.00011552 | 0.0043764 | 3.0661 | 3.1504 | 3.0192 | 4.5266 | 4.7249 | 4.4187
3150 | 6.06e-05 | 0.00011564 | 0.0076448 | 3.0885 | 3.1528 | 3.0192 | 4.5786 | 4.7305 | 4.4187
3151 | 5.5715e-05 | 0.00011492 | 0.012686 | 3.1203 | 3.1539 | 3.0192 | 4.6534 | 4.7333 | 4.4187
3152 | 3.975e-05 | 0.00011317 | 0.021937 | 3.1694 | 3.1539 | 3.0192 | 4.7704 | 4.7333 | 4.4187
3153 | 2.5431e-05 | 0.00010924 | 0.03069 | 3.2066 | 3.1563 | 3.0192 | 4.8605 | 4.7389 | 4.4187
3154 | 2.0967e-05 | 0.00011096 | 0.042933 | 3.2874 | 3.1563 | 3.0192 | 5.0611 | 4.7389 | 4.4187
3155 | 2.4256e-05 | 0.00012009 | 0.046977 | 3.3406 | 3.1563 | 3.0192 | 5.1964 | 4.7389 | 4.4187
3156 | 2.4845e-05 | 0.00011612 | 0.051353 | 3.416 | 3.1563 | 3.0192 | 5.3932 | 4.7389 | 4.4187
3157 | 2.8501e-05 | 0.00011483 | 0.053791 | 3.4479 | 3.1575 | 3.0192 | 5.4785 | 4.7418 | 4.4187
3158 | 3.396e-05 | 0.00011458 | 0.049193 | 3.4663 | 3.1575 | 3.0192 | 5.5279 | 4.7418 | 4.4187
3159 | 1.6972e-05 | 0.00011089 | 0.040385 | 3.4978 | 3.1586 | 3.0192 | 5.6135 | 4.7446 | 4.4187
3160 | 1.1238e-05 | 0.00011227 | 0.032352 | 3.482 | 3.1586 | 3.0192 | 5.5703 | 4.7446 | 4.4187
3161 | 1.0707e-05 | 0.00011775 | 0.019555 | 3.4201 | 3.1598 | 3.0192 | 5.4042 | 4.7474 | 4.4187
3162 | 1.2906e-05 | 0.00011942 | 0.0076448 | 3.334 | 3.161 | 3.0192 | 5.1795 | 4.7502 | 4.4187
3163 | 1.3745e-05 | 0.0001202 | 0.0013295 | 3.2583 | 3.161 | 3.0192 | 4.9883 | 4.7502 | 4.4187
3164 | 3.1458e-05 | 0.00012229 | 0 | 3.1993 | 3.1622 | 3.0192 | 4.8428 | 4.7531 | 4.4187
3165 | 2.7542e-05 | 0.00011834 | 0 | 3.1529 | 3.1622 | 3.0192 | 4.7307 | 4.7531 | 4.4187
3166 | 2.8534e-05 | 0.00011683 | 0 | 3.1181 | 3.1622 | 3.0192 | 4.648 | 4.7531 | 4.4187
3167 | 2.9274e-05 | 0.00011668 | 0 | 3.0818 | 3.1622 | 3.0192 | 4.5628 | 4.7531 | 4.4187
3168 | 3.1776e-05 | 0.0001167 | 0 | 3.0751 | 3.1622 | 3.0192 | 4.5472 | 4.7531 | 4.4187
3169 | 3.7605e-05 | 0.00011574 | 0 | 3.0584 | 3.1634 | 3.0192 | 4.5087 | 4.7559 | 4.4187
3170 | 4.6246e-05 | 0.00011556 | 0 | 3.0529 | 3.1646 | 3.0192 | 4.4959 | 4.7588 | 4.4187
3171 | 6.0996e-05 | 0.00011589 | 0 | 3.0573 | 3.1646 | 3.0192 | 4.5061 | 4.7588 | 4.4187
3172 | 8.0847e-05 | 0.00011457 | 0.0014957 | 3.0332 | 3.1646 | 3.0192 | 4.4508 | 4.7588 | 4.4187
3173 | 7.5389e-05 | 0.00011552 | 0.0071463 | 3.0739 | 3.1646 | 3.0192 | 4.5446 | 4.7588 | 4.4187
3174 | 7.4971e-05 | 0.00011574 | 0.013739 | 3.1112 | 3.1657 | 3.0192 | 4.6318 | 4.7616 | 4.4187
3175 | 6.2744e-05 | 0.00011453 | 0.028474 | 3.1993 | 3.1669 | 3.0192 | 4.8428 | 4.7645 | 4.4187
3176 | 2.5638e-05 | 0.0001136 | 0.033626 | 3.2421 | 3.1669 | 3.0192 | 4.948 | 4.7645 | 4.4187
3177 | 2.1461e-05 | 0.00011096 | 0.051686 | 3.3054 | 3.1669 | 3.0192 | 5.1065 | 4.7645 | 4.4187
3178 | 1.0626e-05 | 0.00010837 | 0.052184 | 3.4091 | 3.1681 | 3.0192 | 5.375 | 4.7673 | 4.4187
3179 | 1.6717e-05 | 0.00011809 | 0.038446 | 3.4146 | 3.1681 | 3.0192 | 5.3896 | 4.7673 | 4.4187
3180 | 1.1668e-05 | 0.00011532 | 0.051575 | 3.4382 | 3.1681 | 3.0192 | 5.4522 | 4.7673 | 4.4187
3181 | 1.4242e-05 | 0.00011452 | 0.060383 | 3.4791 | 3.1681 | 3.0192 | 5.5626 | 4.7673 | 4.4187
3182 | 1.3198e-05 | 0.00011455 | 0.045703 | 3.4564 | 3.1693 | 3.0192 | 5.5012 | 4.7702 | 4.4187
3183 | 6.0865e-06 | 0.00011089 | 0.038446 | 3.4606 | 3.1693 | 3.0192 | 5.5126 | 4.7702 | 4.4187
3184 | 1.2031e-05 | 0.00011283 | 0.025871 | 3.4494 | 3.1693 | 3.0192 | 5.4822 | 4.7702 | 4.4187
3185 | 2.022e-05 | 0.00011831 | 0.020663 | 3.4174 | 3.1693 | 3.0192 | 5.3969 | 4.7702 | 4.4187
3186 | 1.2742e-05 | 0.00012027 | 0.0077002 | 3.3631 | 3.1693 | 3.0192 | 5.2546 | 4.7702 | 4.4187
3187 | 1.127e-05 | 0.0001206 | 0.0011633 | 3.276 | 3.1693 | 3.0192 | 5.0323 | 4.7702 | 4.4187
3188 | 1.6582e-05 | 0.00012293 | 0 | 3.1909 | 3.1681 | 3.0192 | 4.8223 | 4.7673 | 4.4187
3189 | 1.684e-05 | 0.00011456 | 0 | 3.1226 | 3.1681 | 3.0192 | 4.6588 | 4.7673 | 4.4187
3190 | 1.5495e-05 | 0.00011767 | 0 | 3.1055 | 3.1693 | 3.0192 | 4.6184 | 4.7702 | 4.4187
3191 | 2.0737e-05 | 0.00011739 | 0 | 3.0751 | 3.1693 | 3.0192 | 4.5472 | 4.7702 | 4.4187
3192 | 3.2315e-05 | 0.00011844 | 0 | 3.0784 | 3.1693 | 3.0192 | 4.555 | 4.7702 | 4.4187
3193 | 3.6868e-05 | 0.00011503 | 0 | 3.0332 | 3.1705 | 3.0192 | 4.4508 | 4.773 | 4.4187
3194 | 4.0377e-05 | 0.0001154 | 0 | 3.0192 | 3.1717 | 3.0192 | 4.4187 | 4.7759 | 4.4187
3195 | 3.8126e-05 | 0.00011439 | 0 | 3.001 | 3.1717 | 3.0192 | 4.3774 | 4.7759 | 4.4187
3196 | 3.7642e-05 | 0.00011407 | 0.0017727 | 3.0021 | 3.1717 | 3.0192 | 4.3798 | 4.7759 | 4.4187
3197 | 4.5253e-05 | 0.00011484 | 0.0095838 | 3.0562 | 3.1705 | 3.0192 | 4.5036 | 4.773 | 4.4187
3198 | 3.9028e-05 | 0.00011516 | 0.017893 | 3.1181 | 3.1741 | 3.0192 | 4.648 | 4.7816 | 4.4187
3199 | 4.7003e-05 | 0.00011333 | 0.028973 | 3.1993 | 3.1741 | 3.0192 | 4.8428 | 4.7816 | 4.4187
3200 | 2.2958e-05 | 0.00011311 | 0.037061 | 3.276 | 3.1741 | 3.0192 | 5.0323 | 4.7816 | 4.4187
3201 | 1.0934e-05 | 0.00011353 | 0.044484 | 3.3564 | 3.1741 | 3.0192 | 5.2373 | 4.7816 | 4.4187
3202 | 8.3726e-06 | 0.00011236 | 0.04465 | 3.3982 | 3.1741 | 3.0192 | 5.3462 | 4.7816 | 4.4187
3203 | 1.4693e-05 | 0.00011346 | 0.042047 | 3.3819 | 3.1752 | 3.0192 | 5.3035 | 4.7845 | 4.4187
3204 | 1.8351e-05 | 0.00011459 | 0.046922 | 3.4494 | 3.1752 | 3.0192 | 5.4822 | 4.7845 | 4.4187
3205 | 2.1903e-05 | 0.00011463 | 0.042102 | 3.4705 | 3.1752 | 3.0192 | 5.5394 | 4.7845 | 4.4187
3206 | 2.3999e-05 | 0.00011462 | 0.040717 | 3.4834 | 3.1741 | 3.0192 | 5.5742 | 4.7816 | 4.4187
3207 | 1.9738e-05 | 0.00011079 | 0.03767 | 3.5152 | 3.1741 | 3.0192 | 5.6613 | 4.7816 | 4.4187
3208 | 1.2151e-05 | 0.00011294 | 0.024209 | 3.4805 | 3.1741 | 3.0192 | 5.5665 | 4.7816 | 4.4187
3209 | 2.8327e-05 | 0.00011857 | 0.01745 | 3.4215 | 3.1741 | 3.0192 | 5.4079 | 4.7816 | 4.4187
3210 | 1.6768e-05 | 0.00012059 | 0.010969 | 3.3995 | 3.1741 | 3.0192 | 5.3498 | 4.7816 | 4.4187
3211 | 1.3821e-05 | 0.00012004 | 0.0019943 | 3.3248 | 3.1741 | 3.0192 | 5.156 | 4.7816 | 4.4187
3212 | 2.3845e-05 | 0.00012241 | 0 | 3.2421 | 3.1752 | 3.0192 | 4.948 | 4.7845 | 4.4187
3213 | 1.882e-05 | 0.00011618 | 0 | 3.1706 | 3.1741 | 3.0192 | 4.7732 | 4.7816 | 4.4187
3214 | 1.1996e-05 | 0.00011766 | 0 | 3.0941 | 3.1741 | 3.0192 | 4.5918 | 4.7816 | 4.4187
3215 | 1.2924e-05 | 0.00011693 | 0 | 3.0684 | 3.1741 | 3.0192 | 4.5317 | 4.7816 | 4.4187
3216 | 2.2492e-05 | 0.00011885 | 0 | 3.0639 | 3.1752 | 3.0192 | 4.5214 | 4.7845 | 4.4187
3217 | 3.0295e-05 | 0.00011684 | 0 | 3.0397 | 3.1752 | 3.0192 | 4.4657 | 4.7845 | 4.4187
3218 | 3.6141e-05 | 0.00011642 | 0 | 3.0376 | 3.1752 | 3.0192 | 4.4607 | 4.7845 | 4.4187
3219 | 4.1057e-05 | 0.00011527 | 0 | 3.0149 | 3.1764 | 3.0192 | 4.4089 | 4.7874 | 4.4187
3220 | 4.8706e-05 | 0.0001141 | 0.0022713 | 2.9946 | 3.1764 | 3.0192 | 4.3631 | 4.7874 | 4.4187
3221 | 4.2236e-05 | 0.00011508 | 0.0098053 | 3.0529 | 3.1764 | 3.0192 | 4.4959 | 4.7874 | 4.4187
3222 | 6.1134e-05 | 0.00011523 | 0.020829 | 3.1423 | 3.1788 | 3.0192 | 4.7056 | 4.7932 | 4.4187
3223 | 6.6343e-05 | 0.00011253 | 0.035067 | 3.2359 | 3.18 | 3.0192 | 4.9327 | 4.796 | 4.4187
3224 | 1.9227e-05 | 0.00010393 | 0.043902 | 3.317 | 3.1788 | 3.0192 | 5.1361 | 4.7932 | 4.4187
3225 | 1.188e-05 | 0.0001141 | 0.055397 | 3.3819 | 3.1788 | 3.0192 | 5.3035 | 4.7932 | 4.4187
3226 | 9.0357e-06 | 0.00011928 | 0.049414 | 3.4312 | 3.1788 | 3.0192 | 5.4337 | 4.7932 | 4.4187
3227 | 1.4279e-05 | 0.00012328 | 0.049248 | 3.4298 | 3.1788 | 3.0192 | 5.43 | 4.7932 | 4.4187
3228 | 1.8984e-05 | 0.00012073 | 0.045537 | 3.4354 | 3.1788 | 3.0192 | 5.4448 | 4.7932 | 4.4187
3229 | 2.4181e-05 | 0.00011766 | 0.05645 | 3.492 | 3.1812 | 3.0192 | 5.5977 | 4.7989 | 4.4187
3230 | 2.1376e-05 | 0.0001169 | 0.04598 | 3.4635 | 3.18 | 3.0192 | 5.5202 | 4.796 | 4.4187
3231 | 1.399e-05 | 0.00011292 | 0.039886 | 3.4877 | 3.18 | 3.0192 | 5.586 | 4.796 | 4.4187
3232 | 2.9864e-05 | 0.00011436 | 0.032629 | 3.4906 | 3.1788 | 3.0192 | 5.5938 | 4.7932 | 4.4187
3233 | 1.4687e-05 | 0.00011927 | 0.022491 | 3.4536 | 3.1788 | 3.0192 | 5.4936 | 4.7932 | 4.4187
3234 | 1.3e-05 | 0.0001207 | 0.011135 | 3.4036 | 3.1788 | 3.0192 | 5.3606 | 4.7932 | 4.4187
3235 | 1.3194e-05 | 0.00012012 | 0.0019943 | 3.317 | 3.1788 | 3.0192 | 5.1361 | 4.7932 | 4.4187
3236 | 1.9478e-05 | 0.00012287 | 0 | 3.231 | 3.1788 | 3.0192 | 4.9205 | 4.7932 | 4.4187
3237 | 2.24e-05 | 0.0001156 | 0 | 3.125 | 3.1788 | 3.0192 | 4.6643 | 4.7932 | 4.4187
3238 | 8.3677e-06 | 0.0001209 | 0 | 3.0617 | 3.18 | 3.0192 | 4.5163 | 4.796 | 4.4187
3239 | 7.4663e-06 | 0.00012511 | 0 | 3.0063 | 3.1788 | 3.0192 | 4.3895 | 4.7932 | 4.4187
3240 | 1.0201e-05 | 0.00012791 | 0 | 2.9736 | 3.1788 | 3.0192 | 4.3158 | 4.7932 | 4.4187
3241 | 1.2387e-05 | 0.00013018 | 0 | 2.9663 | 3.18 | 3.0192 | 4.2995 | 4.796 | 4.4187
3242 | 1.5014e-05 | 0.00012931 | 0 | 2.9467 | 3.1788 | 3.0192 | 4.2559 | 4.7932 | 4.4187
3243 | 1.8832e-05 | 0.00012548 | 0 | 2.9073 | 3.1788 | 3.0192 | 4.1691 | 4.7932 | 4.4187
3244 | 2.8065e-05 | 0.00012492 | 0.0024929 | 2.9053 | 3.1788 | 3.0192 | 4.1648 | 4.7932 | 4.4187
3245 | 4.6948e-05 | 0.00011628 | 0.011356 | 2.9757 | 3.18 | 3.0192 | 4.3205 | 4.796 | 4.4187
3246 | 3.6333e-05 | 0.00011591 | 0.02443 | 3.1112 | 3.1812 | 3.0192 | 4.6318 | 4.7989 | 4.4187
3247 | 4.4656e-05 | 0.00010902 | 0.037061 | 3.2583 | 3.1812 | 3.0192 | 4.9883 | 4.7989 | 4.4187
3248 | 1.2612e-05 | 0.00011191 | 0.047531 | 3.3353 | 3.1824 | 3.0192 | 5.1828 | 4.8018 | 4.4187
3249 | 1.1554e-05 | 0.0001203 | 0.05163 | 3.3927 | 3.1824 | 3.0192 | 5.3319 | 4.8018 | 4.4187
3250 | 7.9689e-06 | 0.00012023 | 0.063264 | 3.4677 | 3.1836 | 3.0192 | 5.5317 | 4.8047 | 4.4187
3251 | 1.4169e-05 | 0.00012669 | 0.069745 | 3.5357 | 3.1836 | 3.0192 | 5.7182 | 4.8047 | 4.4187
3252 | 2.1901e-05 | 0.00012188 | 0.068693 | 3.5851 | 3.1848 | 3.0192 | 5.8568 | 4.8076 | 4.4187
3253 | 2.5526e-05 | 0.00011777 | 0.046368 | 3.5836 | 3.1848 | 3.0192 | 5.8525 | 4.8076 | 4.4187
3254 | 1.8745e-05 | 0.00011676 | 0.043875 | 3.5912 | 3.1848 | 3.0192 | 5.8741 | 4.8076 | 4.4187
3255 | 1.9557e-05 | 0.00011275 | 0.043709 | 3.5431 | 3.1848 | 3.0192 | 5.7388 | 4.8076 | 4.4187
3256 | 1.6074e-05 | 0.00011419 | 0.03346 | 3.5535 | 3.1848 | 3.0192 | 5.7678 | 4.8076 | 4.4187
3257 | 8.6417e-06 | 0.00011907 | 0.021162 | 3.5036 | 3.1848 | 3.0192 | 5.6293 | 4.8076 | 4.4187
3258 | 9.5445e-06 | 0.0001205 | 0.011467 | 3.4677 | 3.1848 | 3.0192 | 5.5317 | 4.8076 | 4.4187
3259 | 2.3555e-05 | 0.00011993 | 0.0018835 | 3.3301 | 3.1824 | 3.0192 | 5.1694 | 4.8018 | 4.4187
3260 | 3.6837e-05 | 0.00012266 | 0 | 3.2359 | 3.1824 | 3.0192 | 4.9327 | 4.8018 | 4.4187
3261 | 2.3311e-05 | 0.00011534 | 0 | 3.1777 | 3.1824 | 3.0192 | 4.7904 | 4.8018 | 4.4187
3262 | 1.544e-05 | 0.00012086 | 0 | 3.1482 | 3.1824 | 3.0192 | 4.7195 | 4.8018 | 4.4187
3263 | 1.704e-05 | 0.0001254 | 0 | 3.1307 | 3.1848 | 3.0192 | 4.678 | 4.8076 | 4.4187
3264 | 2.4131e-05 | 0.00012789 | 0 | 3.1135 | 3.1848 | 3.0192 | 4.6372 | 4.8076 | 4.4187
3265 | 2.6378e-05 | 0.0001301 | 0 | 3.1112 | 3.1848 | 3.0192 | 4.6318 | 4.8076 | 4.4187
3266 | 2.7834e-05 | 0.00013061 | 0 | 3.0975 | 3.1848 | 3.0192 | 4.5997 | 4.8076 | 4.4187
3267 | 2.8321e-05 | 0.00013011 | 0 | 3.084 | 3.1848 | 3.0192 | 4.5681 | 4.8076 | 4.4187
3268 | 3.2808e-05 | 0.00012955 | 0.0024375 | 3.0695 | 3.186 | 3.0192 | 4.5343 | 4.8105 | 4.4187
3269 | 5.02e-05 | 0.00012926 | 0.0118 | 3.1158 | 3.1884 | 3.0192 | 4.6426 | 4.8164 | 4.4187
3270 | 4.9145e-05 | 0.00012874 | 0.025261 | 3.1825 | 3.1896 | 3.0192 | 4.802 | 4.8193 | 4.4187
3271 | 5.3598e-05 | 0.00011241 | 0.037947 | 3.2608 | 3.1896 | 3.0192 | 4.9945 | 4.8193 | 4.4187
3272 | 1.5748e-05 | 0.00012216 | 0.04875 | 3.3631 | 3.1896 | 3.0192 | 5.2546 | 4.8193 | 4.4187
3273 | 1.1876e-05 | 0.00012254 | 0.057447 | 3.4508 | 3.1908 | 3.0192 | 5.486 | 4.8222 | 4.4187
3274 | 8.8798e-06 | 0.00012453 | 0.061768 | 3.4805 | 3.192 | 3.0192 | 5.5665 | 4.8251 | 4.4187
3275 | 1.8275e-05 | 0.00012863 | 0.058389 | 3.5357 | 3.192 | 3.0192 | 5.7182 | 4.8251 | 4.4187
3276 | 2.1147e-05 | 0.00012182 | 0.065258 | 3.5401 | 3.1908 | 3.0192 | 5.7305 | 4.8222 | 4.4187
3277 | 2.1366e-05 | 0.00011748 | 0.057115 | 3.5625 | 3.192 | 3.0192 | 5.793 | 4.8251 | 4.4187
3278 | 1.8725e-05 | 0.00011647 | 0.050356 | 3.5655 | 3.192 | 3.0192 | 5.8014 | 4.8251 | 4.4187
3279 | 2.0292e-05 | 0.00011243 | 0.033682 | 3.558 | 3.192 | 3.0192 | 5.7804 | 4.8251 | 4.4187
3280 | 1.1088e-05 | 0.00011371 | 0.025981 | 3.4777 | 3.192 | 3.0192 | 5.5587 | 4.8251 | 4.4187
3281 | 2.1525e-05 | 0.00011868 | 0.02094 | 3.4564 | 3.192 | 3.0192 | 5.5012 | 4.8251 | 4.4187
3282 | 2.11e-05 | 0.00012016 | 0.0083096 | 3.4119 | 3.1932 | 3.0192 | 5.3823 | 4.828 | 4.4187
3283 | 1.7011e-05 | 0.00011919 | 0.0019943 | 3.3551 | 3.1932 | 3.0192 | 5.2339 | 4.828 | 4.4187
3284 | 2.366e-05 | 0.00012152 | 0 | 3.2925 | 3.1932 | 3.0192 | 5.074 | 4.828 | 4.4187
3285 | 2.4277e-05 | 0.00011406 | 0 | 3.2608 | 3.1944 | 3.0192 | 4.9945 | 4.831 | 4.4187
3286 | 1.3831e-05 | 0.0001186 | 0 | 3.2496 | 3.1944 | 3.0192 | 4.9665 | 4.831 | 4.4187
3287 | 1.5581e-05 | 0.00012264 | 0 | 3.1897 | 3.1944 | 3.0192 | 4.8194 | 4.831 | 4.4187
3288 | 2.1551e-05 | 0.0001184 | 0 | 3.1388 | 3.1944 | 3.0192 | 4.6973 | 4.831 | 4.4187
3289 | 2.2081e-05 | 0.00011618 | 0 | 3.1192 | 3.1944 | 3.0192 | 4.6507 | 4.831 | 4.4187
3290 | 2.1718e-05 | 0.00011375 | 0 | 3.1055 | 3.1944 | 3.0192 | 4.6184 | 4.831 | 4.4187
3291 | 2.4571e-05 | 0.00011419 | 0 | 3.0762 | 3.1956 | 3.0192 | 4.5498 | 4.8339 | 4.4187
3292 | 3.0653e-05 | 0.00011436 | 0.0019389 | 3.0673 | 3.1968 | 3.0192 | 4.5291 | 4.8368 | 4.4187
3293 | 4.5548e-05 | 0.00011077 | 0.0073125 | 3.1181 | 3.1968 | 3.0192 | 4.648 | 4.8368 | 4.4187
3294 | 3.4069e-05 | 0.00011422 | 0.015068 | 3.1694 | 3.198 | 3.0192 | 4.7704 | 4.8398 | 4.4187
3295 | 4.1737e-05 | 0.00011296 | 0.026258 | 3.22 | 3.198 | 3.0192 | 4.8933 | 4.8398 | 4.4187
3296 | 1.7445e-05 | 0.00011277 | 0.04537 | 3.3067 | 3.1993 | 3.0192 | 5.1098 | 4.8427 | 4.4187
3297 | 7.1818e-06 | 0.00010913 | 0.057281 | 3.3752 | 3.2005 | 3.0192 | 5.2859 | 4.8457 | 4.4187
3298 | 9.5328e-06 | 0.00010821 | 0.056561 | 3.4564 | 3.2017 | 3.0192 | 5.5012 | 4.8486 | 4.4187
3299 | 1.7448e-05 | 0.00011759 | 0.064039 | 3.4949 | 3.2005 | 3.0192 | 5.6056 | 4.8457 | 4.4187
3300 | 2.245e-05 | 0.00011655 | 0.05224 | 3.4748 | 3.2005 | 3.0192 | 5.5509 | 4.8457 | 4.4187
3301 | 2.4131e-05 | 0.00011521 | 0.042711 | 3.4906 | 3.2005 | 3.0192 | 5.5938 | 4.8457 | 4.4187
3302 | 2.1244e-05 | 0.00011552 | 0.045814 | 3.5269 | 3.2005 | 3.0192 | 5.6937 | 4.8457 | 4.4187
3303 | 1.4381e-05 | 0.00011231 | 0.033405 | 3.5152 | 3.2017 | 3.0192 | 5.6613 | 4.8486 | 4.4187
3304 | 2.5399e-05 | 0.00011361 | 0.030524 | 3.492 | 3.2017 | 3.0192 | 5.5977 | 4.8486 | 4.4187
3305 | 1.0964e-05 | 0.00011835 | 0.021273 | 3.4663 | 3.2017 | 3.0192 | 5.5279 | 4.8486 | 4.4187
3306 | 1.0321e-05 | 0.00011987 | 0.0088636 | 3.3819 | 3.2017 | 3.0192 | 5.3035 | 4.8486 | 4.4187
3307 | 1.7906e-05 | 0.00011902 | 0.0017173 | 3.2964 | 3.2017 | 3.0192 | 5.0837 | 4.8486 | 4.4187
3308 | 1.9723e-05 | 0.00012151 | 0 | 3.2261 | 3.2017 | 3.0192 | 4.9084 | 4.8486 | 4.4187
3309 | 2.195e-05 | 0.00011458 | 0 | 3.1861 | 3.2029 | 3.0192 | 4.8107 | 4.8516 | 4.4187
3310 | 5.1844e-06 | 0.00011559 | 0 | 3.1611 | 3.2029 | 3.0192 | 4.7505 | 4.8516 | 4.4187
3311 | 1.9295e-06 | 0.00011743 | 0 | 3.1458 | 3.2041 | 3.0192 | 4.7139 | 4.8546 | 4.4187
3312 | 1.744e-06 | 0.00011676 | 0 | 3.133 | 3.2041 | 3.0192 | 4.6835 | 4.8546 | 4.4187
3313 | 5.7431e-07 | 0.0001111 | 0 | 3.1123 | 3.2041 | 3.0192 | 4.6345 | 4.8546 | 4.4187
3314 | 5.1013e-07 | 0.00011691 | 0 | 3.0941 | 3.2053 | 3.0192 | 4.5918 | 4.8575 | 4.4187
3315 | 5.6694e-07 | 0.00011426 | 0 | 3.0739 | 3.2041 | 3.0192 | 4.5446 | 4.8546 | 4.4187
3316 | 1.7609e-06 | 0.00011384 | 0.0022159 | 3.0728 | 3.2053 | 3.0192 | 4.542 | 4.8575 | 4.4187
3317 | 3.4392e-06 | 0.00011322 | 0.01047 | 3.1261 | 3.2065 | 3.0192 | 4.667 | 4.8605 | 4.4187
3318 | 2.2317e-05 | 0.00011221 | 0.020663 | 3.1825 | 3.2065 | 3.0192 | 4.802 | 4.8605 | 4.4187
3319 | 3.2112e-05 | 0.00011191 | 0.026979 | 3.2634 | 3.2078 | 3.0192 | 5.0008 | 4.8634 | 4.4187
3320 | 1.1657e-05 | 0.00011265 | 0.039498 | 3.3118 | 3.2078 | 3.0192 | 5.1229 | 4.8634 | 4.4187
3321 | 1.6197e-05 | 0.000112 | 0.049027 | 3.3873 | 3.2078 | 3.0192 | 5.3177 | 4.8634 | 4.4187
3322 | 2.1596e-05 | 0.00011432 | 0.059663 | 3.4705 | 3.209 | 3.0192 | 5.5394 | 4.8664 | 4.4187
3323 | 1.8924e-05 | 0.00011424 | 0.051464 | 3.4978 | 3.209 | 3.0192 | 5.6135 | 4.8664 | 4.4187
3324 | 2.1609e-05 | 0.00011423 | 0.048805 | 3.5196 | 3.209 | 3.0192 | 5.6734 | 4.8664 | 4.4187
3325 | 2.9594e-05 | 0.00011354 | 0.052184 | 3.6034 | 3.209 | 3.0192 | 5.9089 | 4.8664 | 4.4187
3326 | 2.9164e-05 | 0.00011023 | 0.042656 | 3.5821 | 3.209 | 3.0192 | 5.8482 | 4.8664 | 4.4187
3327 | 1.8609e-05 | 0.00010585 | 0.041437 | 3.6405 | 3.2102 | 3.0192 | 6.0159 | 4.8694 | 4.4187
3328 | 1.0654e-05 | 0.00011026 | 0.035676 | 3.661 | 3.2102 | 3.0192 | 6.0755 | 4.8694 | 4.4187
3329 | 9.9572e-06 | 0.00011553 | 0.019777 | 3.5973 | 3.2102 | 3.0192 | 5.8914 | 4.8694 | 4.4187
3330 | 9.9805e-06 | 0.00011723 | 0.010858 | 3.549 | 3.2114 | 3.0192 | 5.7553 | 4.8724 | 4.4187
3331 | 1.075e-05 | 0.00011796 | 0.0024375 | 3.4368 | 3.2114 | 3.0192 | 5.4485 | 4.8724 | 4.4187
3332 | 2.4285e-05 | 0.00012108 | 0 | 3.3859 | 3.2114 | 3.0192 | 5.3141 | 4.8724 | 4.4187
3333 | 1.5316e-05 | 0.00011694 | 0 | 3.3118 | 3.2114 | 3.0192 | 5.1229 | 4.8724 | 4.4187
3334 | 5.2502e-06 | 0.00011564 | 0 | 3.2347 | 3.2114 | 3.0192 | 4.9296 | 4.8724 | 4.4187
3335 | 2.0703e-06 | 0.000115 | 0 | 3.1945 | 3.2114 | 3.0192 | 4.8311 | 4.8724 | 4.4187
3336 | 2.0776e-06 | 0.00011576 | 0 | 3.1587 | 3.2114 | 3.0192 | 4.7448 | 4.8724 | 4.4187
3337 | 1.6508e-06 | 0.00011415 | 0 | 3.1066 | 3.2114 | 3.0192 | 4.621 | 4.8724 | 4.4187
3338 | 2.2605e-06 | 0.00011415 | 0 | 3.0908 | 3.2114 | 3.0192 | 4.5838 | 4.8724 | 4.4187
3339 | 4.1044e-06 | 0.0001144 | 0 | 3.0863 | 3.2138 | 3.0192 | 4.5733 | 4.8784 | 4.4187
3340 | 7.0181e-06 | 0.0001142 | 0.0018281 | 3.0728 | 3.2151 | 3.0192 | 4.542 | 4.8813 | 4.4187
3341 | 2.1384e-05 | 0.00011415 | 0.0081988 | 3.1307 | 3.2151 | 3.0192 | 4.678 | 4.8813 | 4.4187
3342 | 2.8478e-05 | 0.0001142 | 0.019555 | 3.2261 | 3.2151 | 3.0192 | 4.9084 | 4.8813 | 4.4187
3343 | 2.7777e-05 | 0.00011259 | 0.032795 | 3.3196 | 3.2151 | 3.0192 | 5.1427 | 4.8813 | 4.4187
3344 | 1.27e-05 | 0.00011197 | 0.047309 | 3.4437 | 3.2163 | 3.0192 | 5.4672 | 4.8843 | 4.4187
3345 | 5.8755e-06 | 0.000113 | 0.056339 | 3.5595 | 3.2175 | 3.0192 | 5.7846 | 4.8873 | 4.4187
3346 | 7.6316e-06 | 0.00011272 | 0.071296 | 3.6421 | 3.2187 | 3.0192 | 6.0205 | 4.8903 | 4.4187
3347 | 1.0526e-05 | 0.0001139 | 0.064372 | 3.6547 | 3.2187 | 3.0192 | 6.0571 | 4.8903 | 4.4187
3348 | 8.6088e-06 | 0.00011393 | 0.062544 | 3.6562 | 3.2187 | 3.0192 | 6.0617 | 4.8903 | 4.4187
3349 | 1.1294e-05 | 0.00011267 | 0.058001 | 3.7139 | 3.2187 | 3.0192 | 6.2323 | 4.8903 | 4.4187
3350 | 8.3971e-06 | 0.00011342 | 0.048861 | 3.7484 | 3.2187 | 3.0192 | 6.3363 | 4.8903 | 4.4187
3351 | 1.7604e-05 | 0.00010963 | 0.035953 | 3.6374 | 3.2175 | 3.0192 | 6.0069 | 4.8873 | 4.4187
3352 | 1.8839e-05 | 0.00010743 | 0.023987 | 3.5821 | 3.2187 | 3.0192 | 5.8482 | 4.8903 | 4.4187
3353 | 3.189e-06 | 0.00011291 | 0.022491 | 3.4805 | 3.22 | 3.0192 | 5.5665 | 4.8934 | 4.4187
3354 | 8.8823e-06 | 0.00011424 | 0.010692 | 3.4396 | 3.22 | 3.0192 | 5.456 | 4.8934 | 4.4187
3355 | 6.192e-06 | 0.00012098 | 0.0028253 | 3.3711 | 3.22 | 3.0192 | 5.2754 | 4.8934 | 4.4187
3356 | 1.182e-05 | 0.00011413 | 0 | 3.3028 | 3.22 | 3.0192 | 5.0999 | 4.8934 | 4.4187
3357 | 1.388e-05 | 0.00011395 | 0 | 3.2434 | 3.22 | 3.0192 | 4.9511 | 4.8934 | 4.4187
3358 | 1.1964e-05 | 0.00011403 | 0 | 3.1909 | 3.22 | 3.0192 | 4.8223 | 4.8934 | 4.4187
3359 | 1.1028e-05 | 0.0001135 | 0 | 3.1564 | 3.22 | 3.0192 | 4.7392 | 4.8934 | 4.4187
3360 | 1.5004e-05 | 0.0001139 | 0 | 3.1135 | 3.2212 | 3.0192 | 4.6372 | 4.8964 | 4.4187
3361 | 1.823e-05 | 0.00011345 | 0 | 3.0851 | 3.2224 | 3.0192 | 4.5707 | 4.8994 | 4.4187
3362 | 2.2451e-05 | 0.00011337 | 0 | 3.0419 | 3.2224 | 3.0192 | 4.4707 | 4.8994 | 4.4187
3363 | 2.7236e-05 | 0.00011028 | 5.5397e-05 | 3.0031 | 3.2236 | 3.0192 | 4.3823 | 4.9024 | 4.4187
3364 | 3.4479e-05 | 0.00011195 | 0.0029915 | 3.03 | 3.2249 | 3.0192 | 4.4433 | 4.9054 | 4.4187
3365 | 3.5083e-05 | 0.00011324 | 0.010138 | 3.0908 | 3.2261 | 3.0192 | 4.5838 | 4.9084 | 4.4187
3366 | 4.5532e-05 | 0.00011325 | 0.024541 | 3.1729 | 3.2261 | 3.0192 | 4.7789 | 4.9084 | 4.4187
3367 | 6.727e-05 | 0.00011153 | 0.035565 | 3.2697 | 3.2261 | 3.0192 | 5.0165 | 4.9084 | 4.4187
3368 | 2.8135e-05 | 0.00011054 | 0.044983 | 3.3752 | 3.2261 | 3.0192 | 5.2859 | 4.9084 | 4.4187
3369 | 2.0457e-05 | 0.0001129 | 0.056339 | 3.4437 | 3.2286 | 3.0192 | 5.4672 | 4.9145 | 4.4187
3370 | 1.249e-05 | 0.00011314 | 0.064206 | 3.434 | 3.2298 | 3.0192 | 5.4411 | 4.9175 | 4.4187
3371 | 1.9749e-05 | 0.00011272 | 0.060993 | 3.5196 | 3.2298 | 3.0192 | 5.6734 | 4.9175 | 4.4187
3372 | 2.4961e-05 | 0.00011275 | 0.052628 | 3.5284 | 3.2298 | 3.0192 | 5.6977 | 4.9175 | 4.4187
3373 | 2.7208e-05 | 0.00011115 | 0.039609 | 3.4536 | 3.2298 | 3.0192 | 5.4936 | 4.9175 | 4.4187
3374 | 2.2949e-05 | 0.00011191 | 0.047919 | 3.5065 | 3.2298 | 3.0192 | 5.6373 | 4.9175 | 4.4187
3375 | 1.786e-05 | 0.00010935 | 0.03479 | 3.5357 | 3.231 | 3.0192 | 5.7182 | 4.9206 | 4.4187
3376 | 1.4258e-05 | 0.00011051 | 0.023101 | 3.5313 | 3.231 | 3.0192 | 5.7059 | 4.9206 | 4.4187
3377 | 1.3308e-05 | 0.00011585 | 0.019278 | 3.5416 | 3.231 | 3.0192 | 5.7346 | 4.9206 | 4.4187
3378 | 2.75e-05 | 0.00011757 | 0.008919 | 3.4848 | 3.231 | 3.0192 | 5.5781 | 4.9206 | 4.4187
3379 | 1.9603e-05 | 0.00012115 | 0.0019943 | 3.3982 | 3.2323 | 3.0192 | 5.3462 | 4.9236 | 4.4187
3380 | 3.1733e-05 | 0.00011976 | 0.00011079 | 3.2912 | 3.2323 | 3.0192 | 5.0708 | 4.9236 | 4.4187
3381 | 3.8593e-05 | 0.00011453 | 0 | 3.2471 | 3.2323 | 3.0192 | 4.9603 | 4.9236 | 4.4187
3382 | 3.2392e-05 | 0.00011294 | 0 | 3.2126 | 3.2323 | 3.0192 | 4.8754 | 4.9236 | 4.4187
3383 | 3.1792e-05 | 0.00011044 | 0 | 3.1885 | 3.2323 | 3.0192 | 4.8165 | 4.9236 | 4.4187
3384 | 4.1708e-05 | 0.00011369 | 0 | 3.154 | 3.2323 | 3.0192 | 4.7335 | 4.9236 | 4.4187
3385 | 5.0717e-05 | 0.00011387 | 0 | 3.1123 | 3.2323 | 3.0192 | 4.6345 | 4.9236 | 4.4187
3386 | 5.5938e-05 | 0.00011352 | 0 | 3.0998 | 3.2347 | 3.0192 | 4.605 | 4.9297 | 4.4187
3387 | 6.1643e-05 | 0.00011364 | 0 | 3.0953 | 3.2347 | 3.0192 | 4.5944 | 4.9297 | 4.4187
3388 | 6.575e-05 | 0.00011349 | 0.0022713 | 3.1089 | 3.2347 | 3.0192 | 4.6264 | 4.9297 | 4.4187
3389 | 6.2889e-05 | 0.00011347 | 0.007811 | 3.1635 | 3.236 | 3.0192 | 4.7561 | 4.9328 | 4.4187
3390 | 9.0286e-05 | 0.00011276 | 0.014182 | 3.2249 | 3.2372 | 3.0192 | 4.9054 | 4.9358 | 4.4187
3391 | 6.883e-05 | 0.0001106 | 0.025095 | 3.2951 | 3.2397 | 3.0192 | 5.0804 | 4.942 | 4.4187
3392 | 3.3285e-05 | 0.0001105 | 0.040385 | 3.4023 | 3.2397 | 3.0192 | 5.357 | 4.942 | 4.4187
3393 | 2.5295e-05 | 0.00011192 | 0.044207 | 3.3968 | 3.2397 | 3.0192 | 5.3426 | 4.942 | 4.4187
3394 | 1.9901e-05 | 0.00011181 | 0.063818 | 3.5065 | 3.2397 | 3.0192 | 5.6373 | 4.942 | 4.4187
3395 | 2.5175e-05 | 0.00011398 | 0.076559 | 3.6359 | 3.2409 | 3.0192 | 6.0023 | 4.945 | 4.4187
3396 | 2.7474e-05 | 0.00011331 | 0.061713 | 3.6626 | 3.2409 | 3.0192 | 6.0802 | 4.945 | 4.4187
3397 | 2.5581e-05 | 0.00011187 | 0.068028 | 3.7123 | 3.2409 | 3.0192 | 6.2274 | 4.945 | 4.4187
3398 | 2.2549e-05 | 0.00011247 | 0.05501 | 3.7237 | 3.2409 | 3.0192 | 6.2616 | 4.945 | 4.4187
3399 | 1.5501e-05 | 0.00010818 | 0.047254 | 3.6961 | 3.2409 | 3.0192 | 6.1791 | 4.945 | 4.4187
3400 | 2.0544e-05 | 0.00010982 | 0.030524 | 3.6594 | 3.2397 | 3.0192 | 6.0709 | 4.942 | 4.4187
3401 | 2.7067e-05 | 0.00010965 | 0.019888 | 3.5715 | 3.2397 | 3.0192 | 5.8183 | 4.942 | 4.4187
3402 | 1.3642e-05 | 0.00011228 | 0.0098607 | 3.524 | 3.2397 | 3.0192 | 5.6856 | 4.942 | 4.4187
3403 | 1.7596e-05 | 0.00011902 | 0.0024929 | 3.4465 | 3.2409 | 3.0192 | 5.4747 | 4.945 | 4.4187
3404 | 2.702e-05 | 0.0001141 | 0 | 3.3859 | 3.2409 | 3.0192 | 5.3141 | 4.945 | 4.4187
3405 | 2.6586e-05 | 0.00011363 | 0 | 3.3274 | 3.2409 | 3.0192 | 5.1627 | 4.945 | 4.4187
3406 | 2.1842e-05 | 0.00011344 | 0 | 3.3028 | 3.2409 | 3.0192 | 5.0999 | 4.945 | 4.4187
3407 | 2.3377e-05 | 0.00011336 | 0 | 3.2722 | 3.2409 | 3.0192 | 5.0228 | 4.945 | 4.4187
3408 | 2.9947e-05 | 0.00011283 | 0 | 3.2571 | 3.2409 | 3.0192 | 4.9851 | 4.945 | 4.4187
3409 | 3.0552e-05 | 0.00011195 | 0 | 3.2359 | 3.2422 | 3.0192 | 4.9327 | 4.9481 | 4.4187
3410 | 3.1786e-05 | 0.00011245 | 0 | 3.2066 | 3.2447 | 3.0192 | 4.8605 | 4.9543 | 4.4187
3411 | 3.3368e-05 | 0.00011175 | 0.00011079 | 3.2224 | 3.2447 | 3.0192 | 4.8994 | 4.9543 | 4.4187
3412 | 3.6135e-05 | 0.00011205 | 0.0028253 | 3.2126 | 3.2447 | 3.0192 | 4.8754 | 4.9543 | 4.4187
3413 | 3.1659e-05 | 0.00011188 | 0.0093622 | 3.2772 | 3.2447 | 3.0192 | 5.0355 | 4.9543 | 4.4187
3414 | 4.5407e-05 | 0.00011172 | 0.016121 | 3.3353 | 3.2459 | 3.0192 | 5.1828 | 4.9574 | 4.4187
3415 | 5.0214e-05 | 0.0001094 | 0.024375 | 3.4036 | 3.2472 | 3.0192 | 5.3606 | 4.9604 | 4.4187
3416 | 3.0834e-05 | 0.00010933 | 0.033349 | 3.4992 | 3.2472 | 3.0192 | 5.6174 | 4.9604 | 4.4187
3417 | 1.6647e-05 | 0.00010959 | 0.042767 | 3.5745 | 3.2472 | 3.0192 | 5.8268 | 4.9604 | 4.4187
3418 | 1.237e-05 | 0.00010811 | 0.043542 | 3.6203 | 3.2472 | 3.0192 | 5.9575 | 4.9604 | 4.4187
3419 | 1.4026e-05 | 0.00011023 | 0.042656 | 3.6721 | 3.2484 | 3.0192 | 6.1081 | 4.9635 | 4.4187
3420 | 2.0634e-05 | 0.00011038 | 0.039443 | 3.6359 | 3.2496 | 3.0192 | 6.0023 | 4.9666 | 4.4187
3421 | 2.0655e-05 | 0.00011049 | 0.031577 | 3.6312 | 3.2496 | 3.0192 | 5.9888 | 4.9666 | 4.4187
3422 | 3.0524e-05 | 0.00011086 | 0.031854 | 3.6095 | 3.2496 | 3.0192 | 5.9265 | 4.9666 | 4.4187
3423 | 1.7393e-05 | 0.00010994 | 0.023045 | 3.5836 | 3.2496 | 3.0192 | 5.8525 | 4.9666 | 4.4187
3424 | 1.2041e-05 | 0.00010926 | 0.015068 | 3.4863 | 3.2496 | 3.0192 | 5.582 | 4.9666 | 4.4187
3425 | 1.8567e-05 | 0.00011392 | 0.0071463 | 3.4256 | 3.2496 | 3.0192 | 5.4189 | 4.9666 | 4.4187
3426 | 8.7985e-06 | 0.0001152 | 0.0032131 | 3.4077 | 3.2509 | 3.0192 | 5.3714 | 4.9697 | 4.4187
3427 | 1.0698e-05 | 0.00012365 | 0.0012187 | 3.3778 | 3.2509 | 3.0192 | 5.293 | 4.9697 | 4.4187
3428 | 1.9837e-05 | 0.00011597 | 5.5397e-05 | 3.3301 | 3.2509 | 3.0192 | 5.1694 | 4.9697 | 4.4187
3429 | 1.6718e-05 | 0.00011299 | 0 | 3.3157 | 3.2496 | 3.0192 | 5.1328 | 4.9666 | 4.4187
3430 | 7.4359e-06 | 0.000113 | 0 | 3.2938 | 3.2509 | 3.0192 | 5.0772 | 4.9697 | 4.4187
3431 | 4.7898e-06 | 0.00011255 | 0 | 3.2659 | 3.2509 | 3.0192 | 5.0071 | 4.9697 | 4.4187
3432 | 5.5828e-06 | 0.00011178 | 0 | 3.2409 | 3.2496 | 3.0192 | 4.9449 | 4.9666 | 4.4187
3433 | 8.5314e-06 | 0.00011225 | 0 | 3.2212 | 3.2496 | 3.0192 | 4.8963 | 4.9666 | 4.4187
3434 | 1.2307e-05 | 0.00011171 | 0 | 3.2078 | 3.2496 | 3.0192 | 4.8635 | 4.9666 | 4.4187
3435 | 1.5736e-05 | 0.00011152 | 5.5397e-05 | 3.1706 | 3.2521 | 3.0192 | 4.7732 | 4.9728 | 4.4187
3436 | 1.9433e-05 | 0.00011197 | 0.0021605 | 3.1587 | 3.2521 | 3.0192 | 4.7448 | 4.9728 | 4.4187
3437 | 4.1271e-05 | 0.00011206 | 0.0096945 | 3.1897 | 3.2521 | 3.0192 | 4.8194 | 4.9728 | 4.4187
3438 | 4.1807e-05 | 0.00011116 | 0.019057 | 3.2558 | 3.2521 | 3.0192 | 4.982 | 4.9728 | 4.4187
3439 | 3.8354e-05 | 0.00011012 | 0.02925 | 3.3144 | 3.2521 | 3.0192 | 5.1295 | 4.9728 | 4.4187
3440 | 2.0763e-05 | 0.00010962 | 0.039498 | 3.3684 | 3.2534 | 3.0192 | 5.2685 | 4.976 | 4.4187
3441 | 9.5256e-06 | 0.00010926 | 0.045758 | 3.3968 | 3.2534 | 3.0192 | 5.3426 | 4.976 | 4.4187
3442 | 1.0591e-05 | 0.00010856 | 0.049636 | 3.4312 | 3.2534 | 3.0192 | 5.4337 | 4.976 | 4.4187
3443 | 1.733e-05 | 0.00010997 | 0.052683 | 3.4663 | 3.2534 | 3.0192 | 5.5279 | 4.976 | 4.4187
3444 | 3.8403e-05 | 0.00010934 | 0.05789 | 3.5079 | 3.2534 | 3.0192 | 5.6413 | 4.976 | 4.4187
3445 | 2.5039e-05 | 0.00010732 | 0.052517 | 3.4848 | 3.2534 | 3.0192 | 5.5781 | 4.976 | 4.4187
3446 | 2.0217e-05 | 0.00010983 | 0.042545 | 3.5196 | 3.2534 | 3.0192 | 5.6734 | 4.976 | 4.4187
3447 | 1.4812e-05 | 0.00010748 | 0.035565 | 3.4934 | 3.2521 | 3.0192 | 5.6017 | 4.9728 | 4.4187
3448 | 1.3523e-05 | 0.00010966 | 0.032352 | 3.492 | 3.2521 | 3.0192 | 5.5977 | 4.9728 | 4.4187
3449 | 1.9819e-05 | 0.000115 | 0.020165 | 3.4091 | 3.2521 | 3.0192 | 5.375 | 4.9728 | 4.4187
3450 | 1.0436e-05 | 0.00011707 | 0.0098607 | 3.3887 | 3.2521 | 3.0192 | 5.3212 | 4.9728 | 4.4187
3451 | 1.9055e-05 | 0.00011872 | 0.0029361 | 3.3392 | 3.2534 | 3.0192 | 5.193 | 4.976 | 4.4187
3452 | 2.9433e-05 | 0.00012037 | 0.00022159 | 3.2772 | 3.2521 | 3.0192 | 5.0355 | 4.9728 | 4.4187
3453 | 3.2051e-05 | 0.00011326 | 0 | 3.2359 | 3.2509 | 3.0192 | 4.9327 | 4.9697 | 4.4187
3454 | 2.4229e-05 | 0.00011414 | 0 | 3.1611 | 3.2509 | 3.0192 | 4.7505 | 4.9697 | 4.4187
3455 | 2.7788e-05 | 0.00011231 | 0 | 3.1203 | 3.2509 | 3.0192 | 4.6534 | 4.9697 | 4.4187
3456 | 3.1868e-05 | 0.00010972 | 0 | 3.1181 | 3.2509 | 3.0192 | 4.648 | 4.9697 | 4.4187
3457 | 3.3577e-05 | 0.00011223 | 0 | 3.1261 | 3.2509 | 3.0192 | 4.667 | 4.9697 | 4.4187
3458 | 3.6237e-05 | 0.00011109 | 0 | 3.1215 | 3.2521 | 3.0192 | 4.6561 | 4.9728 | 4.4187
3459 | 3.852e-05 | 0.00011148 | 5.5397e-05 | 3.1043 | 3.2521 | 3.0192 | 4.6157 | 4.9728 | 4.4187
3460 | 4.1706e-05 | 0.00011171 | 0.0019389 | 3.0987 | 3.2534 | 3.0192 | 4.6024 | 4.976 | 4.4187
3461 | 4.5463e-05 | 0.00011132 | 0.0084758 | 3.147 | 3.2546 | 3.0192 | 4.7167 | 4.9791 | 4.4187
3462 | 6.2587e-05 | 0.00011076 | 0.019278 | 3.2409 | 3.2534 | 3.0192 | 4.9449 | 4.976 | 4.4187
3463 | 5.9619e-05 | 0.00010882 | 0.029084 | 3.3183 | 3.2534 | 3.0192 | 5.1394 | 4.976 | 4.4187
3464 | 4.0271e-05 | 0.00010261 | 0.035898 | 3.3819 | 3.2534 | 3.0192 | 5.3035 | 4.976 | 4.4187
3465 | 2.727e-05 | 0.00010479 | 0.043321 | 3.4187 | 3.2534 | 3.0192 | 5.4005 | 4.976 | 4.4187
3466 | 1.7118e-05 | 0.00011339 | 0.050966 | 3.4906 | 3.2546 | 3.0192 | 5.5938 | 4.9791 | 4.4187
3467 | 2.6272e-05 | 0.00011938 | 0.047254 | 3.4949 | 3.2546 | 3.0192 | 5.6056 | 4.9791 | 4.4187
3468 | 3.1413e-05 | 0.00011695 | 0.047642 | 3.521 | 3.2546 | 3.0192 | 5.6775 | 4.9791 | 4.4187
3469 | 2.8467e-05 | 0.00011442 | 0.049525 | 3.573 | 3.2546 | 3.0192 | 5.8226 | 4.9791 | 4.4187
3470 | 2.1243e-05 | 0.00011433 | 0.042434 | 3.5851 | 3.2546 | 3.0192 | 5.8568 | 4.9791 | 4.4187
3471 | 1.7651e-05 | 0.00011103 | 0.042324 | 3.5655 | 3.2521 | 3.0192 | 5.8014 | 4.9728 | 4.4187
3472 | 1.2469e-05 | 0.00011238 | 0.031854 | 3.5372 | 3.2521 | 3.0192 | 5.7223 | 4.9728 | 4.4187
3473 | 1.4036e-05 | 0.00011725 | 0.017949 | 3.4834 | 3.2509 | 3.0192 | 5.5742 | 4.9697 | 4.4187
3474 | 3.1098e-05 | 0.00011874 | 0.0093068 | 3.3485 | 3.2509 | 3.0192 | 5.2168 | 4.9697 | 4.4187
3475 | 2.1187e-05 | 0.00011782 | 0.0029915 | 3.2849 | 3.2509 | 3.0192 | 5.0547 | 4.9697 | 4.4187
3476 | 3.5984e-05 | 0.00012027 | 0.00022159 | 3.2187 | 3.2509 | 3.0192 | 4.8903 | 4.9697 | 4.4187
3477 | 2.4128e-05 | 0.00011333 | 0 | 3.1861 | 3.2496 | 3.0192 | 4.8107 | 4.9666 | 4.4187
3478 | 1.7862e-05 | 0.00011676 | 0 | 3.1909 | 3.2496 | 3.0192 | 4.8223 | 4.9666 | 4.4187
3479 | 1.8202e-05 | 0.00011672 | 0 | 3.1813 | 3.2496 | 3.0192 | 4.7991 | 4.9666 | 4.4187
3480 | 2.0441e-05 | 0.00011304 | 0 | 3.1423 | 3.2509 | 3.0192 | 4.7056 | 4.9697 | 4.4187
3481 | 2.2223e-05 | 0.00011339 | 0 | 3.1296 | 3.2509 | 3.0192 | 4.6752 | 4.9697 | 4.4187
3482 | 2.4977e-05 | 0.00011247 | 0 | 3.1261 | 3.2509 | 3.0192 | 4.667 | 4.9697 | 4.4187
3483 | 2.6867e-05 | 0.00011274 | 5.5397e-05 | 3.1135 | 3.2509 | 3.0192 | 4.6372 | 4.9697 | 4.4187
3484 | 3.2568e-05 | 0.00011231 | 0.0017727 | 3.1009 | 3.2509 | 3.0192 | 4.6077 | 4.9697 | 4.4187
3485 | 3.8145e-05 | 0.00011233 | 0.0077556 | 3.1238 | 3.2509 | 3.0192 | 4.6616 | 4.9697 | 4.4187
3486 | 4.363e-05 | 0.00011286 | 0.017561 | 3.1576 | 3.2509 | 3.0192 | 4.742 | 4.9697 | 4.4187
3487 | 5.3433e-05 | 0.00010983 | 0.025594 | 3.2066 | 3.2521 | 3.0192 | 4.8605 | 4.9728 | 4.4187
3488 | 4.2917e-05 | 0.00010325 | 0.039332 | 3.2697 | 3.2521 | 3.0192 | 5.0165 | 4.9728 | 4.4187
3489 | 3.0127e-05 | 0.00011171 | 0.042157 | 3.2912 | 3.2521 | 3.0192 | 5.0708 | 4.9728 | 4.4187
3490 | 1.5313e-05 | 0.00011781 | 0.045592 | 3.3445 | 3.2534 | 3.0192 | 5.2065 | 4.976 | 4.4187
3491 | 2.5247e-05 | 0.00012161 | 0.050301 | 3.3846 | 3.2534 | 3.0192 | 5.3106 | 4.976 | 4.4187
3492 | 2.5214e-05 | 0.00011971 | 0.055951 | 3.4229 | 3.2521 | 3.0192 | 5.4115 | 4.9728 | 4.4187
3493 | 2.2246e-05 | 0.00011579 | 0.056782 | 3.4734 | 3.2521 | 3.0192 | 5.5471 | 4.9728 | 4.4187
3494 | 2.1362e-05 | 0.00011481 | 0.04803 | 3.4791 | 3.2509 | 3.0192 | 5.5626 | 4.9697 | 4.4187
3495 | 1.4933e-05 | 0.00011093 | 0.043598 | 3.4564 | 3.2509 | 3.0192 | 5.5012 | 4.9697 | 4.4187
3496 | 1.378e-05 | 0.00011218 | 0.034956 | 3.4437 | 3.2496 | 3.0192 | 5.4672 | 4.9666 | 4.4187
3497 | 1.1656e-05 | 0.00011706 | 0.020442 | 3.3914 | 3.2496 | 3.0192 | 5.3283 | 4.9666 | 4.4187
3498 | 8.6367e-06 | 0.00011855 | 0.010802 | 3.3698 | 3.2496 | 3.0192 | 5.272 | 4.9666 | 4.4187
3499 | 1.9284e-05 | 0.000118 | 0.0026037 | 3.3105 | 3.2484 | 3.0192 | 5.1196 | 4.9635 | 4.4187
3500 | 3.0809e-05 | 0.00012063 | 0.00011079 | 3.2621 | 3.2484 | 3.0192 | 4.9976 | 4.9635 | 4.4187
3501 | 3.0955e-05 | 0.00011348 | 0 | 3.1873 | 3.2484 | 3.0192 | 4.8136 | 4.9635 | 4.4187
3502 | 1.9197e-05 | 0.00011884 | 0 | 3.1765 | 3.2484 | 3.0192 | 4.7875 | 4.9635 | 4.4187
3503 | 2.0154e-05 | 0.0001234 | 0 | 3.1342 | 3.2484 | 3.0192 | 4.6862 | 4.9635 | 4.4187
3504 | 2.3533e-05 | 0.00012587 | 0 | 3.1055 | 3.2484 | 3.0192 | 4.6184 | 4.9635 | 4.4187
3505 | 2.4167e-05 | 0.00012796 | 0 | 3.1112 | 3.2484 | 3.0192 | 4.6318 | 4.9635 | 4.4187
3506 | 3.1702e-05 | 0.00012911 | 0 | 3.0908 | 3.2484 | 3.0192 | 4.5838 | 4.9635 | 4.4187
3507 | 3.4687e-05 | 0.00012859 | 0.00011079 | 3.0896 | 3.2484 | 3.0192 | 4.5812 | 4.9635 | 4.4187
3508 | 4.0885e-05 | 0.00012305 | 0.0024375 | 3.0661 | 3.2496 | 3.0192 | 4.5266 | 4.9666 | 4.4187
3509 | 5.2812e-05 | 0.00012268 | 0.0082542 | 3.11 | 3.2496 | 3.0192 | 4.6291 | 4.9666 | 4.4187
3510 | 5.942e-05 | 0.00011411 | 0.021993 | 3.1706 | 3.2509 | 3.0192 | 4.7732 | 4.9697 | 4.4187
3511 | 5.8407e-05 | 0.00010286 | 0.028474 | 3.2212 | 3.2509 | 3.0192 | 4.8963 | 4.9697 | 4.4187
3512 | 3.1785e-05 | 0.00011432 | 0.042988 | 3.2912 | 3.2509 | 3.0192 | 5.0708 | 4.9697 | 4.4187
3513 | 1.7475e-05 | 0.00011984 | 0.053403 | 3.3564 | 3.2509 | 3.0192 | 5.2373 | 4.9697 | 4.4187
3514 | 1.0459e-05 | 0.00012018 | 0.06897 | 3.4201 | 3.2509 | 3.0192 | 5.4042 | 4.9697 | 4.4187
3515 | 1.9312e-05 | 0.00012591 | 0.057226 | 3.4368 | 3.2509 | 3.0192 | 5.4485 | 4.9697 | 4.4187
3516 | 2.1578e-05 | 0.0001201 | 0.045481 | 3.4522 | 3.2509 | 3.0192 | 5.4898 | 4.9697 | 4.4187
3517 | 1.2418e-05 | 0.00011556 | 0.060937 | 3.5357 | 3.2521 | 3.0192 | 5.7182 | 4.9728 | 4.4187
3518 | 9.747e-06 | 0.0001146 | 0.036064 | 3.4677 | 3.2521 | 3.0192 | 5.5317 | 4.9728 | 4.4187
3519 | 1.034e-05 | 0.00011076 | 0.026812 | 3.4578 | 3.2521 | 3.0192 | 5.5049 | 4.9728 | 4.4187
3520 | 7.2278e-06 | 0.00011199 | 0.030912 | 3.4465 | 3.2521 | 3.0192 | 5.4747 | 4.9728 | 4.4187
3521 | 1.0335e-05 | 0.00011686 | 0.019998 | 3.4396 | 3.2521 | 3.0192 | 5.456 | 4.9728 | 4.4187
3522 | 1.2325e-05 | 0.00011836 | 0.0083096 | 3.3954 | 3.2521 | 3.0192 | 5.339 | 4.9728 | 4.4187
3523 | 1.7295e-05 | 0.00011781 | 0.0021605 | 3.3472 | 3.2521 | 3.0192 | 5.2133 | 4.9728 | 4.4187
3524 | 2.9291e-05 | 0.00012043 | 0.00011079 | 3.2722 | 3.2521 | 3.0192 | 5.0228 | 4.9728 | 4.4187
3525 | 4.019e-05 | 0.00011329 | 0 | 3.2273 | 3.2521 | 3.0192 | 4.9114 | 4.9728 | 4.4187
3526 | 3.5228e-05 | 0.00011864 | 0 | 3.2066 | 3.2521 | 3.0192 | 4.8605 | 4.9728 | 4.4187
3527 | 3.6886e-05 | 0.00012321 | 0 | 3.1741 | 3.2521 | 3.0192 | 4.7818 | 4.9728 | 4.4187
3528 | 4.0045e-05 | 0.00012572 | 0 | 3.1203 | 3.2521 | 3.0192 | 4.6534 | 4.9728 | 4.4187
3529 | 4.1549e-05 | 0.00012808 | 0 | 3.1066 | 3.2521 | 3.0192 | 4.621 | 4.9728 | 4.4187
3530 | 4.4684e-05 | 0.00012899 | 0 | 3.0998 | 3.2521 | 3.0192 | 4.605 | 4.9728 | 4.4187
3531 | 4.693e-05 | 0.00012907 | 0.00022159 | 3.0606 | 3.2521 | 3.0192 | 4.5138 | 4.9728 | 4.4187
3532 | 5.0818e-05 | 0.00012847 | 0.00349 | 3.0441 | 3.2521 | 3.0192 | 4.4757 | 4.9728 | 4.4187
3533 | 5.1607e-05 | 0.00012696 | 0.013018 | 3.1135 | 3.2521 | 3.0192 | 4.6372 | 4.9728 | 4.4187
3534 | 7.8789e-05 | 0.00012274 | 0.023765 | 3.1801 | 3.2521 | 3.0192 | 4.7962 | 4.9728 | 4.4187
3535 | 6.669e-05 | 0.00011425 | 0.035344 | 3.2861 | 3.2546 | 3.0192 | 5.0579 | 4.9791 | 4.4187
3536 | 5.044e-05 | 0.00011895 | 0.046534 | 3.3485 | 3.2559 | 3.0192 | 5.2168 | 4.9822 | 4.4187
3537 | 2.7759e-05 | 0.000119 | 0.060439 | 3.4326 | 3.2559 | 3.0192 | 5.4374 | 4.9822 | 4.4187
3538 | 2.0122e-05 | 0.0001195 | 0.067308 | 3.4635 | 3.2559 | 3.0192 | 5.5202 | 4.9822 | 4.4187
3539 | 2.2893e-05 | 0.00012366 | 0.062931 | 3.4564 | 3.2559 | 3.0192 | 5.5012 | 4.9822 | 4.4187
3540 | 3.0466e-05 | 0.00011847 | 0.062654 | 3.4934 | 3.2546 | 3.0192 | 5.6017 | 4.9791 | 4.4187
3541 | 3.5631e-05 | 0.00011487 | 0.056561 | 3.5535 | 3.2546 | 3.0192 | 5.7678 | 4.9791 | 4.4187
3542 | 2.8529e-05 | 0.00011432 | 0.040939 | 3.455 | 3.2546 | 3.0192 | 5.4974 | 4.9791 | 4.4187
3543 | 2.2107e-05 | 0.00011057 | 0.033405 | 3.4508 | 3.2559 | 3.0192 | 5.486 | 4.9822 | 4.4187
3544 | 2.11e-05 | 0.00011179 | 0.031355 | 3.4834 | 3.2559 | 3.0192 | 5.5742 | 4.9822 | 4.4187
3545 | 2.4299e-05 | 0.00011666 | 0.023156 | 3.4522 | 3.2559 | 3.0192 | 5.4898 | 4.9822 | 4.4187
3546 | 2.4561e-05 | 0.00011816 | 0.0085866 | 3.4201 | 3.2559 | 3.0192 | 5.4042 | 4.9822 | 4.4187
3547 | 3.7862e-05 | 0.00011761 | 0.0027145 | 3.3015 | 3.2559 | 3.0192 | 5.0967 | 4.9822 | 4.4187
3548 | 4.9749e-05 | 0.00011999 | 0.00027699 | 3.2521 | 3.2559 | 3.0192 | 4.9727 | 4.9822 | 4.4187
3549 | 5.188e-05 | 0.0001131 | 0 | 3.2066 | 3.2559 | 3.0192 | 4.8605 | 4.9822 | 4.4187
3550 | 4.6539e-05 | 0.0001181 | 0 | 3.1717 | 3.2559 | 3.0192 | 4.7761 | 4.9822 | 4.4187
3551 | 4.5626e-05 | 0.00011615 | 0 | 3.1169 | 3.2559 | 3.0192 | 4.6453 | 4.9822 | 4.4187
3552 | 4.9596e-05 | 0.00011478 | 0 | 3.0863 | 3.2559 | 3.0192 | 4.5733 | 4.9822 | 4.4187
3553 | 5.1203e-05 | 0.00011251 | 0 | 3.0529 | 3.2584 | 3.0192 | 4.4959 | 4.9884 | 4.4187
3554 | 5.2473e-05 | 0.00011261 | 0 | 3.0202 | 3.2584 | 3.0192 | 4.4211 | 4.9884 | 4.4187
3555 | 5.426e-05 | 0.00011244 | 0.00027699 | 2.9915 | 3.2584 | 3.0192 | 4.3559 | 4.9884 | 4.4187
3556 | 5.1762e-05 | 0.00011179 | 0.0040994 | 2.9989 | 3.2584 | 3.0192 | 4.3726 | 4.9884 | 4.4187
3557 | 5.9115e-05 | 0.00011222 | 0.014403 | 3.0739 | 3.2584 | 3.0192 | 4.5446 | 4.9884 | 4.4187
3558 | 4.9629e-05 | 0.00011177 | 0.022658 | 3.1412 | 3.2584 | 3.0192 | 4.7028 | 4.9884 | 4.4187
3559 | 6.5267e-05 | 0.00011082 | 0.028197 | 3.1837 | 3.2597 | 3.0192 | 4.8049 | 4.9916 | 4.4187
3560 | 3.3379e-05 | 0.00010187 | 0.04688 | 3.22 | 3.2597 | 3.0192 | 4.8933 | 4.9916 | 4.4187
3561 | 2.4145e-05 | 0.00010745 | 0.058306 | 3.3261 | 3.2597 | 3.0192 | 5.1594 | 4.9916 | 4.4187
3562 | 1.715e-05 | 0.00011606 | 0.062807 | 3.3775 | 3.2597 | 3.0192 | 5.2921 | 4.9916 | 4.4187
3563 | 2.4956e-05 | 0.00011916 | 0.063776 | 3.4305 | 3.2609 | 3.0192 | 5.4318 | 4.9947 | 4.4187
3564 | 2.5989e-05 | 0.0001167 | 0.065092 | 3.4427 | 3.2634 | 3.0192 | 5.4644 | 5.001 | 4.4187
3565 | 3.3779e-05 | 0.00011397 | 0.05699 | 3.4592 | 3.2634 | 3.0192 | 5.5088 | 5.001 | 4.4187
3566 | 3.2906e-05 | 0.00011334 | 0.049636 | 3.4368 | 3.2634 | 3.0192 | 5.4485 | 5.001 | 4.4187
3567 | 2.3457e-05 | 0.00011028 | 0.043487 | 3.4592 | 3.2634 | 3.0192 | 5.5088 | 5.001 | 4.4187
3568 | 2.0483e-05 | 0.00011159 | 0.027643 | 3.3982 | 3.2622 | 3.0192 | 5.3462 | 4.9978 | 4.4187
3569 | 1.6829e-05 | 0.00011647 | 0.020996 | 3.3765 | 3.2609 | 3.0192 | 5.2894 | 4.9947 | 4.4187
3570 | 2.1004e-05 | 0.00011797 | 0.0089744 | 3.3144 | 3.2609 | 3.0192 | 5.1295 | 4.9947 | 4.4187
3571 | 2.9198e-05 | 0.00011742 | 0.0028807 | 3.2823 | 3.2609 | 3.0192 | 5.0483 | 4.9947 | 4.4187
3572 | 3.7636e-05 | 0.00011979 | 0.00027699 | 3.2384 | 3.2609 | 3.0192 | 4.9388 | 4.9947 | 4.4187
3573 | 3.6619e-05 | 0.00011239 | 0 | 3.1861 | 3.2609 | 3.0192 | 4.8107 | 4.9947 | 4.4187
3574 | 3.0167e-05 | 0.00011785 | 0 | 3.1377 | 3.2622 | 3.0192 | 4.6945 | 4.9978 | 4.4187
3575 | 2.9598e-05 | 0.00011678 | 0 | 3.084 | 3.2622 | 3.0192 | 4.5681 | 4.9978 | 4.4187
3576 | 3.2369e-05 | 0.00011964 | 0 | 3.0584 | 3.2609 | 3.0192 | 4.5087 | 4.9947 | 4.4187
3577 | 3.3296e-05 | 0.0001139 | 0 | 3.0376 | 3.2622 | 3.0192 | 4.4607 | 4.9978 | 4.4187
3578 | 3.4862e-05 | 0.00011367 | 0 | 3.0106 | 3.2622 | 3.0192 | 4.3992 | 4.9978 | 4.4187
3579 | 3.6608e-05 | 0.00011247 | 0.00011079 | 2.9989 | 3.2622 | 3.0192 | 4.3726 | 4.9978 | 4.4187
3580 | 4.0506e-05 | 0.00011216 | 0.0028807 | 3.001 | 3.2634 | 3.0192 | 4.3774 | 5.001 | 4.4187
3581 | 4.1004e-05 | 0.00011222 | 0.0091406 | 3.0529 | 3.2634 | 3.0192 | 4.4959 | 5.001 | 4.4187
3582 | 6.8939e-05 | 0.00011183 | 0.017561 | 3.1169 | 3.2634 | 3.0192 | 4.6453 | 5.001 | 4.4187
3583 | 4.9715e-05 | 0.0001091 | 0.027311 | 3.1789 | 3.2647 | 3.0192 | 4.7933 | 5.0041 | 4.4187
3584 | 4.0561e-05 | 0.00010321 | 0.036064 | 3.2446 | 3.2672 | 3.0192 | 4.9542 | 5.0104 | 4.4187
3585 | 3.8437e-05 | 0.00011403 | 0.049802 | 3.3105 | 3.2672 | 3.0192 | 5.1196 | 5.0104 | 4.4187
3586 | 3.7415e-05 | 0.00011716 | 0.052461 | 3.3419 | 3.2672 | 3.0192 | 5.1997 | 5.0104 | 4.4187
3587 | 3.4177e-05 | 0.00012165 | 0.055841 | 3.3954 | 3.266 | 3.0192 | 5.339 | 5.0073 | 4.4187
3588 | 3.4725e-05 | 0.00011855 | 0.057558 | 3.4229 | 3.2672 | 3.0192 | 5.4115 | 5.0104 | 4.4187
3589 | 3.6274e-05 | 0.0001148 | 0.053846 | 3.4437 | 3.2672 | 3.0192 | 5.4672 | 5.0104 | 4.4187
3590 | 3.2418e-05 | 0.00011401 | 0.056893 | 3.4992 | 3.2685 | 3.0192 | 5.6174 | 5.0136 | 4.4187
3591 | 3.0595e-05 | 0.00011021 | 0.05019 | 3.5137 | 3.2685 | 3.0192 | 5.6573 | 5.0136 | 4.4187
3592 | 2.0174e-05 | 0.0001114 | 0.036507 | 3.4805 | 3.2672 | 3.0192 | 5.5665 | 5.0104 | 4.4187
3593 | 1.6898e-05 | 0.00011626 | 0.023544 | 3.4663 | 3.2672 | 3.0192 | 5.5279 | 5.0104 | 4.4187
3594 | 1.8063e-05 | 0.00011777 | 0.010359 | 3.3995 | 3.2672 | 3.0192 | 5.3498 | 5.0104 | 4.4187
3595 | 2.8651e-05 | 0.00011723 | 0.0029915 | 3.308 | 3.2672 | 3.0192 | 5.113 | 5.0104 | 4.4187
3596 | 5.1081e-05 | 0.0001198 | 0.00022159 | 3.2409 | 3.266 | 3.0192 | 4.9449 | 5.0073 | 4.4187
3597 | 4.2739e-05 | 0.00011273 | 0 | 3.1765 | 3.266 | 3.0192 | 4.7875 | 5.0073 | 4.4187
3598 | 3.7681e-05 | 0.00011787 | 0 | 3.1112 | 3.266 | 3.0192 | 4.6318 | 5.0073 | 4.4187
3599 | 3.8215e-05 | 0.00012213 | 0 | 3.0661 | 3.266 | 3.0192 | 4.5266 | 5.0073 | 4.4187
3600 | 4.3044e-05 | 0.00012406 | 0 | 3.017 | 3.2672 | 3.0192 | 4.4138 | 5.0104 | 4.4187
3601 | 4.6826e-05 | 0.00012665 | 0 | 2.9862 | 3.2685 | 3.0192 | 4.344 | 5.0136 | 4.4187
3602 | 4.9172e-05 | 0.00012274 | 0 | 2.9642 | 3.2672 | 3.0192 | 4.2949 | 5.0104 | 4.4187
3603 | 5.2884e-05 | 0.00012193 | 0.00027699 | 2.9611 | 3.2672 | 3.0192 | 4.288 | 5.0104 | 4.4187
3604 | 6.0344e-05 | 0.00011365 | 0.0036562 | 2.9778 | 3.2672 | 3.0192 | 4.3252 | 5.0104 | 4.4187
3605 | 6.2033e-05 | 0.00010805 | 0.010304 | 3.065 | 3.2697 | 3.0192 | 4.524 | 5.0167 | 4.4187
3606 | 8.6084e-05 | 0.00011188 | 0.019888 | 3.1226 | 3.271 | 3.0192 | 4.6588 | 5.0199 | 4.4187
3607 | 7.3539e-05 | 0.000105 | 0.028031 | 3.1825 | 3.271 | 3.0192 | 4.802 | 5.0199 | 4.4187
3608 | 4.7091e-05 | 0.00010898 | 0.041049 | 3.2471 | 3.271 | 3.0192 | 4.9603 | 5.0199 | 4.4187
3609 | 2.5142e-05 | 0.00011832 | 0.052849 | 3.3183 | 3.271 | 3.0192 | 5.1394 | 5.0199 | 4.4187
3610 | 2.464e-05 | 0.00011872 | 0.052905 | 3.3525 | 3.271 | 3.0192 | 5.227 | 5.0199 | 4.4187
3611 | 2.3447e-05 | 0.00012435 | 0.05163 | 3.4229 | 3.271 | 3.0192 | 5.4115 | 5.0199 | 4.4187
3612 | 2.959e-05 | 0.00011936 | 0.054733 | 3.4649 | 3.271 | 3.0192 | 5.524 | 5.0199 | 4.4187
3613 | 2.6388e-05 | 0.00011484 | 0.052129 | 3.5021 | 3.2723 | 3.0192 | 5.6254 | 5.0231 | 4.4187
3614 | 2.787e-05 | 0.00011382 | 0.055397 | 3.5625 | 3.2723 | 3.0192 | 5.793 | 5.0231 | 4.4187
3615 | 2.321e-05 | 0.00011003 | 0.043819 | 3.5881 | 3.2723 | 3.0192 | 5.8654 | 5.0231 | 4.4187
3616 | 2.0773e-05 | 0.00011121 | 0.032795 | 3.5881 | 3.2723 | 3.0192 | 5.8654 | 5.0231 | 4.4187
3617 | 1.8509e-05 | 0.00011607 | 0.023322 | 3.5866 | 3.2723 | 3.0192 | 5.8611 | 5.0231 | 4.4187
3618 | 1.299e-05 | 0.00011758 | 0.013739 | 3.5284 | 3.2723 | 3.0192 | 5.6977 | 5.0231 | 4.4187
3619 | 1.9483e-05 | 0.00011704 | 0.0039332 | 3.4256 | 3.2723 | 3.0192 | 5.4189 | 5.0231 | 4.4187
3620 | 3.9435e-05 | 0.0001196 | 0.00027699 | 3.2925 | 3.2723 | 3.0192 | 5.074 | 5.0231 | 4.4187
3621 | 3.4752e-05 | 0.00011255 | 0 | 3.1909 | 3.2735 | 3.0192 | 4.8223 | 5.0262 | 4.4187
3622 | 2.9851e-05 | 0.00011783 | 0 | 3.1089 | 3.2723 | 3.0192 | 4.6264 | 5.0231 | 4.4187
3623 | 2.851e-05 | 0.00012242 | 0 | 3.0529 | 3.2723 | 3.0192 | 4.4959 | 5.0231 | 4.4187
3624 | 3.3117e-05 | 0.00012494 | 0 | 3.0376 | 3.2723 | 3.0192 | 4.4607 | 5.0231 | 4.4187
3625 | 3.6568e-05 | 0.0001273 | 0 | 3.0052 | 3.2723 | 3.0192 | 4.3871 | 5.0231 | 4.4187
3626 | 3.8192e-05 | 0.00012815 | 0 | 2.9715 | 3.2723 | 3.0192 | 4.3112 | 5.0231 | 4.4187
3627 | 4.1477e-05 | 0.00012801 | 0.00022159 | 2.9674 | 3.2735 | 3.0192 | 4.3018 | 5.0262 | 4.4187
3628 | 3.734e-05 | 0.00012747 | 0.0038224 | 2.9508 | 3.2735 | 3.0192 | 4.265 | 5.0262 | 4.4187
3629 | 4.503e-05 | 0.00012696 | 0.012852 | 3.1066 | 3.2761 | 3.0192 | 4.621 | 5.0326 | 4.4187
3630 | 5.074e-05 | 0.00012667 | 0.026702 | 3.2434 | 3.2761 | 3.0192 | 4.9511 | 5.0326 | 4.4187
3631 | 6.6475e-05 | 0.00012555 | 0.03695 | 3.3618 | 3.2761 | 3.0192 | 5.2511 | 5.0326 | 4.4187
3632 | 3.0602e-05 | 0.00012601 | 0.048528 | 3.4326 | 3.2761 | 3.0192 | 5.4374 | 5.0326 | 4.4187
3633 | 1.3353e-05 | 0.00012455 | 0.052849 | 3.4863 | 3.2773 | 3.0192 | 5.582 | 5.0358 | 4.4187
3634 | 1.6287e-05 | 0.00012352 | 0.062045 | 3.573 | 3.2786 | 3.0192 | 5.8226 | 5.039 | 4.4187
3635 | 2.6433e-05 | 0.00012554 | 0.066145 | 3.6327 | 3.2786 | 3.0192 | 5.9933 | 5.039 | 4.4187
3636 | 2.0048e-05 | 0.00011917 | 0.069745 | 3.6849 | 3.2786 | 3.0192 | 6.1458 | 5.039 | 4.4187
3637 | 2.2607e-05 | 0.00011458 | 0.063098 | 3.6833 | 3.2773 | 3.0192 | 6.141 | 5.0358 | 4.4187
3638 | 2.0835e-05 | 0.00011363 | 0.056395 | 3.6897 | 3.2773 | 3.0192 | 6.16 | 5.0358 | 4.4187
3639 | 1.6795e-05 | 0.00010986 | 0.048916 | 3.6801 | 3.2773 | 3.0192 | 6.1316 | 5.0358 | 4.4187
3640 | 1.4358e-05 | 0.00011101 | 0.035454 | 3.6642 | 3.2773 | 3.0192 | 6.0848 | 5.0358 | 4.4187
3641 | 1.0781e-05 | 0.00011587 | 0.026591 | 3.6219 | 3.2773 | 3.0192 | 5.9619 | 5.0358 | 4.4187
3642 | 1.6942e-05 | 0.00011739 | 0.015013 | 3.5988 | 3.2773 | 3.0192 | 5.8958 | 5.0358 | 4.4187
3643 | 2.0661e-05 | 0.00011685 | 0.0036562 | 3.4978 | 3.2786 | 3.0192 | 5.6135 | 5.039 | 4.4187
3644 | 2.8827e-05 | 0.0001194 | 0.00022159 | 3.3564 | 3.2773 | 3.0192 | 5.2373 | 5.0358 | 4.4187
3645 | 2.9602e-05 | 0.00011237 | 0 | 3.2671 | 3.2773 | 3.0192 | 5.0102 | 5.0358 | 4.4187
3646 | 2.9632e-05 | 0.00011764 | 0 | 3.1957 | 3.2773 | 3.0192 | 4.834 | 5.0358 | 4.4187
3647 | 2.5177e-05 | 0.00012222 | 0 | 3.1682 | 3.2761 | 3.0192 | 4.7675 | 5.0326 | 4.4187
3648 | 2.8132e-05 | 0.00012474 | 0 | 3.147 | 3.2773 | 3.0192 | 4.7167 | 5.0358 | 4.4187
3649 | 3.0252e-05 | 0.00012711 | 0 | 3.1226 | 3.2786 | 3.0192 | 4.6588 | 5.039 | 4.4187
3650 | 3.2886e-05 | 0.00012803 | 0 | 3.0818 | 3.2799 | 3.0192 | 4.5628 | 5.0421 | 4.4187
3651 | 3.511e-05 | 0.00012819 | 0.00044318 | 3.0874 | 3.2799 | 3.0192 | 4.5759 | 5.0421 | 4.4187
3652 | 3.7521e-05 | 0.0001282 | 0.0043764 | 3.0818 | 3.2812 | 3.0192 | 4.5628 | 5.0453 | 4.4187
3653 | 4.5028e-05 | 0.00012819 | 0.011024 | 3.1717 | 3.2837 | 3.0192 | 4.7761 | 5.0518 | 4.4187
3654 | 4.3891e-05 | 0.00012818 | 0.01673 | 3.2359 | 3.2837 | 3.0192 | 4.9327 | 5.0518 | 4.4187
3655 | 4.5606e-05 | 0.00012802 | 0.025981 | 3.308 | 3.2837 | 3.0192 | 5.113 | 5.0518 | 4.4187
3656 | 4.2396e-05 | 0.00012743 | 0.03828 | 3.4009 | 3.285 | 3.0192 | 5.3534 | 5.055 | 4.4187
3657 | 1.1305e-05 | 0.00012502 | 0.051021 | 3.4834 | 3.2863 | 3.0192 | 5.5742 | 5.0582 | 4.4187
3658 | 1.5446e-05 | 0.0001234 | 0.06764 | 3.555 | 3.2863 | 3.0192 | 5.772 | 5.0582 | 4.4187
3659 | 2.2671e-05 | 0.00012533 | 0.072792 | 3.6203 | 3.2863 | 3.0192 | 5.9575 | 5.0582 | 4.4187
3660 | 1.9503e-05 | 0.00011899 | 0.074953 | 3.7026 | 3.2863 | 3.0192 | 6.1983 | 5.0582 | 4.4187
3661 | 2.2844e-05 | 0.00011438 | 0.070964 | 3.7402 | 3.2875 | 3.0192 | 6.3112 | 5.0614 | 4.4187
3662 | 2.2868e-05 | 0.00011344 | 0.050412 | 3.6499 | 3.2875 | 3.0192 | 6.0433 | 5.0614 | 4.4187
3663 | 1.846e-05 | 0.00010968 | 0.042878 | 3.6499 | 3.2875 | 3.0192 | 6.0433 | 5.0614 | 4.4187
3664 | 1.0563e-05 | 0.00011082 | 0.03479 | 3.6359 | 3.2875 | 3.0192 | 6.0023 | 5.0614 | 4.4187
3665 | 1.1292e-05 | 0.00011568 | 0.022048 | 3.5836 | 3.2875 | 3.0192 | 5.8525 | 5.0614 | 4.4187
3666 | 9.3716e-06 | 0.0001172 | 0.011633 | 3.5298 | 3.2875 | 3.0192 | 5.7018 | 5.0614 | 4.4187
3667 | 1.1317e-05 | 0.00011667 | 0.0031023 | 3.4465 | 3.2875 | 3.0192 | 5.4747 | 5.0614 | 4.4187
3668 | 2.8472e-05 | 0.0001192 | 0.00027699 | 3.3538 | 3.2888 | 3.0192 | 5.2304 | 5.0646 | 4.4187
3669 | 2.1569e-05 | 0.00011218 | 0 | 3.2925 | 3.2888 | 3.0192 | 5.074 | 5.0646 | 4.4187
3670 | 1.0877e-05 | 0.00011744 | 0 | 3.2434 | 3.2888 | 3.0192 | 4.9511 | 5.0646 | 4.4187
3671 | 1.0233e-05 | 0.00012203 | 0 | 3.2029 | 3.2901 | 3.0192 | 4.8516 | 5.0678 | 4.4187
3672 | 1.4535e-05 | 0.00012455 | 0 | 3.1933 | 3.2901 | 3.0192 | 4.8281 | 5.0678 | 4.4187
3673 | 1.8131e-05 | 0.00012692 | 0 | 3.1493 | 3.2914 | 3.0192 | 4.7223 | 5.0711 | 4.4187
3674 | 2.5228e-05 | 0.00012784 | 0 | 3.1412 | 3.2927 | 3.0192 | 4.7028 | 5.0743 | 4.4187
3675 | 3.1279e-05 | 0.000128 | 0.00038778 | 3.1043 | 3.2927 | 3.0192 | 4.6157 | 5.0743 | 4.4187
3676 | 3.6881e-05 | 0.00012801 | 0.004044 | 3.0908 | 3.2939 | 3.0192 | 4.5838 | 5.0775 | 4.4187
3677 | 5.3638e-05 | 0.000128 | 0.0118 | 3.1694 | 3.2952 | 3.0192 | 4.7704 | 5.0808 | 4.4187
3678 | 4.1659e-05 | 0.00012799 | 0.018004 | 3.2533 | 3.2965 | 3.0192 | 4.9758 | 5.084 | 4.4187
3679 | 3.5209e-05 | 0.00012782 | 0.028253 | 3.3551 | 3.2965 | 3.0192 | 5.2339 | 5.084 | 4.4187
3680 | 1.3607e-05 | 0.00012724 | 0.031078 | 3.3914 | 3.2965 | 3.0192 | 5.3283 | 5.084 | 4.4187
3681 | 9.3333e-06 | 0.00012484 | 0.045038 | 3.4691 | 3.2991 | 3.0192 | 5.5355 | 5.0905 | 4.4187
3682 | 5.6617e-06 | 0.00012322 | 0.049193 | 3.5313 | 3.2991 | 3.0192 | 5.7059 | 5.0905 | 4.4187
3683 | 1.0281e-05 | 0.00012511 | 0.057503 | 3.6141 | 3.3004 | 3.0192 | 5.9397 | 5.0938 | 4.4187
3684 | 1.1939e-05 | 0.00011884 | 0.056228 | 3.6484 | 3.3004 | 3.0192 | 6.0387 | 5.0938 | 4.4187
3685 | 8.3722e-06 | 0.00011419 | 0.061048 | 3.6705 | 3.3004 | 3.0192 | 6.1034 | 5.0938 | 4.4187
3686 | 9.0601e-06 | 0.00011324 | 0.059386 | 3.7188 | 3.3004 | 3.0192 | 6.2469 | 5.0938 | 4.4187
3687 | 9.8496e-06 | 0.00010951 | 0.057558 | 3.7435 | 3.3016 | 3.0192 | 6.3212 | 5.097 | 4.4187
3688 | 3.763e-06 | 0.00011063 | 0.04249 | 3.7303 | 3.3016 | 3.0192 | 6.2814 | 5.097 | 4.4187
3689 | 1.847e-05 | 0.00011548 | 0.027533 | 3.701 | 3.3004 | 3.0192 | 6.1935 | 5.0938 | 4.4187
3690 | 1.5699e-05 | 0.00011701 | 0.013185 | 3.6359 | 3.3004 | 3.0192 | 6.0023 | 5.0938 | 4.4187
3691 | 1.5721e-05 | 0.00011648 | 0.003767 | 3.5342 | 3.3004 | 3.0192 | 5.7141 | 5.0938 | 4.4187
3692 | 1.1466e-05 | 0.000119 | 0.00027699 | 3.4354 | 3.3004 | 3.0192 | 5.4448 | 5.0938 | 4.4187
3693 | 1.7348e-05 | 0.00011199 | 0 | 3.3472 | 3.3004 | 3.0192 | 5.2133 | 5.0938 | 4.4187
3694 | 1.2188e-05 | 0.00011724 | 0 | 3.2634 | 3.3004 | 3.0192 | 5.0008 | 5.0938 | 4.4187
3695 | 1.2982e-05 | 0.00012184 | 0 | 3.2151 | 3.3016 | 3.0192 | 4.8814 | 5.097 | 4.4187
3696 | 1.8155e-05 | 0.00012436 | 0 | 3.1813 | 3.3029 | 3.0192 | 4.7991 | 5.1003 | 4.4187
3697 | 2.2507e-05 | 0.00012673 | 0 | 3.1458 | 3.3029 | 3.0192 | 4.7139 | 5.1003 | 4.4187
3698 | 2.7769e-05 | 0.00012765 | 0 | 3.11 | 3.3029 | 3.0192 | 4.6291 | 5.1003 | 4.4187
3699 | 3.3419e-05 | 0.00012781 | 0.00066477 | 3.0795 | 3.3029 | 3.0192 | 4.5576 | 5.1003 | 4.4187
3700 | 3.6987e-05 | 0.00012782 | 0.0058721 | 3.1112 | 3.3029 | 3.0192 | 4.6318 | 5.1003 | 4.4187
3701 | 5.6691e-05 | 0.00012781 | 0.015345 | 3.2298 | 3.3055 | 3.0192 | 4.9175 | 5.1069 | 4.4187
3702 | 5.167e-05 | 0.0001278 | 0.027754 | 3.3738 | 3.3055 | 3.0192 | 5.2824 | 5.1069 | 4.4187
3703 | 4.9815e-05 | 0.00012762 | 0.036341 | 3.4354 | 3.3055 | 3.0192 | 5.4448 | 5.1069 | 4.4187
3704 | 1.8207e-05 | 0.00012706 | 0.049525 | 3.5284 | 3.3055 | 3.0192 | 5.6977 | 5.1069 | 4.4187
3705 | 1.1055e-05 | 0.00012466 | 0.060162 | 3.6312 | 3.3055 | 3.0192 | 5.9888 | 5.1069 | 4.4187
3706 | 9.5692e-06 | 0.00012303 | 0.063485 | 3.7107 | 3.3081 | 3.0192 | 6.2225 | 5.1134 | 4.4187
3707 | 1.4497e-05 | 0.0001249 | 0.067252 | 3.7501 | 3.3081 | 3.0192 | 6.3413 | 5.1134 | 4.4187
3708 | 2.0159e-05 | 0.00011865 | 0.063984 | 3.8125 | 3.3081 | 3.0192 | 6.5336 | 5.1134 | 4.4187
3709 | 2.3536e-05 | 0.000114 | 0.056228 | 3.8315 | 3.3081 | 3.0192 | 6.5931 | 5.1134 | 4.4187
3710 | 1.9565e-05 | 0.00011306 | 0.046478 | 3.8177 | 3.3081 | 3.0192 | 6.5497 | 5.1134 | 4.4187
3711 | 1.7146e-05 | 0.00010932 | 0.03202 | 3.8023 | 3.3094 | 3.0192 | 6.5017 | 5.1167 | 4.4187
3712 | 1.4391e-05 | 0.00011043 | 0.025372 | 3.6531 | 3.3094 | 3.0192 | 6.0525 | 5.1167 | 4.4187
3713 | 1.9031e-05 | 0.00011528 | 0.016342 | 3.6203 | 3.3107 | 3.0192 | 5.9575 | 5.12 | 4.4187
3714 | 1.686e-05 | 0.00011682 | 0.0092514 | 3.552 | 3.3107 | 3.0192 | 5.7637 | 5.12 | 4.4187
3715 | 2.7768e-05 | 0.00011629 | 0.0032684 | 3.4663 | 3.3107 | 3.0192 | 5.5279 | 5.12 | 4.4187
3716 | 2.4156e-05 | 0.00011881 | 0.00038778 | 3.4146 | 3.3107 | 3.0192 | 5.3896 | 5.12 | 4.4187
3717 | 1.5423e-05 | 0.00011181 | 0 | 3.3406 | 3.3094 | 3.0192 | 5.1964 | 5.1167 | 4.4187
3718 | 8.6163e-06 | 0.00011704 | 0 | 3.29 | 3.3094 | 3.0192 | 5.0675 | 5.1167 | 4.4187
3719 | 8.772e-06 | 0.00012165 | 0 | 3.2446 | 3.3107 | 3.0192 | 4.9542 | 5.12 | 4.4187
3720 | 1.4085e-05 | 0.00012417 | 0 | 3.2212 | 3.3107 | 3.0192 | 4.8963 | 5.12 | 4.4187
3721 | 1.7504e-05 | 0.00012654 | 0 | 3.2066 | 3.312 | 3.0192 | 4.8605 | 5.1233 | 4.4187
3722 | 2.0607e-05 | 0.00012747 | 0 | 3.1801 | 3.3133 | 3.0192 | 4.7962 | 5.1266 | 4.4187
3723 | 2.3361e-05 | 0.00012763 | 0.00038778 | 3.1493 | 3.3133 | 3.0192 | 4.7223 | 5.1266 | 4.4187
3724 | 2.9671e-05 | 0.00012763 | 0.0032684 | 3.1365 | 3.3133 | 3.0192 | 4.6917 | 5.1266 | 4.4187
3725 | 3.6606e-05 | 0.00012762 | 0.011689 | 3.2114 | 3.3133 | 3.0192 | 4.8724 | 5.1266 | 4.4187
3726 | 4.7065e-05 | 0.00012762 | 0.02299 | 3.3209 | 3.3133 | 3.0192 | 5.146 | 5.1266 | 4.4187
3727 | 3.2605e-05 | 0.00012757 | 0.034956 | 3.4243 | 3.3172 | 3.0192 | 5.4152 | 5.1365 | 4.4187
3728 | 1.1952e-05 | 0.00012687 | 0.047586 | 3.5196 | 3.3185 | 3.0192 | 5.6734 | 5.1398 | 4.4187
3729 | 7.5782e-06 | 0.00012447 | 0.057115 | 3.639 | 3.3185 | 3.0192 | 6.0114 | 5.1398 | 4.4187
3730 | 8.3122e-06 | 0.00012285 | 0.056838 | 3.6785 | 3.3185 | 3.0192 | 6.1269 | 5.1398 | 4.4187
3731 | 1.5499e-05 | 0.00012469 | 0.056727 | 3.727 | 3.3185 | 3.0192 | 6.2715 | 5.1398 | 4.4187
3732 | 1.8277e-05 | 0.00011848 | 0.061048 | 3.7221 | 3.3185 | 3.0192 | 6.2567 | 5.1398 | 4.4187
3733 | 2.3295e-05 | 0.00011381 | 0.053237 | 3.7237 | 3.3198 | 3.0192 | 6.2616 | 5.1432 | 4.4187
3734 | 2.779e-05 | 0.00011287 | 0.045093 | 3.7435 | 3.3198 | 3.0192 | 6.3212 | 5.1432 | 4.4187
3735 | 1.6942e-05 | 0.00010915 | 0.04526 | 3.7534 | 3.3198 | 3.0192 | 6.3514 | 5.1432 | 4.4187
3736 | 1.1854e-05 | 0.00011024 | 0.033571 | 3.7651 | 3.3185 | 3.0192 | 6.3871 | 5.1398 | 4.4187
3737 | 2.5471e-05 | 0.0001151 | 0.019998 | 3.6817 | 3.3185 | 3.0192 | 6.1363 | 5.1398 | 4.4187
3738 | 1.9713e-05 | 0.00011663 | 0.012077 | 3.6265 | 3.3185 | 3.0192 | 5.9753 | 5.1398 | 4.4187
3739 | 1.4856e-05 | 0.0001161 | 0.0044872 | 3.5298 | 3.3185 | 3.0192 | 5.7018 | 5.1398 | 4.4187
3740 | 1.8264e-05 | 0.00011861 | 0.00038778 | 3.427 | 3.3185 | 3.0192 | 5.4226 | 5.1398 | 4.4187
3741 | 1.496e-05 | 0.00011163 | 0 | 3.3498 | 3.3211 | 3.0192 | 5.2202 | 5.1465 | 4.4187
3742 | 5.6538e-06 | 0.00011684 | 0 | 3.2836 | 3.3224 | 3.0192 | 5.0515 | 5.1498 | 4.4187
3743 | 2.3515e-06 | 0.00012145 | 0 | 3.2384 | 3.3224 | 3.0192 | 4.9388 | 5.1498 | 4.4187
3744 | 2.8308e-06 | 0.00012397 | 0 | 3.1885 | 3.3224 | 3.0192 | 4.8165 | 5.1498 | 4.4187
3745 | 2.3479e-06 | 0.00012635 | 0 | 3.1861 | 3.3224 | 3.0192 | 4.8107 | 5.1498 | 4.4187
3746 | 2.8035e-06 | 0.00012728 | 0 | 3.1435 | 3.3224 | 3.0192 | 4.7084 | 5.1498 | 4.4187
3747 | 4.928e-06 | 0.00012744 | 0.00038778 | 3.1158 | 3.325 | 3.0192 | 4.6426 | 5.1565 | 4.4187
3748 | 6.6309e-06 | 0.00012745 | 0.0039886 | 3.1284 | 3.3237 | 3.0192 | 4.6725 | 5.1531 | 4.4187
3749 | 2.1807e-05 | 0.00012744 | 0.01396 | 3.2236 | 3.325 | 3.0192 | 4.9024 | 5.1565 | 4.4187
3750 | 2.1225e-05 | 0.00012743 | 0.026148 | 3.3157 | 3.325 | 3.0192 | 5.1328 | 5.1565 | 4.4187
3751 | 1.487e-05 | 0.00012737 | 0.044096 | 3.4215 | 3.3276 | 3.0192 | 5.4079 | 5.1632 | 4.4187
3752 | 1.2299e-05 | 0.00012668 | 0.057004 | 3.5357 | 3.3276 | 3.0192 | 5.7182 | 5.1632 | 4.4187
3753 | 1.1167e-05 | 0.00012429 | 0.067419 | 3.6172 | 3.3276 | 3.0192 | 5.9486 | 5.1632 | 4.4187
3754 | 8.0406e-06 | 0.00012266 | 0.072238 | 3.7042 | 3.3276 | 3.0192 | 6.2032 | 5.1632 | 4.4187
3755 | 1.4513e-05 | 0.00012441 | 0.074233 | 3.7634 | 3.3302 | 3.0192 | 6.3819 | 5.1699 | 4.4187
3756 | 1.9398e-05 | 0.00011828 | 0.076615 | 3.816 | 3.3302 | 3.0192 | 6.5444 | 5.1699 | 4.4187
3757 | 2.8194e-05 | 0.00011362 | 0.064483 | 3.8454 | 3.3316 | 3.0192 | 6.637 | 5.1732 | 4.4187
3758 | 2.0657e-05 | 0.00011268 | 0.049414 | 3.8612 | 3.3316 | 3.0192 | 6.6871 | 5.1732 | 4.4187
3759 | 1.458e-05 | 0.00010898 | 0.033017 | 3.8023 | 3.3302 | 3.0192 | 6.5017 | 5.1699 | 4.4187
3760 | 2.228e-05 | 0.00011006 | 0.02792 | 3.7735 | 3.3316 | 3.0192 | 6.4127 | 5.1732 | 4.4187
3761 | 1.6283e-05 | 0.0001149 | 0.015511 | 3.6141 | 3.3316 | 3.0192 | 5.9397 | 5.1732 | 4.4187
3762 | 1.509e-05 | 0.00011645 | 0.0086974 | 3.561 | 3.3302 | 3.0192 | 5.7888 | 5.1699 | 4.4187
3763 | 2.7457e-05 | 0.00011592 | 0.0030469 | 3.4748 | 3.3302 | 3.0192 | 5.5509 | 5.1699 | 4.4187
3764 | 2.4865e-05 | 0.00011841 | 0.00033238 | 3.4187 | 3.3302 | 3.0192 | 5.4005 | 5.1699 | 4.4187
3765 | 3.5499e-05 | 0.00011145 | 0 | 3.3287 | 3.3302 | 3.0192 | 5.166 | 5.1699 | 4.4187
3766 | 2.6427e-05 | 0.00011665 | 0 | 3.276 | 3.3329 | 3.0192 | 5.0323 | 5.1766 | 4.4187
3767 | 2.6911e-05 | 0.00012126 | 0 | 3.2409 | 3.3316 | 3.0192 | 4.9449 | 5.1732 | 4.4187
3768 | 3.0325e-05 | 0.00012378 | 0 | 3.2261 | 3.3316 | 3.0192 | 4.9084 | 5.1732 | 4.4187
3769 | 3.3186e-05 | 0.00012616 | 0 | 3.1849 | 3.3329 | 3.0192 | 4.8078 | 5.1766 | 4.4187
3770 | 3.6982e-05 | 0.00012709 | 0 | 3.1599 | 3.3329 | 3.0192 | 4.7476 | 5.1766 | 4.4187
3771 | 3.8893e-05 | 0.00012725 | 0.00038778 | 3.1576 | 3.3342 | 3.0192 | 4.742 | 5.18 | 4.4187
3772 | 3.6836e-05 | 0.00012726 | 0.0038778 | 3.1552 | 3.3355 | 3.0192 | 4.7363 | 5.1833 | 4.4187
3773 | 4.3787e-05 | 0.00012725 | 0.011689 | 3.2187 | 3.3355 | 3.0192 | 4.8903 | 5.1833 | 4.4187
3774 | 4.7962e-05 | 0.00012725 | 0.018891 | 3.2938 | 3.3368 | 3.0192 | 5.0772 | 5.1867 | 4.4187
3775 | 3.5737e-05 | 0.00012718 | 0.02864 | 3.3618 | 3.3368 | 3.0192 | 5.2511 | 5.1867 | 4.4187
3776 | 1.4612e-05 | 0.0001265 | 0.043709 | 3.4368 | 3.3381 | 3.0192 | 5.4485 | 5.1901 | 4.4187
3777 | 1.4212e-05 | 0.00012411 | 0.049027 | 3.4978 | 3.3381 | 3.0192 | 5.6135 | 5.1901 | 4.4187
3778 | 1.1306e-05 | 0.00012248 | 0.054843 | 3.5416 | 3.3394 | 3.0192 | 5.7346 | 5.1935 | 4.4187
3779 | 1.6479e-05 | 0.0001242 | 0.060328 | 3.6296 | 3.3394 | 3.0192 | 5.9843 | 5.1935 | 4.4187
3780 | 2.2525e-05 | 0.0001181 | 0.058278 | 3.6673 | 3.3394 | 3.0192 | 6.0941 | 5.1935 | 4.4187
3781 | 2.192e-05 | 0.00011343 | 0.052905 | 3.7091 | 3.3408 | 3.0192 | 6.2177 | 5.1969 | 4.4187
3782 | 2.2219e-05 | 0.00011249 | 0.05789 | 3.6881 | 3.3408 | 3.0192 | 6.1553 | 5.1969 | 4.4187
3783 | 2.4042e-05 | 0.0001088 | 0.044318 | 3.6594 | 3.3408 | 3.0192 | 6.0709 | 5.1969 | 4.4187
3784 | 1.1041e-05 | 0.00010988 | 0.03418 | 3.6452 | 3.3408 | 3.0192 | 6.0296 | 5.1969 | 4.4187
3785 | 1.8219e-05 | 0.00011471 | 0.024098 | 3.5821 | 3.3394 | 3.0192 | 5.8482 | 5.1935 | 4.4187
3786 | 1.1962e-05 | 0.00011626 | 0.01119 | 3.5372 | 3.3408 | 3.0192 | 5.7223 | 5.1969 | 4.4187
3787 | 1.2881e-05 | 0.00011573 | 0.0032131 | 3.4748 | 3.3408 | 3.0192 | 5.5509 | 5.1969 | 4.4187
3788 | 2.1459e-05 | 0.00011822 | 0.00027699 | 3.3564 | 3.3394 | 3.0192 | 5.2373 | 5.1935 | 4.4187
3789 | 1.9706e-05 | 0.00011127 | 0 | 3.3028 | 3.3394 | 3.0192 | 5.0999 | 5.1935 | 4.4187
3790 | 1.4436e-05 | 0.00011646 | 0 | 3.2347 | 3.3408 | 3.0192 | 4.9296 | 5.1969 | 4.4187
3791 | 1.6663e-05 | 0.00012107 | 0 | 3.1837 | 3.3408 | 3.0192 | 4.8049 | 5.1969 | 4.4187
3792 | 2.8014e-05 | 0.00012359 | 0 | 3.1388 | 3.3408 | 3.0192 | 4.6973 | 5.1969 | 4.4187
3793 | 3.1112e-05 | 0.00012597 | 0 | 3.1203 | 3.3408 | 3.0192 | 4.6534 | 5.1969 | 4.4187
3794 | 3.3981e-05 | 0.00012691 | 0 | 3.1169 | 3.3408 | 3.0192 | 4.6453 | 5.1969 | 4.4187
3795 | 3.5052e-05 | 0.00012707 | 0.00049858 | 3.1078 | 3.3408 | 3.0192 | 4.6237 | 5.1969 | 4.4187
3796 | 3.5564e-05 | 0.00012708 | 0.0028253 | 3.1238 | 3.3434 | 3.0192 | 4.6616 | 5.2037 | 4.4187
3797 | 4.6366e-05 | 0.00012707 | 0.0085866 | 3.1611 | 3.3434 | 3.0192 | 4.7505 | 5.2037 | 4.4187
3798 | 4.6046e-05 | 0.00012706 | 0.015788 | 3.2224 | 3.3434 | 3.0192 | 4.8994 | 5.2037 | 4.4187
3799 | 5.2157e-05 | 0.00012691 | 0.028419 | 3.2951 | 3.3421 | 3.0192 | 5.0804 | 5.2003 | 4.4187
3800 | 2.1378e-05 | 0.00012632 | 0.039775 | 3.3684 | 3.3434 | 3.0192 | 5.2685 | 5.2037 | 4.4187
3801 | 1.5336e-05 | 0.00012393 | 0.05091 | 3.4592 | 3.3434 | 3.0192 | 5.5088 | 5.2037 | 4.4187
3802 | 2.0783e-05 | 0.0001223 | 0.059995 | 3.5866 | 3.3434 | 3.0192 | 5.8611 | 5.2037 | 4.4187
3803 | 1.8732e-05 | 0.00012399 | 0.049802 | 3.5881 | 3.3434 | 3.0192 | 5.8654 | 5.2037 | 4.4187
3804 | 2.0407e-05 | 0.00011796 | 0.052351 | 3.6234 | 3.3434 | 3.0192 | 5.9664 | 5.2037 | 4.4187
3805 | 2.0905e-05 | 0.00011324 | 0.046035 | 3.5851 | 3.3434 | 3.0192 | 5.8568 | 5.2037 | 4.4187
3806 | 3.7447e-05 | 0.00011231 | 0.044152 | 3.6374 | 3.3447 | 3.0192 | 6.0069 | 5.2071 | 4.4187
3807 | 2.0703e-05 | 0.00010863 | 0.030746 | 3.5927 | 3.3447 | 3.0192 | 5.8784 | 5.2071 | 4.4187
3808 | 1.089e-05 | 0.0001097 | 0.032629 | 3.6157 | 3.3434 | 3.0192 | 5.9442 | 5.2037 | 4.4187
3809 | 1.3313e-05 | 0.00011452 | 0.020442 | 3.5357 | 3.3434 | 3.0192 | 5.7182 | 5.2037 | 4.4187
3810 | 2.6774e-05 | 0.00011607 | 0.012132 | 3.5079 | 3.3434 | 3.0192 | 5.6413 | 5.2037 | 4.4187
3811 | 2.7779e-05 | 0.00011555 | 0.0037116 | 3.4368 | 3.3434 | 3.0192 | 5.4485 | 5.2037 | 4.4187
3812 | 3.2484e-05 | 0.00011796 | 0.00044318 | 3.3752 | 3.3434 | 3.0192 | 5.2859 | 5.2037 | 4.4187
3813 | 2.8891e-05 | 0.00011109 | 0 | 3.2925 | 3.3434 | 3.0192 | 5.074 | 5.2037 | 4.4187
3814 | 2.1921e-05 | 0.00011627 | 0 | 3.2459 | 3.3434 | 3.0192 | 4.9572 | 5.2037 | 4.4187
3815 | 2.0807e-05 | 0.00012088 | 0 | 3.2053 | 3.3421 | 3.0192 | 4.8576 | 5.2003 | 4.4187
3816 | 2.3201e-05 | 0.0001234 | 0 | 3.1552 | 3.3421 | 3.0192 | 4.7363 | 5.2003 | 4.4187
3817 | 2.3479e-05 | 0.00012578 | 0 | 3.1261 | 3.3434 | 3.0192 | 4.667 | 5.2037 | 4.4187
3818 | 2.4712e-05 | 0.00012672 | 0 | 3.1158 | 3.3434 | 3.0192 | 4.6426 | 5.2037 | 4.4187
3819 | 2.5975e-05 | 0.00012688 | 0.00044318 | 3.1055 | 3.3434 | 3.0192 | 4.6184 | 5.2037 | 4.4187
3820 | 3.0497e-05 | 0.00012689 | 0.0042102 | 3.1215 | 3.3434 | 3.0192 | 4.6561 | 5.2037 | 4.4187
3821 | 3.1965e-05 | 0.00012686 | 0.01252 | 3.1993 | 3.3434 | 3.0192 | 4.8428 | 5.2037 | 4.4187
3822 | 3.7049e-05 | 0.0001268 | 0.023322 | 3.2734 | 3.3447 | 3.0192 | 5.026 | 5.2071 | 4.4187
3823 | 3.9612e-05 | 0.00012667 | 0.034402 | 3.3658 | 3.346 | 3.0192 | 5.2615 | 5.2105 | 4.4187
3824 | 3.7548e-05 | 0.00012608 | 0.0467 | 3.4578 | 3.346 | 3.0192 | 5.5049 | 5.2105 | 4.4187
3825 | 1.3229e-05 | 0.00012371 | 0.058001 | 3.561 | 3.346 | 3.0192 | 5.7888 | 5.2105 | 4.4187
3826 | 2.5707e-05 | 0.00012211 | 0.067252 | 3.6737 | 3.346 | 3.0192 | 6.1128 | 5.2105 | 4.4187
3827 | 1.8934e-05 | 0.00012378 | 0.066532 | 3.7568 | 3.346 | 3.0192 | 6.3616 | 5.2105 | 4.4187
3828 | 2.2671e-05 | 0.00011778 | 0.063818 | 3.8454 | 3.346 | 3.0192 | 6.637 | 5.2105 | 4.4187
3829 | 2.9346e-05 | 0.00011305 | 0.050412 | 3.8194 | 3.346 | 3.0192 | 6.5551 | 5.2105 | 4.4187
3830 | 2.3179e-05 | 0.00011213 | 0.057115 | 3.8913 | 3.346 | 3.0192 | 6.7838 | 5.2105 | 4.4187
3831 | 1.4087e-05 | 0.00010846 | 0.044429 | 3.8949 | 3.346 | 3.0192 | 6.7954 | 5.2105 | 4.4187
3832 | 1.1537e-05 | 0.00010951 | 0.032518 | 3.8006 | 3.3447 | 3.0192 | 6.4964 | 5.2071 | 4.4187
3833 | 9.5918e-06 | 0.00011432 | 0.018226 | 3.7336 | 3.3447 | 3.0192 | 6.2913 | 5.2071 | 4.4187
3834 | 8.5887e-06 | 0.00011589 | 0.010027 | 3.6753 | 3.3447 | 3.0192 | 6.1175 | 5.2071 | 4.4187
3835 | 1.5417e-05 | 0.00011537 | 0.0035454 | 3.6003 | 3.3447 | 3.0192 | 5.9002 | 5.2071 | 4.4187
3836 | 2.0125e-05 | 0.00011777 | 0.00049858 | 3.5036 | 3.346 | 3.0192 | 5.6293 | 5.2105 | 4.4187
3837 | 1.8737e-05 | 0.00011091 | 0 | 3.3419 | 3.346 | 3.0192 | 5.1997 | 5.2105 | 4.4187
3838 | 1.0157e-05 | 0.00011608 | 0 | 3.2989 | 3.346 | 3.0192 | 5.0902 | 5.2105 | 4.4187
3839 | 1.118e-05 | 0.00012067 | 0 | 3.2397 | 3.346 | 3.0192 | 4.9419 | 5.2105 | 4.4187
3840 | 2.4689e-05 | 0.0001232 | 0 | 3.2041 | 3.346 | 3.0192 | 4.8546 | 5.2105 | 4.4187
3841 | 3.2602e-05 | 0.00012554 | 0 | 3.1837 | 3.346 | 3.0192 | 4.8049 | 5.2105 | 4.4187
3842 | 3.8424e-05 | 0.00012643 | 0 | 3.1342 | 3.3474 | 3.0192 | 4.6862 | 5.2139 | 4.4187
3843 | 4.1598e-05 | 0.00012654 | 0.00049858 | 3.1181 | 3.3474 | 3.0192 | 4.648 | 5.2139 | 4.4187
3844 | 4.3528e-05 | 0.00012646 | 0.0050966 | 3.1435 | 3.3487 | 3.0192 | 4.7084 | 5.2173 | 4.4187
3845 | 6.3115e-05 | 0.00012631 | 0.015844 | 3.2459 | 3.3487 | 3.0192 | 4.9572 | 5.2173 | 4.4187
3846 | 4.6949e-05 | 0.00012606 | 0.02792 | 3.3752 | 3.35 | 3.0192 | 5.2859 | 5.2207 | 4.4187
3847 | 7.3028e-05 | 0.00012611 | 0.042767 | 3.4791 | 3.3514 | 3.0192 | 5.5626 | 5.2242 | 4.4187
3848 | 2.1365e-05 | 0.00012556 | 0.049747 | 3.561 | 3.3514 | 3.0192 | 5.7888 | 5.2242 | 4.4187
3849 | 1.4452e-05 | 0.00012338 | 0.050744 | 3.6327 | 3.3527 | 3.0192 | 5.9933 | 5.2276 | 4.4187
3850 | 2.2269e-05 | 0.00012192 | 0.053957 | 3.6721 | 3.3527 | 3.0192 | 6.1081 | 5.2276 | 4.4187
3851 | 2.3939e-05 | 0.00012358 | 0.064095 | 3.7752 | 3.354 | 3.0192 | 6.4179 | 5.231 | 4.4187
3852 | 2.1188e-05 | 0.0001176 | 0.059275 | 3.7887 | 3.354 | 3.0192 | 6.4595 | 5.231 | 4.4187
3853 | 2.389e-05 | 0.00011287 | 0.05994 | 3.804 | 3.354 | 3.0192 | 6.507 | 5.231 | 4.4187
3854 | 2.0374e-05 | 0.00011191 | 0.055951 | 3.8489 | 3.3553 | 3.0192 | 6.6481 | 5.2345 | 4.4187
3855 | 1.445e-05 | 0.00010829 | 0.04249 | 3.804 | 3.3553 | 3.0192 | 6.507 | 5.2345 | 4.4187
3856 | 1.1043e-05 | 0.00010933 | 0.03972 | 3.7718 | 3.3553 | 3.0192 | 6.4076 | 5.2345 | 4.4187
3857 | 1.2065e-05 | 0.00011414 | 0.028751 | 3.6833 | 3.3567 | 3.0192 | 6.141 | 5.2379 | 4.4187
3858 | 1.0371e-05 | 0.0001157 | 0.015234 | 3.6034 | 3.3567 | 3.0192 | 5.9089 | 5.2379 | 4.4187
3859 | 1.1143e-05 | 0.00011518 | 0.0045426 | 3.5021 | 3.3567 | 3.0192 | 5.6254 | 5.2379 | 4.4187
3860 | 2.7434e-05 | 0.00011764 | 0.00055397 | 3.3846 | 3.3567 | 3.0192 | 5.3106 | 5.2379 | 4.4187
3861 | 2.1012e-05 | 0.00011071 | 0 | 3.2836 | 3.3567 | 3.0192 | 5.0515 | 5.2379 | 4.4187
3862 | 9.3528e-06 | 0.00011577 | 0 | 3.2459 | 3.3567 | 3.0192 | 4.9572 | 5.2379 | 4.4187
3863 | 6.9648e-06 | 0.00012022 | 0 | 3.2138 | 3.3567 | 3.0192 | 4.8784 | 5.2379 | 4.4187
3864 | 7.9009e-06 | 0.00012256 | 0 | 3.1729 | 3.3567 | 3.0192 | 4.7789 | 5.2379 | 4.4187
3865 | 7.4812e-06 | 0.00012458 | 0 | 3.1611 | 3.3553 | 3.0192 | 4.7505 | 5.2345 | 4.4187
3866 | 7.8775e-06 | 0.00012534 | 0 | 3.1215 | 3.3593 | 3.0192 | 4.6561 | 5.2448 | 4.4187
3867 | 9.9824e-06 | 0.00012181 | 0.00060937 | 3.0975 | 3.3593 | 3.0192 | 4.5997 | 5.2448 | 4.4187
3868 | 1.4799e-05 | 0.00012156 | 0.0057613 | 3.1226 | 3.3593 | 3.0192 | 4.6588 | 5.2448 | 4.4187
3869 | 1.9289e-05 | 0.00011396 | 0.015234 | 3.2236 | 3.3607 | 3.0192 | 4.9024 | 5.2483 | 4.4187
3870 | 2.3048e-05 | 0.0001115 | 0.029139 | 3.3604 | 3.3607 | 3.0192 | 5.2477 | 5.2483 | 4.4187
3871 | 4.6946e-05 | 0.00010428 | 0.043376 | 3.4992 | 3.3633 | 3.0192 | 5.6174 | 5.2552 | 4.4187
3872 | 2.4342e-05 | 0.00011425 | 0.055951 | 3.5805 | 3.3633 | 3.0192 | 5.8439 | 5.2552 | 4.4187
3873 | 1.8416e-05 | 0.00011814 | 0.064704 | 3.6531 | 3.3633 | 3.0192 | 6.0525 | 5.2552 | 4.4187
3874 | 9.5573e-06 | 0.0001181 | 0.072294 | 3.7369 | 3.3647 | 3.0192 | 6.3012 | 5.2587 | 4.4187
3875 | 1.7149e-05 | 0.00012233 | 0.06415 | 3.7768 | 3.3647 | 3.0192 | 6.4231 | 5.2587 | 4.4187
3876 | 2.0717e-05 | 0.00011699 | 0.075119 | 3.8315 | 3.3647 | 3.0192 | 6.5931 | 5.2587 | 4.4187
3877 | 2.8612e-05 | 0.00011255 | 0.067308 | 3.8665 | 3.3674 | 3.0192 | 6.704 | 5.2656 | 4.4187
3878 | 2.052e-05 | 0.00011167 | 0.053182 | 3.8367 | 3.3674 | 3.0192 | 6.6095 | 5.2656 | 4.4187
3879 | 1.6018e-05 | 0.00010799 | 0.044927 | 3.8229 | 3.3674 | 3.0192 | 6.5659 | 5.2656 | 4.4187
3880 | 1.1577e-05 | 0.00010881 | 0.036839 | 3.7904 | 3.3674 | 3.0192 | 6.4648 | 5.2656 | 4.4187
3881 | 2.3773e-05 | 0.00011361 | 0.026148 | 3.7501 | 3.3674 | 3.0192 | 6.3413 | 5.2656 | 4.4187
3882 | 9.1246e-06 | 0.0001152 | 0.011633 | 3.6849 | 3.3674 | 3.0192 | 6.1458 | 5.2656 | 4.4187
3883 | 1.1741e-05 | 0.00011429 | 0.0032684 | 3.5927 | 3.3674 | 3.0192 | 5.8784 | 5.2656 | 4.4187
3884 | 2.054e-05 | 0.00011708 | 0.00034623 | 3.5094 | 3.3674 | 3.0192 | 5.6453 | 5.2656 | 4.4187
3885 | 1.8273e-05 | 0.00010939 | 0 | 3.455 | 3.3674 | 3.0192 | 5.4974 | 5.2656 | 4.4187
3886 | 7.1936e-06 | 0.00011437 | 0 | 3.3671 | 3.3674 | 3.0192 | 5.265 | 5.2656 | 4.4187
3887 | 5.8787e-06 | 0.00011566 | 0 | 3.3235 | 3.3687 | 3.0192 | 5.1527 | 5.2691 | 4.4187
3888 | 8.5958e-06 | 0.00011622 | 0 | 3.2938 | 3.3687 | 3.0192 | 5.0772 | 5.2691 | 4.4187
3889 | 1.1573e-05 | 0.00011439 | 0 | 3.2811 | 3.3687 | 3.0192 | 5.0451 | 5.2691 | 4.4187
3890 | 1.8527e-05 | 0.00011033 | 0 | 3.2571 | 3.37 | 3.0192 | 4.9851 | 5.2726 | 4.4187
3891 | 2.8611e-05 | 0.00010872 | 0.00027699 | 3.2359 | 3.3714 | 3.0192 | 4.9327 | 5.2761 | 4.4187
3892 | 3.6276e-05 | 0.00010881 | 0.0037116 | 3.2546 | 3.3714 | 3.0192 | 4.9789 | 5.2761 | 4.4187
3893 | 3.812e-05 | 0.00010974 | 0.010304 | 3.3222 | 3.3741 | 3.0192 | 5.1494 | 5.2831 | 4.4187
3894 | 4.1189e-05 | 0.0001098 | 0.022491 | 3.4215 | 3.3741 | 3.0192 | 5.4079 | 5.2831 | 4.4187
3895 | 4.916e-05 | 0.00010722 | 0.030192 | 3.5108 | 3.3754 | 3.0192 | 5.6493 | 5.2866 | 4.4187
3896 | 1.9348e-05 | 0.0001004 | 0.041548 | 3.5685 | 3.3754 | 3.0192 | 5.8099 | 5.2866 | 4.4187
3897 | 8.9798e-06 | 0.00010919 | 0.048639 | 3.6157 | 3.3768 | 3.0192 | 5.9442 | 5.2901 | 4.4187
3898 | 7.044e-06 | 0.00011455 | 0.059885 | 3.7123 | 3.3781 | 3.0192 | 6.2274 | 5.2937 | 4.4187
3899 | 1.8867e-05 | 0.00011806 | 0.058721 | 3.7668 | 3.3768 | 3.0192 | 6.3922 | 5.2901 | 4.4187
3900 | 2.67e-05 | 0.00011612 | 0.058223 | 3.7904 | 3.3781 | 3.0192 | 6.4648 | 5.2937 | 4.4187
3901 | 2.5795e-05 | 0.00011227 | 0.054179 | 3.7989 | 3.3795 | 3.0192 | 6.4911 | 5.2972 | 4.4187
3902 | 2.1118e-05 | 0.00011152 | 0.046368 | 3.816 | 3.3795 | 3.0192 | 6.5444 | 5.2972 | 4.4187
3903 | 1.5758e-05 | 0.00010776 | 0.040052 | 3.8023 | 3.3795 | 3.0192 | 6.5017 | 5.2972 | 4.4187
3904 | 1.3565e-05 | 0.00010808 | 0.036618 | 3.7701 | 3.3795 | 3.0192 | 6.4024 | 5.2972 | 4.4187
3905 | 2.6561e-05 | 0.00011317 | 0.023045 | 3.7042 | 3.3795 | 3.0192 | 6.2032 | 5.2972 | 4.4187
3906 | 1.4145e-05 | 0.00011484 | 0.013129 | 3.6421 | 3.3808 | 3.0192 | 6.0205 | 5.3007 | 4.4187
3907 | 1.1483e-05 | 0.00011473 | 0.004044 | 3.5328 | 3.3808 | 3.0192 | 5.71 | 5.3007 | 4.4187
3908 | 2.1488e-05 | 0.00011639 | 0.00055397 | 3.4508 | 3.3808 | 3.0192 | 5.486 | 5.3007 | 4.4187
3909 | 2.225e-05 | 0.00011113 | 0 | 3.3644 | 3.3822 | 3.0192 | 5.258 | 5.3043 | 4.4187
3910 | 1.3514e-05 | 0.00011288 | 0 | 3.3118 | 3.3822 | 3.0192 | 5.1229 | 5.3043 | 4.4187
3911 | 1.3587e-05 | 0.00011172 | 0 | 3.3105 | 3.3822 | 3.0192 | 5.1196 | 5.3043 | 4.4187
3912 | 2.0288e-05 | 0.00010952 | 0 | 3.2811 | 3.3822 | 3.0192 | 5.0451 | 5.3043 | 4.4187
3913 | 3.2414e-05 | 0.00010965 | 0 | 3.2571 | 3.3835 | 3.0192 | 4.9851 | 5.3078 | 4.4187
3914 | 4.2829e-05 | 0.00010901 | 0 | 3.2359 | 3.3835 | 3.0192 | 4.9327 | 5.3078 | 4.4187
3915 | 5.1572e-05 | 0.00010974 | 0.00044318 | 3.2335 | 3.3835 | 3.0192 | 4.9266 | 5.3078 | 4.4187
3916 | 5.4123e-05 | 0.00010979 | 0.0033238 | 3.2372 | 3.3849 | 3.0192 | 4.9358 | 5.3113 | 4.4187
3917 | 5.0554e-05 | 0.00010955 | 0.0095838 | 3.308 | 3.3862 | 3.0192 | 5.113 | 5.3149 | 4.4187
3918 | 6.1309e-05 | 0.0001096 | 0.022713 | 3.4382 | 3.3876 | 3.0192 | 5.4522 | 5.3184 | 4.4187
3919 | 3.2793e-05 | 0.00010664 | 0.030579 | 3.5152 | 3.3876 | 3.0192 | 5.6613 | 5.3184 | 4.4187
3920 | 1.3122e-05 | 0.00010672 | 0.039498 | 3.5851 | 3.3876 | 3.0192 | 5.8568 | 5.3184 | 4.4187
3921 | 1.1965e-05 | 0.00010774 | 0.047586 | 3.6141 | 3.3876 | 3.0192 | 5.9397 | 5.3184 | 4.4187
3922 | 1.0426e-05 | 0.00010672 | 0.065978 | 3.6945 | 3.3889 | 3.0192 | 6.1743 | 5.322 | 4.4187
3923 | 1.5823e-05 | 0.0001115 | 0.066422 | 3.7107 | 3.3917 | 3.0192 | 6.2225 | 5.3291 | 4.4187
3924 | 2.7471e-05 | 0.00010747 | 0.070853 | 3.8091 | 3.3917 | 3.0192 | 6.5229 | 5.3291 | 4.4187
3925 | 2.5773e-05 | 0.00010979 | 0.069358 | 3.816 | 3.3917 | 3.0192 | 6.5444 | 5.3291 | 4.4187
3926 | 2.2293e-05 | 0.00010911 | 0.063042 | 3.8194 | 3.3917 | 3.0192 | 6.5551 | 5.3291 | 4.4187
3927 | 1.6748e-05 | 0.00010689 | 0.043819 | 3.7139 | 3.3917 | 3.0192 | 6.2323 | 5.3291 | 4.4187
3928 | 3.0766e-05 | 0.00010752 | 0.041382 | 3.7319 | 3.3903 | 3.0192 | 6.2863 | 5.3255 | 4.4187
3929 | 1.2051e-05 | 0.0001128 | 0.030524 | 3.6753 | 3.3903 | 3.0192 | 6.1175 | 5.3255 | 4.4187
3930 | 8.7243e-06 | 0.00011482 | 0.016287 | 3.6018 | 3.3889 | 3.0192 | 5.9045 | 5.322 | 4.4187
3931 | 1.4595e-05 | 0.00011392 | 0.0054289 | 3.5166 | 3.3889 | 3.0192 | 5.6653 | 5.322 | 4.4187
3932 | 2.4722e-05 | 0.00011677 | 0.00066477 | 3.434 | 3.3889 | 3.0192 | 5.4411 | 5.322 | 4.4187
3933 | 3.1395e-05 | 0.00011166 | 0 | 3.3353 | 3.3889 | 3.0192 | 5.1828 | 5.322 | 4.4187
3934 | 2.6016e-05 | 0.00011039 | 0 | 3.2912 | 3.3889 | 3.0192 | 5.0708 | 5.322 | 4.4187
3935 | 2.3383e-05 | 0.00011106 | 0 | 3.2471 | 3.3903 | 3.0192 | 4.9603 | 5.3255 | 4.4187
3936 | 3.5817e-05 | 0.00011069 | 0 | 3.2212 | 3.3903 | 3.0192 | 4.8963 | 5.3255 | 4.4187
3937 | 4.3816e-05 | 0.00010919 | 0 | 3.1945 | 3.3917 | 3.0192 | 4.8311 | 5.3291 | 4.4187
3938 | 4.612e-05 | 0.00010973 | 0 | 3.1482 | 3.3917 | 3.0192 | 4.7195 | 5.3291 | 4.4187
3939 | 5.172e-05 | 0.00010943 | 0.00044318 | 3.1423 | 3.393 | 3.0192 | 4.7056 | 5.3327 | 4.4187
3940 | 5.5255e-05 | 0.00010935 | 0.0036562 | 3.1789 | 3.393 | 3.0192 | 4.7933 | 5.3327 | 4.4187
3941 | 5.2218e-05 | 0.00010907 | 0.0118 | 3.2187 | 3.3944 | 3.0192 | 4.8903 | 5.3363 | 4.4187
3942 | 6.3332e-05 | 0.00010971 | 0.025926 | 3.2938 | 3.3957 | 3.0192 | 5.0772 | 5.3398 | 4.4187
3943 | 4.179e-05 | 0.0001067 | 0.032629 | 3.3846 | 3.3957 | 3.0192 | 5.3106 | 5.3398 | 4.4187
3944 | 2.6819e-05 | 0.00010089 | 0.029859 | 3.3604 | 3.3957 | 3.0192 | 5.2477 | 5.3398 | 4.4187
3945 | 1.8441e-05 | 0.00010544 | 0.045426 | 3.4215 | 3.3957 | 3.0192 | 5.4079 | 5.3398 | 4.4187
3946 | 1.0479e-05 | 0.00011168 | 0.062599 | 3.5298 | 3.3985 | 3.0192 | 5.7018 | 5.347 | 4.4187
3947 | 1.6496e-05 | 0.00011527 | 0.047531 | 3.5775 | 3.3985 | 3.0192 | 5.8354 | 5.347 | 4.4187
3948 | 2.3736e-05 | 0.000112 | 0.059608 | 3.6064 | 3.3985 | 3.0192 | 5.9177 | 5.347 | 4.4187
3949 | 2.7001e-05 | 0.00010945 | 0.065868 | 3.6281 | 3.3998 | 3.0192 | 5.9798 | 5.3506 | 4.4187
3950 | 2.2396e-05 | 0.00010871 | 0.049359 | 3.6374 | 3.3971 | 3.0192 | 6.0069 | 5.3434 | 4.4187
3951 | 2.4097e-05 | 0.00010555 | 0.0544 | 3.6642 | 3.3971 | 3.0192 | 6.0848 | 5.3434 | 4.4187
3952 | 1.3493e-05 | 0.00010573 | 0.035177 | 3.6003 | 3.3971 | 3.0192 | 5.9002 | 5.3434 | 4.4187
3953 | 1.148e-05 | 0.00011042 | 0.024818 | 3.5851 | 3.3971 | 3.0192 | 5.8568 | 5.3434 | 4.4187
3954 | 9.336e-06 | 0.00011246 | 0.013849 | 3.5196 | 3.3971 | 3.0192 | 5.6734 | 5.3434 | 4.4187
3955 | 1.483e-05 | 0.00011516 | 0.0046534 | 3.4649 | 3.3971 | 3.0192 | 5.524 | 5.3434 | 4.4187
3956 | 3.7666e-05 | 0.00011609 | 0.00044318 | 3.3887 | 3.3971 | 3.0192 | 5.3212 | 5.3434 | 4.4187
3957 | 2.0931e-05 | 0.00010927 | 0 | 3.3287 | 3.3971 | 3.0192 | 5.166 | 5.3434 | 4.4187
3958 | 1.3992e-05 | 0.00010901 | 0 | 3.2608 | 3.3971 | 3.0192 | 4.9945 | 5.3434 | 4.4187
3959 | 1.4161e-05 | 0.0001103 | 0 | 3.22 | 3.3971 | 3.0192 | 4.8933 | 5.3434 | 4.4187
3960 | 2.0381e-05 | 0.00010846 | 0 | 3.1945 | 3.3985 | 3.0192 | 4.8311 | 5.347 | 4.4187
3961 | 2.8782e-05 | 0.0001089 | 0 | 3.1813 | 3.3971 | 3.0192 | 4.7991 | 5.3434 | 4.4187
3962 | 3.4455e-05 | 0.0001088 | 0 | 3.1753 | 3.3971 | 3.0192 | 4.7847 | 5.3434 | 4.4187
3963 | 3.7855e-05 | 0.00010937 | 0.00049858 | 3.1552 | 3.3971 | 3.0192 | 4.7363 | 5.3434 | 4.4187
3964 | 4.3511e-05 | 0.00010889 | 0.0050966 | 3.1873 | 3.3971 | 3.0192 | 4.8136 | 5.3434 | 4.4187
3965 | 4.46e-05 | 0.00010923 | 0.013074 | 3.2964 | 3.3985 | 3.0192 | 5.0837 | 5.347 | 4.4187
3966 | 5.9061e-05 | 0.00010908 | 0.020109 | 3.3711 | 3.3985 | 3.0192 | 5.2754 | 5.347 | 4.4187
3967 | 4.1048e-05 | 0.00010711 | 0.037781 | 3.4748 | 3.3985 | 3.0192 | 5.5509 | 5.347 | 4.4187
3968 | 2.1672e-05 | 0.00010198 | 0.044429 | 3.564 | 3.3985 | 3.0192 | 5.7972 | 5.347 | 4.4187
3969 | 1.0465e-05 | 0.00010561 | 0.050135 | 3.6265 | 3.3985 | 3.0192 | 5.9753 | 5.347 | 4.4187
3970 | 1.2312e-05 | 0.00011236 | 0.054234 | 3.7107 | 3.3985 | 3.0192 | 6.2225 | 5.347 | 4.4187
3971 | 1.9448e-05 | 0.00011555 | 0.059995 | 3.7518 | 3.3985 | 3.0192 | 6.3464 | 5.347 | 4.4187
3972 | 1.8996e-05 | 0.00011194 | 0.05573 | 3.787 | 3.3998 | 3.0192 | 6.4543 | 5.3506 | 4.4187
3973 | 2.4263e-05 | 0.00010875 | 0.049027 | 3.8806 | 3.3998 | 3.0192 | 6.7494 | 5.3506 | 4.4187
3974 | 3.006e-05 | 0.00010829 | 0.041825 | 3.8735 | 3.3985 | 3.0192 | 6.7266 | 5.347 | 4.4187
3975 | 1.5829e-05 | 0.00010518 | 0.046589 | 3.9003 | 3.3985 | 3.0192 | 6.8128 | 5.347 | 4.4187
3976 | 1.3874e-05 | 0.00010532 | 0.041825 | 3.9274 | 3.3971 | 3.0192 | 6.9013 | 5.3434 | 4.4187
3977 | 8.6964e-06 | 0.00011039 | 0.027754 | 3.8753 | 3.3957 | 3.0192 | 6.7323 | 5.3398 | 4.4187
3978 | 1.6497e-05 | 0.00011252 | 0.01601 | 3.8023 | 3.3957 | 3.0192 | 6.5017 | 5.3398 | 4.4187
3979 | 1.4995e-05 | 0.00011292 | 0.0048196 | 3.6817 | 3.3957 | 3.0192 | 6.1363 | 5.3398 | 4.4187
3980 | 1.7972e-05 | 0.0001162 | 0.00055397 | 3.5655 | 3.3957 | 3.0192 | 5.8014 | 5.3398 | 4.4187
3981 | 2.796e-05 | 0.00011088 | 0 | 3.4536 | 3.3957 | 3.0192 | 5.4936 | 5.3398 | 4.4187
3982 | 1.1825e-05 | 0.00011062 | 0 | 3.3859 | 3.3957 | 3.0192 | 5.3141 | 5.3398 | 4.4187
3983 | 1.2391e-05 | 0.00011056 | 0 | 3.3432 | 3.3957 | 3.0192 | 5.2031 | 5.3398 | 4.4187
3984 | 1.7648e-05 | 0.00010724 | 0 | 3.3002 | 3.3957 | 3.0192 | 5.0934 | 5.3398 | 4.4187
3985 | 2.1388e-05 | 0.00010906 | 0 | 3.2722 | 3.3957 | 3.0192 | 5.0228 | 5.3398 | 4.4187
3986 | 2.4861e-05 | 0.00010831 | 0 | 3.22 | 3.3957 | 3.0192 | 4.8933 | 5.3398 | 4.4187
3987 | 2.9404e-05 | 0.00010902 | 0.00055397 | 3.1885 | 3.3971 | 3.0192 | 4.8165 | 5.3434 | 4.4187
3988 | 3.5105e-05 | 0.00010862 | 0.0040994 | 3.1921 | 3.3971 | 3.0192 | 4.8252 | 5.3434 | 4.4187
3989 | 5.1022e-05 | 0.00010903 | 0.012298 | 3.2989 | 3.3971 | 3.0192 | 5.0902 | 5.3434 | 4.4187
3990 | 4.3666e-05 | 0.00010894 | 0.023655 | 3.3887 | 3.3985 | 3.0192 | 5.3212 | 5.347 | 4.4187
3991 | 4.8318e-05 | 0.00010671 | 0.038834 | 3.4992 | 3.3985 | 3.0192 | 5.6174 | 5.347 | 4.4187
3992 | 3.0465e-05 | 0.00010623 | 0.046257 | 3.5836 | 3.3985 | 3.0192 | 5.8525 | 5.347 | 4.4187
3993 | 1.8782e-05 | 0.00010732 | 0.050245 | 3.6626 | 3.3985 | 3.0192 | 6.0802 | 5.347 | 4.4187
3994 | 1.5688e-05 | 0.00010612 | 0.06066 | 3.6753 | 3.3998 | 3.0192 | 6.1175 | 5.3506 | 4.4187
3995 | 2.1143e-05 | 0.00011156 | 0.071795 | 3.7568 | 3.3998 | 3.0192 | 6.3616 | 5.3506 | 4.4187
3996 | 2.1178e-05 | 0.00010966 | 0.067751 | 3.7802 | 3.3998 | 3.0192 | 6.4334 | 5.3506 | 4.4187
3997 | 2.2093e-05 | 0.00010836 | 0.068028 | 3.8524 | 3.3998 | 3.0192 | 6.6592 | 5.3506 | 4.4187
3998 | 2.1143e-05 | 0.00010869 | 0.054289 | 3.8402 | 3.3998 | 3.0192 | 6.6204 | 5.3506 | 4.4187
3999 | 3.2395e-05 | 0.00010685 | 0.044207 | 3.8524 | 3.3998 | 3.0192 | 6.6592 | 5.3506 | 4.4187
4000 | 1.168e-05 | 0.00010344 | 0.036784 | 3.8211 | 3.3985 | 3.0192 | 6.5605 | 5.347 | 4.4187
4001 | 9.2361e-06 | 0.00010442 | 0.031798 | 3.8057 | 3.3985 | 3.0192 | 6.5123 | 5.347 | 4.4187
4002 | 1.1147e-05 | 0.00010848 | 0.017395 | 3.7369 | 3.3985 | 3.0192 | 6.3012 | 5.347 | 4.4187
4003 | 1.2903e-05 | 0.00011701 | 0.0056505 | 3.6468 | 3.3985 | 3.0192 | 6.0341 | 5.347 | 4.4187
4004 | 2.1889e-05 | 0.00010922 | 0.00060937 | 3.4834 | 3.3985 | 3.0192 | 5.5742 | 5.347 | 4.4187
4005 | 2.5493e-05 | 0.00010882 | 0 | 3.3591 | 3.3985 | 3.0192 | 5.2442 | 5.347 | 4.4187
4006 | 1.0712e-05 | 0.00010899 | 0 | 3.2964 | 3.3998 | 3.0192 | 5.0837 | 5.3506 | 4.4187
4007 | 1.2062e-05 | 0.00010878 | 0 | 3.2359 | 3.4012 | 3.0192 | 4.9327 | 5.3542 | 4.4187
4008 | 2.0988e-05 | 0.00010884 | 0 | 3.2114 | 3.4012 | 3.0192 | 4.8724 | 5.3542 | 4.4187
4009 | 3.1076e-05 | 0.0001089 | 0 | 3.2005 | 3.4012 | 3.0192 | 4.8457 | 5.3542 | 4.4187
4010 | 3.7299e-05 | 0.00010742 | 0 | 3.1753 | 3.4012 | 3.0192 | 4.7847 | 5.3542 | 4.4187
4011 | 4.3116e-05 | 0.00010796 | 0.00055397 | 3.1517 | 3.4012 | 3.0192 | 4.7279 | 5.3542 | 4.4187
4012 | 4.6213e-05 | 0.00010719 | 0.0045426 | 3.1658 | 3.4026 | 3.0192 | 4.7618 | 5.3578 | 4.4187
4013 | 5.4815e-05 | 0.00010869 | 0.014071 | 3.2836 | 3.4039 | 3.0192 | 5.0515 | 5.3614 | 4.4187
4014 | 3.7784e-05 | 0.00010866 | 0.026369 | 3.4146 | 3.4053 | 3.0192 | 5.3896 | 5.365 | 4.4187
4015 | 2.2198e-05 | 0.00010715 | 0.04177 | 3.5565 | 3.4067 | 3.0192 | 5.7762 | 5.3687 | 4.4187
4016 | 9.9677e-06 | 0.0001066 | 0.051187 | 3.6578 | 3.4067 | 3.0192 | 6.0663 | 5.3687 | 4.4187
4017 | 4.2241e-06 | 0.00010658 | 0.063208 | 3.7418 | 3.4067 | 3.0192 | 6.3162 | 5.3687 | 4.4187
4018 | 3.7979e-06 | 0.00010538 | 0.065314 | 3.8125 | 3.4067 | 3.0192 | 6.5336 | 5.3687 | 4.4187
4019 | 8.0536e-06 | 0.00010831 | 0.072127 | 3.8577 | 3.4067 | 3.0192 | 6.6759 | 5.3687 | 4.4187
4020 | 9.4241e-06 | 0.00010839 | 0.053237 | 3.8665 | 3.4081 | 3.0192 | 6.704 | 5.3723 | 4.4187
4021 | 1.5396e-05 | 0.00010793 | 0.06138 | 3.9039 | 3.4094 | 3.0192 | 6.8245 | 5.3759 | 4.4187
4022 | 7.5446e-06 | 0.00010764 | 0.060716 | 3.9642 | 3.4081 | 3.0192 | 7.0229 | 5.3723 | 4.4187
4023 | 7.7355e-06 | 0.00010491 | 0.04526 | 3.9329 | 3.4081 | 3.0192 | 6.9193 | 5.3723 | 4.4187
4024 | 6.956e-06 | 0.00010435 | 0.042102 | 3.9586 | 3.4081 | 3.0192 | 7.0044 | 5.3723 | 4.4187
4025 | 2.0017e-05 | 0.00010804 | 0.026258 | 3.8967 | 3.4081 | 3.0192 | 6.8012 | 5.3723 | 4.4187
4026 | 1.614e-05 | 0.00011077 | 0.012409 | 3.8246 | 3.4081 | 3.0192 | 6.5713 | 5.3723 | 4.4187
4027 | 1.7465e-05 | 0.00011654 | 0.0039886 | 3.7418 | 3.4081 | 3.0192 | 6.3162 | 5.3723 | 4.4187
4028 | 9.1842e-06 | 0.00011099 | 0.00060937 | 3.5745 | 3.4081 | 3.0192 | 5.8268 | 5.3723 | 4.4187
4029 | 1.0323e-05 | 0.0001084 | 0 | 3.4848 | 3.4081 | 3.0192 | 5.5781 | 5.3723 | 4.4187
4030 | 4.2352e-06 | 0.00010853 | 0 | 3.4635 | 3.4081 | 3.0192 | 5.5202 | 5.3723 | 4.4187
4031 | 2.1783e-06 | 0.0001095 | 0 | 3.4105 | 3.4081 | 3.0192 | 5.3787 | 5.3723 | 4.4187
4032 | 3.441e-06 | 0.00010816 | 0 | 3.3578 | 3.4081 | 3.0192 | 5.2408 | 5.3723 | 4.4187
4033 | 3.1172e-06 | 0.00010941 | 0 | 3.3209 | 3.4094 | 3.0192 | 5.146 | 5.3759 | 4.4187
4034 | 3.7855e-06 | 0.00010736 | 0 | 3.2583 | 3.4094 | 3.0192 | 4.9883 | 5.3759 | 4.4187
4035 | 5.378e-06 | 0.00010835 | 0.00055397 | 3.2558 | 3.4108 | 3.0192 | 4.982 | 5.3795 | 4.4187
4036 | 6.4141e-06 | 0.00010656 | 0.0059829 | 3.2849 | 3.4122 | 3.0192 | 5.0547 | 5.3832 | 4.4187
4037 | 1.4843e-05 | 0.00010856 | 0.014071 | 3.4077 | 3.4136 | 3.0192 | 5.3714 | 5.3868 | 4.4187
4038 | 2.7723e-05 | 0.00010736 | 0.024042 | 3.549 | 3.4136 | 3.0192 | 5.7553 | 5.3868 | 4.4187
4039 | 1.8828e-05 | 0.00010733 | 0.033903 | 3.6785 | 3.4163 | 3.0192 | 6.1269 | 5.3941 | 4.4187
4040 | 6.3259e-06 | 0.00010297 | 0.049304 | 3.8023 | 3.4163 | 3.0192 | 6.5017 | 5.3941 | 4.4187
4041 | 7.1823e-06 | 0.00010257 | 0.059164 | 3.9093 | 3.4163 | 3.0192 | 6.8421 | 5.3941 | 4.4187
4042 | 9.1735e-06 | 0.00010443 | 0.073679 | 4.0187 | 3.4177 | 3.0192 | 7.207 | 5.3978 | 4.4187
4043 | 1.3278e-05 | 0.00011068 | 0.078734 | 4.1203 | 3.4191 | 3.0192 | 7.5625 | 5.4014 | 4.4187
4044 | 2.0743e-05 | 0.00010927 | 0.069358 | 4.2146 | 3.4191 | 3.0192 | 7.9076 | 5.4014 | 4.4187
4045 | 2.6247e-05 | 0.00010859 | 0.063375 | 4.2591 | 3.4191 | 3.0192 | 8.0758 | 5.4014 | 4.4187
4046 | 2.2236e-05 | 0.00010815 | 0.05501 | 4.2125 | 3.4191 | 3.0192 | 7.8998 | 5.4014 | 4.4187
4047 | 1.5025e-05 | 0.00010566 | 0.046866 | 4.2698 | 3.4191 | 3.0192 | 8.1169 | 5.4014 | 4.4187
4048 | 1.2234e-05 | 0.00010601 | 0.027865 | 4.2146 | 3.4191 | 3.0192 | 7.9076 | 5.4014 | 4.4187
4049 | 1.7628e-05 | 0.00011097 | 0.017783 | 4.1063 | 3.4191 | 3.0192 | 7.5126 | 5.4014 | 4.4187
4050 | 2.3706e-05 | 0.00011269 | 0.013628 | 4.0649 | 3.4191 | 3.0192 | 7.3668 | 5.4014 | 4.4187
4051 | 2.31e-05 | 0.00011396 | 0.0047642 | 3.9586 | 3.4205 | 3.0192 | 7.0044 | 5.4051 | 4.4187
4052 | 1.9621e-05 | 0.00011636 | 0.00066477 | 3.8298 | 3.4205 | 3.0192 | 6.5876 | 5.4051 | 4.4187
4053 | 1.5165e-05 | 0.00010922 | 0 | 3.6977 | 3.4205 | 3.0192 | 6.1839 | 5.4051 | 4.4187
4054 | 5.6049e-06 | 0.00010832 | 0 | 3.6172 | 3.4218 | 3.0192 | 5.9486 | 5.4088 | 4.4187
4055 | 2.0134e-06 | 0.00010919 | 0 | 3.5284 | 3.4218 | 3.0192 | 5.6977 | 5.4088 | 4.4187
4056 | 2.7791e-06 | 0.00010938 | 0 | 3.4508 | 3.4218 | 3.0192 | 5.486 | 5.4088 | 4.4187
4057 | 7.8168e-07 | 0.00010866 | 0 | 3.4119 | 3.4246 | 3.0192 | 5.3823 | 5.4161 | 4.4187
4058 | 8.9619e-07 | 0.00010841 | 0 | 3.3498 | 3.4246 | 3.0192 | 5.2202 | 5.4161 | 4.4187
4059 | 1.7692e-06 | 0.00010808 | 0.00066477 | 3.308 | 3.426 | 3.0192 | 5.113 | 5.4198 | 4.4187
4060 | 3.3787e-06 | 0.00010847 | 0.0059275 | 3.3144 | 3.4274 | 3.0192 | 5.1295 | 5.4235 | 4.4187
4061 | 1.8224e-05 | 0.0001079 | 0.018337 | 3.5225 | 3.4288 | 3.0192 | 5.6815 | 5.4272 | 4.4187
4062 | 1.4966e-05 | 0.00010842 | 0.032463 | 3.7058 | 3.4288 | 3.0192 | 6.208 | 5.4272 | 4.4187
4063 | 2.0375e-05 | 0.00010597 | 0.04803 | 3.8577 | 3.4302 | 3.0192 | 6.6759 | 5.4309 | 4.4187
4064 | 1.2266e-05 | 0.0001053 | 0.059331 | 3.9978 | 3.4316 | 3.0192 | 7.136 | 5.4346 | 4.4187
4065 | 1.0846e-05 | 0.00010774 | 0.071518 | 4.1004 | 3.433 | 3.0192 | 7.4915 | 5.4384 | 4.4187
4066 | 8.4223e-06 | 0.00010623 | 0.073346 | 4.1546 | 3.433 | 3.0192 | 7.6865 | 5.4384 | 4.4187
4067 | 1.3407e-05 | 0.00011055 | 0.072072 | 4.223 | 3.4343 | 3.0192 | 7.9391 | 5.4421 | 4.4187
4068 | 1.9733e-05 | 0.00010811 | 0.07185 | 4.2569 | 3.4357 | 3.0192 | 8.0676 | 5.4458 | 4.4187
4069 | 2.7657e-05 | 0.00010802 | 0.059995 | 4.3067 | 3.4371 | 3.0192 | 8.2599 | 5.4495 | 4.4187
4070 | 1.9774e-05 | 0.00010556 | 0.05368 | 4.3177 | 3.4371 | 3.0192 | 8.3029 | 5.4495 | 4.4187
4071 | 1.5392e-05 | 0.00010329 | 0.037449 | 4.1854 | 3.4385 | 3.0192 | 7.7993 | 5.4533 | 4.4187
4072 | 1.8641e-05 | 0.00010427 | 0.022602 | 4.1283 | 3.4385 | 3.0192 | 7.5913 | 5.4533 | 4.4187
4073 | 9.1768e-06 | 0.00010934 | 0.018392 | 4.013 | 3.4385 | 3.0192 | 7.1875 | 5.4533 | 4.4187
4074 | 3.5836e-05 | 0.00011165 | 0.010692 | 3.9475 | 3.4385 | 3.0192 | 6.9676 | 5.4533 | 4.4187
4075 | 2.0466e-05 | 0.00011247 | 0.0038224 | 3.8577 | 3.4399 | 3.0192 | 6.6759 | 5.457 | 4.4187
4076 | 1.8812e-05 | 0.00011644 | 0.00055397 | 3.7668 | 3.4399 | 3.0192 | 6.3922 | 5.457 | 4.4187
4077 | 1.7578e-05 | 0.00011016 | 0 | 3.6689 | 3.4413 | 3.0192 | 6.0988 | 5.4607 | 4.4187
4078 | 1.0348e-05 | 0.00010977 | 0 | 3.6064 | 3.4413 | 3.0192 | 5.9177 | 5.4607 | 4.4187
4079 | 8.248e-06 | 0.0001091 | 0 | 3.6018 | 3.4413 | 3.0192 | 5.9045 | 5.4607 | 4.4187
4080 | 1.0273e-05 | 0.00010866 | 0 | 3.5866 | 3.4427 | 3.0192 | 5.8611 | 5.4645 | 4.4187
4081 | 1.155e-05 | 0.000108 | 0 | 3.5505 | 3.4441 | 3.0192 | 5.7595 | 5.4682 | 4.4187
4082 | 1.5367e-05 | 0.00010846 | 0 | 3.5357 | 3.4469 | 3.0192 | 5.7182 | 5.4758 | 4.4187
4083 | 2.1341e-05 | 0.00010821 | 0.00044318 | 3.5108 | 3.4469 | 3.0192 | 5.6493 | 5.4758 | 4.4187
4084 | 2.6341e-05 | 0.0001079 | 0.0026591 | 3.5166 | 3.4498 | 3.0192 | 5.6653 | 5.4833 | 4.4187
4085 | 4.3012e-05 | 0.00010766 | 0.0078664 | 3.5387 | 3.4498 | 3.0192 | 5.7264 | 5.4833 | 4.4187
4086 | 3.9271e-05 | 0.00010807 | 0.015677 | 3.6049 | 3.4512 | 3.0192 | 5.9133 | 5.4871 | 4.4187
4087 | 2.776e-05 | 0.00010633 | 0.024818 | 3.6296 | 3.4512 | 3.0192 | 5.9843 | 5.4871 | 4.4187
4088 | 1.4608e-05 | 0.00010433 | 0.035898 | 3.6945 | 3.4526 | 3.0192 | 6.1743 | 5.4909 | 4.4187
4089 | 1.0801e-05 | 0.00010516 | 0.050467 | 3.7904 | 3.4554 | 3.0192 | 6.4648 | 5.4985 | 4.4187
4090 | 8.3627e-06 | 0.00010298 | 0.05091 | 3.8332 | 3.4582 | 3.0192 | 6.5985 | 5.5061 | 4.4187
4091 | 1.4891e-05 | 0.00010976 | 0.04814 | 3.8454 | 3.4582 | 3.0192 | 6.637 | 5.5061 | 4.4187
4092 | 2.3509e-05 | 0.00010958 | 0.052406 | 3.8931 | 3.4596 | 3.0192 | 6.7896 | 5.5099 | 4.4187
4093 | 2.4001e-05 | 0.0001087 | 0.053846 | 3.8913 | 3.4596 | 3.0192 | 6.7838 | 5.5099 | 4.4187
4094 | 2.3309e-05 | 0.00010805 | 0.049913 | 3.8842 | 3.4596 | 3.0192 | 6.7608 | 5.5099 | 4.4187
4095 | 1.4392e-05 | 0.00010464 | 0.03623 | 3.8524 | 3.4596 | 3.0192 | 6.6592 | 5.5099 | 4.4187
4096 | 1.1715e-05 | 0.00010526 | 0.034734 | 3.8402 | 3.4596 | 3.0192 | 6.6204 | 5.5099 | 4.4187
4097 | 3.803e-05 | 0.00011045 | 0.022491 | 3.7955 | 3.461 | 3.0192 | 6.4805 | 5.5137 | 4.4187
4098 | 1.2663e-05 | 0.00011266 | 0.013129 | 3.7501 | 3.4639 | 3.0192 | 6.3413 | 5.5214 | 4.4187
4099 | 1.6021e-05 | 0.00011215 | 0.0048196 | 3.6657 | 3.4653 | 3.0192 | 6.0894 | 5.5252 | 4.4187
4100 | 2.2116e-05 | 0.00011529 | 0.00060937 | 3.552 | 3.4653 | 3.0192 | 5.7637 | 5.5252 | 4.4187
4101 | 2.5415e-05 | 0.00010996 | 0 | 3.4592 | 3.4653 | 3.0192 | 5.5088 | 5.5252 | 4.4187
4102 | 1.6459e-05 | 0.00010865 | 0 | 3.4091 | 3.4653 | 3.0192 | 5.375 | 5.5252 | 4.4187
4103 | 1.7222e-05 | 0.0001095 | 0 | 3.3538 | 3.4653 | 3.0192 | 5.2304 | 5.5252 | 4.4187
4104 | 2.2686e-05 | 0.00010815 | 0 | 3.3432 | 3.4667 | 3.0192 | 5.2031 | 5.529 | 4.4187
4105 | 2.6584e-05 | 0.0001081 | 0 | 3.2811 | 3.4681 | 3.0192 | 5.0451 | 5.5329 | 4.4187
4106 | 3.1076e-05 | 0.00010815 | 0 | 3.2621 | 3.4681 | 3.0192 | 4.9976 | 5.5329 | 4.4187
4107 | 4.0615e-05 | 0.00010772 | 0.00072017 | 3.2397 | 3.4681 | 3.0192 | 4.9419 | 5.5329 | 4.4187
4108 | 4.6143e-05 | 0.00010639 | 0.0056505 | 3.2697 | 3.4681 | 3.0192 | 5.0165 | 5.5329 | 4.4187
4109 | 3.7806e-05 | 0.00010762 | 0.012852 | 3.4146 | 3.471 | 3.0192 | 5.3896 | 5.5406 | 4.4187
4110 | 4.3542e-05 | 0.00010639 | 0.022048 | 3.4863 | 3.4724 | 3.0192 | 5.582 | 5.5444 | 4.4187
4111 | 3.6887e-05 | 0.00010645 | 0.033072 | 3.5298 | 3.4724 | 3.0192 | 5.7018 | 5.5444 | 4.4187
4112 | 3.3689e-05 | 0.00010113 | 0.052794 | 3.6737 | 3.4724 | 3.0192 | 6.1128 | 5.5444 | 4.4187
4113 | 1.2417e-05 | 0.00010274 | 0.051021 | 3.7042 | 3.4724 | 3.0192 | 6.2032 | 5.5444 | 4.4187
4114 | 8.589e-06 | 0.00010185 | 0.059995 | 3.7534 | 3.4738 | 3.0192 | 6.3514 | 5.5483 | 4.4187
4115 | 1.6613e-05 | 0.0001104 | 0.060328 | 3.8263 | 3.4738 | 3.0192 | 6.5768 | 5.5483 | 4.4187
4116 | 1.8381e-05 | 0.0001091 | 0.064483 | 3.9021 | 3.4738 | 3.0192 | 6.8186 | 5.5483 | 4.4187
4117 | 2.4118e-05 | 0.00010759 | 0.06487 | 3.922 | 3.4738 | 3.0192 | 6.8834 | 5.5483 | 4.4187
4118 | 2.2974e-05 | 0.00010734 | 0.065923 | 3.9586 | 3.4738 | 3.0192 | 7.0044 | 5.5483 | 4.4187
4119 | 2.0133e-05 | 0.00010394 | 0.051963 | 3.9865 | 3.4753 | 3.0192 | 7.0979 | 5.5522 | 4.4187
4120 | 1.098e-05 | 0.00010463 | 0.033792 | 3.8824 | 3.4753 | 3.0192 | 6.7551 | 5.5522 | 4.4187
4121 | 2.8573e-05 | 0.00010935 | 0.024596 | 3.7972 | 3.4753 | 3.0192 | 6.4858 | 5.5522 | 4.4187
4122 | 2.085e-05 | 0.00011101 | 0.012132 | 3.7451 | 3.4738 | 3.0192 | 6.3262 | 5.5483 | 4.4187
4123 | 1.378e-05 | 0.00011321 | 0.0046534 | 3.6705 | 3.4738 | 3.0192 | 6.1034 | 5.5483 | 4.4187
4124 | 1.996e-05 | 0.00011411 | 0.00066477 | 3.5957 | 3.4738 | 3.0192 | 5.8871 | 5.5483 | 4.4187
4125 | 1.8312e-05 | 0.00010886 | 0 | 3.5079 | 3.4738 | 3.0192 | 5.6413 | 5.5483 | 4.4187
4126 | 8.8417e-06 | 0.00010699 | 0 | 3.4592 | 3.4738 | 3.0192 | 5.5088 | 5.5483 | 4.4187
4127 | 6.5981e-06 | 0.00010838 | 0 | 3.4187 | 3.4738 | 3.0192 | 5.4005 | 5.5483 | 4.4187
4128 | 8.4763e-06 | 0.00010777 | 0 | 3.3551 | 3.4738 | 3.0192 | 5.2339 | 5.5483 | 4.4187
4129 | 9.5078e-06 | 0.0001053 | 0 | 3.3235 | 3.4738 | 3.0192 | 5.1527 | 5.5483 | 4.4187
4130 | 1.5444e-05 | 0.00010789 | 0 | 3.3118 | 3.4738 | 3.0192 | 5.1229 | 5.5483 | 4.4187
4131 | 2.1779e-05 | 0.00010564 | 0.00044318 | 3.2861 | 3.4753 | 3.0192 | 5.0579 | 5.5522 | 4.4187
4132 | 2.3969e-05 | 0.0001072 | 0.0037116 | 3.3015 | 3.4753 | 3.0192 | 5.0967 | 5.5522 | 4.4187
4133 | 4.2338e-05 | 0.00010725 | 0.012354 | 3.3765 | 3.4781 | 3.0192 | 5.2894 | 5.5599 | 4.4187
4134 | 3.065e-05 | 0.00010735 | 0.018558 | 3.4423 | 3.4781 | 3.0192 | 5.4634 | 5.5599 | 4.4187
4135 | 2.0883e-05 | 0.00010643 | 0.029748 | 3.521 | 3.4781 | 3.0192 | 5.6775 | 5.5599 | 4.4187
4136 | 3.1672e-05 | 0.00010279 | 0.03828 | 3.561 | 3.4781 | 3.0192 | 5.7888 | 5.5599 | 4.4187
4137 | 1.4005e-05 | 0.00010096 | 0.049913 | 3.6689 | 3.4781 | 3.0192 | 6.0988 | 5.5599 | 4.4187
4138 | 1.0986e-05 | 0.00010395 | 0.057226 | 3.7254 | 3.4796 | 3.0192 | 6.2666 | 5.5638 | 4.4187
4139 | 2.2202e-05 | 0.00011132 | 0.062156 | 3.8091 | 3.4796 | 3.0192 | 6.5229 | 5.5638 | 4.4187
4140 | 1.8716e-05 | 0.00010926 | 0.053957 | 3.8878 | 3.4796 | 3.0192 | 6.7723 | 5.5638 | 4.4187
4141 | 2.2965e-05 | 0.00010828 | 0.051243 | 3.87 | 3.4796 | 3.0192 | 6.7153 | 5.5638 | 4.4187
4142 | 3.7709e-05 | 0.00010844 | 0.048639 | 3.886 | 3.4796 | 3.0192 | 6.7666 | 5.5638 | 4.4187
4143 | 1.7254e-05 | 0.00010592 | 0.043099 | 3.8559 | 3.4796 | 3.0192 | 6.6703 | 5.5638 | 4.4187
4144 | 1.3253e-05 | 0.00010714 | 0.033959 | 3.8753 | 3.4796 | 3.0192 | 6.7323 | 5.5638 | 4.4187
4145 | 1.2086e-05 | 0.00011198 | 0.023212 | 3.8489 | 3.4796 | 3.0192 | 6.6481 | 5.5638 | 4.4187
4146 | 2.1087e-05 | 0.00011361 | 0.01324 | 3.804 | 3.4796 | 3.0192 | 6.507 | 5.5638 | 4.4187
4147 | 2.4413e-05 | 0.00011293 | 0.0037116 | 3.6961 | 3.481 | 3.0192 | 6.1791 | 5.5677 | 4.4187
4148 | 1.9062e-05 | 0.0001147 | 0.00060937 | 3.576 | 3.481 | 3.0192 | 5.8311 | 5.5677 | 4.4187
4149 | 1.5962e-05 | 0.00010873 | 0 | 3.4564 | 3.4781 | 3.0192 | 5.5012 | 5.5599 | 4.4187
4150 | 6.2416e-06 | 0.00011047 | 0 | 3.4077 | 3.4781 | 3.0192 | 5.3714 | 5.5599 | 4.4187
4151 | 2.4314e-06 | 0.00011225 | 0 | 3.3941 | 3.4781 | 3.0192 | 5.3355 | 5.5599 | 4.4187
4152 | 3.5955e-06 | 0.00011048 | 0 | 3.3711 | 3.4781 | 3.0192 | 5.2754 | 5.5599 | 4.4187
4153 | 4.2684e-06 | 0.00010865 | 0 | 3.317 | 3.4781 | 3.0192 | 5.1361 | 5.5599 | 4.4187
4154 | 7.8812e-06 | 0.00010846 | 0 | 3.2697 | 3.4796 | 3.0192 | 5.0165 | 5.5638 | 4.4187
4155 | 1.198e-05 | 0.0001072 | 0.00049858 | 3.2496 | 3.4796 | 3.0192 | 4.9665 | 5.5638 | 4.4187
4156 | 1.2547e-05 | 0.00010746 | 0.004875 | 3.2384 | 3.481 | 3.0192 | 4.9388 | 5.5677 | 4.4187
4157 | 1.4772e-05 | 0.00010705 | 0.012243 | 3.334 | 3.481 | 3.0192 | 5.1795 | 5.5677 | 4.4187
4158 | 2.3396e-05 | 0.00010717 | 0.02576 | 3.434 | 3.481 | 3.0192 | 5.4411 | 5.5677 | 4.4187
4159 | 4.3365e-05 | 9.8435e-05 | 0.039443 | 3.4949 | 3.481 | 3.0192 | 5.6056 | 5.5677 | 4.4187
4160 | 2.4054e-05 | 0.00010565 | 0.053112 | 3.5927 | 3.4796 | 3.0192 | 5.8784 | 5.5638 | 4.4187
4161 | 1.3945e-05 | 0.00011176 | 0.068 | 3.6785 | 3.4824 | 3.0192 | 6.1269 | 5.5716 | 4.4187
4162 | 1.1513e-05 | 0.00011288 | 0.07818 | 3.7568 | 3.4824 | 3.0192 | 6.3616 | 5.5716 | 4.4187
4163 | 1.7343e-05 | 0.00011683 | 0.07523 | 3.8023 | 3.4824 | 3.0192 | 6.5017 | 5.5716 | 4.4187
4164 | 2.0938e-05 | 0.00011408 | 0.061657 | 3.8842 | 3.4824 | 3.0192 | 6.7608 | 5.5716 | 4.4187
4165 | 3.3212e-05 | 0.00011022 | 0.068527 | 3.9201 | 3.481 | 3.0192 | 6.8775 | 5.5677 | 4.4187
4166 | 1.8842e-05 | 0.00010965 | 0.062987 | 3.9093 | 3.481 | 3.0192 | 6.8421 | 5.5677 | 4.4187
4167 | 1.5695e-05 | 0.00010627 | 0.049581 | 3.9274 | 3.481 | 3.0192 | 6.9013 | 5.5677 | 4.4187
4168 | 1.3672e-05 | 0.00010704 | 0.036895 | 3.8507 | 3.481 | 3.0192 | 6.6536 | 5.5677 | 4.4187
4169 | 1.0955e-05 | 0.00011181 | 0.027699 | 3.835 | 3.4796 | 3.0192 | 6.604 | 5.5638 | 4.4187
4170 | 8.9626e-06 | 0.00011344 | 0.013739 | 3.7685 | 3.4796 | 3.0192 | 6.3973 | 5.5638 | 4.4187
4171 | 1.0908e-05 | 0.00011295 | 0.0045426 | 3.6626 | 3.4796 | 3.0192 | 6.0802 | 5.5638 | 4.4187
4172 | 2.5352e-05 | 0.00011499 | 0.00049858 | 3.573 | 3.481 | 3.0192 | 5.8226 | 5.5677 | 4.4187
4173 | 1.4841e-05 | 0.00010789 | 0 | 3.4284 | 3.4796 | 3.0192 | 5.4263 | 5.5638 | 4.4187
4174 | 1.1007e-05 | 0.00011243 | 0 | 3.3287 | 3.481 | 3.0192 | 5.166 | 5.5677 | 4.4187
4175 | 2.0041e-06 | 0.00011242 | 0 | 3.2977 | 3.481 | 3.0192 | 5.0869 | 5.5677 | 4.4187
4176 | 1.9815e-06 | 0.00011242 | 0 | 3.2836 | 3.481 | 3.0192 | 5.0515 | 5.5677 | 4.4187
4177 | 5.0444e-07 | 0.00010844 | 0 | 3.2558 | 3.481 | 3.0192 | 4.982 | 5.5677 | 4.4187
4178 | 9.7736e-08 | 0.00010736 | 0 | 3.2496 | 3.4796 | 3.0192 | 4.9665 | 5.5638 | 4.4187
4179 | 3.7597e-07 | 0.00010687 | 0.00060937 | 3.2347 | 3.4796 | 3.0192 | 4.9296 | 5.5638 | 4.4187
4180 | 1.3165e-06 | 0.00010712 | 0.0047088 | 3.2521 | 3.481 | 3.0192 | 4.9727 | 5.5677 | 4.4187
4181 | 1.2439e-05 | 0.00010591 | 0.013462 | 3.3366 | 3.4839 | 3.0192 | 5.1862 | 5.5755 | 4.4187
4182 | 1.8717e-05 | 0.00010689 | 0.023433 | 3.4368 | 3.4839 | 3.0192 | 5.4485 | 5.5755 | 4.4187
4183 | 1.2299e-05 | 0.00010304 | 0.0313 | 3.5298 | 3.4839 | 3.0192 | 5.7018 | 5.5755 | 4.4187
4184 | 1.0038e-05 | 0.00010057 | 0.045426 | 3.6421 | 3.4839 | 3.0192 | 6.0205 | 5.5755 | 4.4187
4185 | 6.3744e-06 | 0.00010634 | 0.050024 | 3.6785 | 3.4824 | 3.0192 | 6.1269 | 5.5716 | 4.4187
4186 | 3.7753e-06 | 0.00010979 | 0.058167 | 3.7501 | 3.4839 | 3.0192 | 6.3413 | 5.5755 | 4.4187
4187 | 8.1797e-06 | 0.00011399 | 0.0662 | 3.8472 | 3.4839 | 3.0192 | 6.6425 | 5.5755 | 4.4187
4188 | 1.7247e-05 | 0.0001118 | 0.064815 | 3.9129 | 3.4839 | 3.0192 | 6.8538 | 5.5755 | 4.4187
4189 | 1.0982e-05 | 0.00010902 | 0.062876 | 3.966 | 3.4839 | 3.0192 | 7.0291 | 5.5755 | 4.4187
4190 | 9.1095e-06 | 0.00010858 | 0.057724 | 4.0149 | 3.4853 | 3.0192 | 7.194 | 5.5794 | 4.4187
4191 | 5.696e-06 | 0.00010578 | 0.055896 | 4.0591 | 3.4839 | 3.0192 | 7.3465 | 5.5755 | 4.4187
4192 | 2.7735e-05 | 0.00010683 | 0.047032 | 4.0591 | 3.4839 | 3.0192 | 7.3465 | 5.5755 | 4.4187
4193 | 9.1577e-06 | 0.00011144 | 0.028585 | 3.9978 | 3.4839 | 3.0192 | 7.136 | 5.5755 | 4.4187
4194 | 4.5933e-06 | 0.0001129 | 0.015068 | 3.886 | 3.4839 | 3.0192 | 6.7666 | 5.5755 | 4.4187
4195 | 1.271e-05 | 0.00011168 | 0.0049858 | 3.7534 | 3.4839 | 3.0192 | 6.3514 | 5.5755 | 4.4187
4196 | 9.9171e-06 | 0.00011377 | 0.00060937 | 3.6219 | 3.4839 | 3.0192 | 5.9619 | 5.5755 | 4.4187
4197 | 1.6277e-05 | 0.0001064 | 0 | 3.5387 | 3.4839 | 3.0192 | 5.7264 | 5.5755 | 4.4187
4198 | 4.3223e-06 | 0.00011096 | 0 | 3.4663 | 3.4839 | 3.0192 | 5.5279 | 5.5755 | 4.4187
4199 | 1.9035e-06 | 0.00010998 | 0 | 3.4146 | 3.4839 | 3.0192 | 5.3896 | 5.5755 | 4.4187
4200 | 1.9894e-06 | 0.00010983 | 0 | 3.3887 | 3.4839 | 3.0192 | 5.3212 | 5.5755 | 4.4187
4201 | 5.0651e-07 | 0.0001074 | 0 | 3.3511 | 3.4839 | 3.0192 | 5.2236 | 5.5755 | 4.4187
4202 | 1.0293e-07 | 0.00010736 | 0 | 3.3196 | 3.4839 | 3.0192 | 5.1427 | 5.5755 | 4.4187
4203 | 1.4882e-07 | 0.00010737 | 0.00072017 | 3.2772 | 3.4853 | 3.0192 | 5.0355 | 5.5794 | 4.4187
4204 | 1.2811e-06 | 0.00010578 | 0.0064261 | 3.3092 | 3.4867 | 3.0192 | 5.1163 | 5.5833 | 4.4187
4205 | 1.1715e-05 | 0.00010549 | 0.017949 | 3.4465 | 3.4867 | 3.0192 | 5.4747 | 5.5833 | 4.4187
4206 | 1.4017e-05 | 0.00010684 | 0.030635 | 3.5625 | 3.4867 | 3.0192 | 5.793 | 5.5833 | 4.4187
4207 | 3.2712e-05 | 0.00010583 | 0.0467 | 3.6705 | 3.4882 | 3.0192 | 6.1034 | 5.5872 | 4.4187
4208 | 6.8879e-06 | 0.00010513 | 0.060272 | 3.8143 | 3.4896 | 3.0192 | 6.539 | 5.5912 | 4.4187
4209 | 1.0072e-05 | 0.00010539 | 0.065258 | 3.8985 | 3.491 | 3.0192 | 6.807 | 5.5951 | 4.4187
4210 | 6.6669e-06 | 0.0001002 | 0.070743 | 3.9922 | 3.491 | 3.0192 | 7.1169 | 5.5951 | 4.4187
4211 | 1.3191e-05 | 0.00010714 | 0.07534 | 4.0767 | 3.491 | 3.0192 | 7.4079 | 5.5951 | 4.4187
4212 | 2.5795e-05 | 0.0001074 | 0.072626 | 4.169 | 3.4896 | 3.0192 | 7.7387 | 5.5912 | 4.4187
4213 | 2.3127e-05 | 0.00010767 | 0.05368 | 4.0054 | 3.4896 | 3.0192 | 7.1617 | 5.5912 | 4.4187
4214 | 1.9695e-05 | 0.00010779 | 0.058887 | 4.0964 | 3.4896 | 3.0192 | 7.4774 | 5.5912 | 4.4187
4215 | 1.556e-05 | 0.00010518 | 0.045481 | 4.1083 | 3.4896 | 3.0192 | 7.5197 | 5.5912 | 4.4187
4216 | 1.3014e-05 | 0.00010648 | 0.038944 | 4.0767 | 3.4896 | 3.0192 | 7.4079 | 5.5912 | 4.4187
4217 | 2.3271e-05 | 0.00011149 | 0.026979 | 4.0282 | 3.491 | 3.0192 | 7.2397 | 5.5951 | 4.4187
4218 | 9.389e-06 | 0.00011312 | 0.016176 | 3.9828 | 3.491 | 3.0192 | 7.0853 | 5.5951 | 4.4187
4219 | 2.3478e-05 | 0.00011263 | 0.0047088 | 3.8682 | 3.491 | 3.0192 | 6.7096 | 5.5951 | 4.4187
4220 | 1.7067e-05 | 0.00011468 | 0.00055397 | 3.7336 | 3.4925 | 3.0192 | 6.2913 | 5.599 | 4.4187
4221 | 1.7191e-05 | 0.00010784 | 0 | 3.6374 | 3.491 | 3.0192 | 6.0069 | 5.5951 | 4.4187
4222 | 5.7492e-06 | 0.00011232 | 0 | 3.5836 | 3.491 | 3.0192 | 5.8525 | 5.5951 | 4.4187
4223 | 2.0101e-06 | 0.00011691 | 0 | 3.5225 | 3.4925 | 3.0192 | 5.6815 | 5.599 | 4.4187
4224 | 1.9957e-06 | 0.00011931 | 0 | 3.4312 | 3.4925 | 3.0192 | 5.4337 | 5.599 | 4.4187
4225 | 5.0602e-07 | 0.00012048 | 0 | 3.3819 | 3.4925 | 3.0192 | 5.3035 | 5.599 | 4.4187
4226 | 9.9583e-08 | 0.00011811 | 0 | 3.3778 | 3.4939 | 3.0192 | 5.293 | 5.603 | 4.4187
4227 | 1.371e-07 | 0.00011323 | 0.00072017 | 3.3327 | 3.4939 | 3.0192 | 5.1761 | 5.603 | 4.4187
4228 | 7.4748e-07 | 0.00011348 | 0.0059829 | 3.3551 | 3.4954 | 3.0192 | 5.2339 | 5.6069 | 4.4187
4229 | 1.5512e-05 | 0.00010829 | 0.01529 | 3.4663 | 3.4968 | 3.0192 | 5.5279 | 5.6109 | 4.4187
4230 | 6.1387e-06 | 0.00010575 | 0.030081 | 3.6219 | 3.4983 | 3.0192 | 5.9619 | 5.6148 | 4.4187
4231 | 2.6914e-05 | 0.0001018 | 0.047919 | 3.8091 | 3.5012 | 3.0192 | 6.5229 | 5.6228 | 4.4187
4232 | 1.1014e-05 | 0.00010258 | 0.059441 | 3.966 | 3.5012 | 3.0192 | 7.0291 | 5.6228 | 4.4187
4233 | 1.1918e-05 | 0.00010797 | 0.063375 | 4.0649 | 3.5026 | 3.0192 | 7.3668 | 5.6267 | 4.4187
4234 | 9.9854e-06 | 0.00011117 | 0.062101 | 4.0845 | 3.5026 | 3.0192 | 7.4356 | 5.6267 | 4.4187
4235 | 1.36e-05 | 0.00011456 | 0.073679 | 4.2062 | 3.5012 | 3.0192 | 7.8763 | 5.6228 | 4.4187
4236 | 1.777e-05 | 0.00011309 | 0.074011 | 4.2698 | 3.5012 | 3.0192 | 8.1169 | 5.6228 | 4.4187
4237 | 2.243e-05 | 0.00010974 | 0.065978 | 4.3331 | 3.5041 | 3.0192 | 8.3639 | 5.6307 | 4.4187
4238 | 2.6054e-05 | 0.00010917 | 0.050245 | 4.342 | 3.5055 | 3.0192 | 8.3991 | 5.6347 | 4.4187
4239 | 1.7449e-05 | 0.00010582 | 0.051353 | 4.4052 | 3.5055 | 3.0192 | 8.6545 | 5.6347 | 4.4187
4240 | 1.9452e-05 | 0.00010653 | 0.032407 | 4.3023 | 3.5055 | 3.0192 | 8.2428 | 5.6347 | 4.4187
4241 | 9.7743e-06 | 0.00011131 | 0.023045 | 4.2484 | 3.5055 | 3.0192 | 8.0351 | 5.6347 | 4.4187
4242 | 2.7647e-05 | 0.00011296 | 0.01468 | 4.1916 | 3.5055 | 3.0192 | 7.8222 | 5.6347 | 4.4187
4243 | 1.605e-05 | 0.00011248 | 0.0052628 | 4.0398 | 3.507 | 3.0192 | 7.2794 | 5.6387 | 4.4187
4244 | 2.9471e-05 | 0.00011467 | 0.00060937 | 3.9039 | 3.507 | 3.0192 | 6.8245 | 5.6387 | 4.4187
4245 | 1.6076e-05 | 0.00010807 | 0 | 3.7385 | 3.507 | 3.0192 | 6.3062 | 5.6387 | 4.4187
4246 | 5.7174e-06 | 0.00011302 | 0 | 3.6515 | 3.507 | 3.0192 | 6.0479 | 5.6387 | 4.4187
4247 | 2.0101e-06 | 0.00011756 | 0 | 3.6219 | 3.507 | 3.0192 | 5.9619 | 5.6387 | 4.4187
4248 | 2.002e-06 | 0.00011952 | 0 | 3.579 | 3.5084 | 3.0192 | 5.8397 | 5.6427 | 4.4187
4249 | 5.0602e-07 | 0.00012116 | 0 | 3.5715 | 3.5084 | 3.0192 | 5.8183 | 5.6427 | 4.4187
4250 | 1.0168e-07 | 0.0001176 | 0 | 3.5342 | 3.5099 | 3.0192 | 5.7141 | 5.6467 | 4.4187
4251 | 1.4267e-07 | 0.00011573 | 0.00060937 | 3.4877 | 3.5128 | 3.0192 | 5.586 | 5.6547 | 4.4187
4252 | 2.4459e-06 | 0.0001086 | 0.0056505 | 3.524 | 3.5142 | 3.0192 | 5.6856 | 5.6587 | 4.4187
4253 | 2.8341e-06 | 0.00010835 | 0.016675 | 3.6689 | 3.5142 | 3.0192 | 6.0988 | 5.6587 | 4.4187
4254 | 5.2208e-06 | 0.00010894 | 0.032241 | 3.8665 | 3.5157 | 3.0192 | 6.704 | 5.6628 | 4.4187
4255 | 4.7534e-05 | 9.9655e-05 | 0.043155 | 4.0149 | 3.5172 | 3.0192 | 7.194 | 5.6668 | 4.4187
4256 | 1.165e-05 | 0.00010972 | 0.060937 | 4.1834 | 3.5172 | 3.0192 | 7.7917 | 5.6668 | 4.4187
4257 | 7.0357e-06 | 0.00011438 | 0.062599 | 4.2548 | 3.5186 | 3.0192 | 8.0595 | 5.6708 | 4.4187
4258 | 6.1636e-06 | 0.00011461 | 0.059054 | 4.2188 | 3.5201 | 3.0192 | 7.9233 | 5.6749 | 4.4187
4259 | 1.5847e-05 | 0.00011944 | 0.06548 | 4.1937 | 3.5201 | 3.0192 | 7.8299 | 5.6749 | 4.4187
4260 | 1.7986e-05 | 0.00011494 | 0.067917 | 4.2505 | 3.5216 | 3.0192 | 8.0432 | 5.6789 | 4.4187
4261 | 2.3521e-05 | 0.00010993 | 0.067142 | 4.2892 | 3.5216 | 3.0192 | 8.192 | 5.6789 | 4.4187
4262 | 2.1135e-05 | 0.00010905 | 0.058998 | 4.3133 | 3.526 | 3.0192 | 8.2857 | 5.6911 | 4.4187
4263 | 1.5129e-05 | 0.00010567 | 0.043819 | 4.2146 | 3.526 | 3.0192 | 7.9076 | 5.6911 | 4.4187
4264 | 1.5569e-05 | 0.00010637 | 0.039221 | 4.2188 | 3.526 | 3.0192 | 7.9233 | 5.6911 | 4.4187
4265 | 2.3767e-05 | 0.00011115 | 0.025594 | 4.169 | 3.526 | 3.0192 | 7.7387 | 5.6911 | 4.4187
4266 | 7.3136e-06 | 0.00011281 | 0.013351 | 4.0885 | 3.526 | 3.0192 | 7.4494 | 5.6911 | 4.4187
4267 | 1.6179e-05 | 0.00011233 | 0.0046534 | 3.9903 | 3.526 | 3.0192 | 7.1106 | 5.6911 | 4.4187
4268 | 2.2605e-05 | 0.0001145 | 0.00049858 | 3.8647 | 3.526 | 3.0192 | 6.6983 | 5.6911 | 4.4187
4269 | 1.4873e-05 | 0.00010774 | 0 | 3.7584 | 3.5274 | 3.0192 | 6.3667 | 5.6952 | 4.4187
4270 | 5.8627e-06 | 0.00011255 | 0 | 3.7172 | 3.5274 | 3.0192 | 6.242 | 5.6952 | 4.4187
4271 | 2.2645e-06 | 0.0001144 | 0 | 3.6785 | 3.5289 | 3.0192 | 6.1269 | 5.6993 | 4.4187
4272 | 2.5019e-06 | 0.00011762 | 0 | 3.6312 | 3.5289 | 3.0192 | 5.9888 | 5.6993 | 4.4187
4273 | 1.5397e-06 | 0.00010894 | 0 | 3.576 | 3.5304 | 3.0192 | 5.8311 | 5.7033 | 4.4187
4274 | 2.4614e-06 | 0.00010884 | 0 | 3.5298 | 3.5304 | 3.0192 | 5.7018 | 5.7033 | 4.4187
4275 | 4.394e-06 | 0.000107 | 0.00044318 | 3.4777 | 3.5318 | 3.0192 | 5.5587 | 5.7074 | 4.4187
4276 | 6.2208e-06 | 0.00010568 | 0.0029361 | 3.4848 | 3.5333 | 3.0192 | 5.5781 | 5.7115 | 4.4187
4277 | 2.1754e-05 | 0.0001066 | 0.0098053 | 3.5476 | 3.5363 | 3.0192 | 5.7512 | 5.7197 | 4.4187
4278 | 1.799e-05 | 0.00010664 | 0.026203 | 3.6452 | 3.5363 | 3.0192 | 6.0296 | 5.7197 | 4.4187
4279 | 3.7739e-05 | 0.00010115 | 0.036895 | 3.7853 | 3.5363 | 3.0192 | 6.4491 | 5.7197 | 4.4187
4280 | 6.3914e-06 | 0.00010067 | 0.043542 | 3.8419 | 3.5378 | 3.0192 | 6.626 | 5.7239 | 4.4187
4281 | 6.1465e-06 | 0.00010752 | 0.049747 | 3.9129 | 3.5378 | 3.0192 | 6.8538 | 5.7239 | 4.4187
4282 | 6.2427e-06 | 0.00011093 | 0.058887 | 4.0282 | 3.5392 | 3.0192 | 7.2397 | 5.728 | 4.4187
4283 | 1.4182e-05 | 0.00011336 | 0.067585 | 4.1123 | 3.5422 | 3.0192 | 7.5339 | 5.7362 | 4.4187
4284 | 2.3062e-05 | 0.00011153 | 0.066422 | 4.1916 | 3.5437 | 3.0192 | 7.8222 | 5.7404 | 4.4187
4285 | 2.4893e-05 | 0.0001084 | 0.055896 | 4.1023 | 3.5437 | 3.0192 | 7.4985 | 5.7404 | 4.4187
4286 | 1.981e-05 | 0.00010828 | 0.04537 | 4.1772 | 3.5437 | 3.0192 | 7.7689 | 5.7404 | 4.4187
4287 | 2.1893e-05 | 0.00010544 | 0.029471 | 4.0321 | 3.5437 | 3.0192 | 7.2529 | 5.7404 | 4.4187
4288 | 2.2806e-05 | 0.00010621 | 0.021827 | 3.8665 | 3.5437 | 3.0192 | 6.704 | 5.7404 | 4.4187
4289 | 2.5921e-05 | 0.00011093 | 0.015456 | 3.8332 | 3.5437 | 3.0192 | 6.5985 | 5.7404 | 4.4187
4290 | 7.7599e-06 | 0.00011259 | 0.010304 | 3.8315 | 3.5452 | 3.0192 | 6.5931 | 5.7445 | 4.4187
4291 | 1.1611e-05 | 0.00011179 | 0.003767 | 3.7618 | 3.5452 | 3.0192 | 6.3768 | 5.7445 | 4.4187
4292 | 1.8506e-05 | 0.00011375 | 0.00060937 | 3.661 | 3.5452 | 3.0192 | 6.0755 | 5.7445 | 4.4187
4293 | 1.4831e-05 | 0.00010635 | 0 | 3.6018 | 3.5452 | 3.0192 | 5.9045 | 5.7445 | 4.4187
4294 | 5.7478e-06 | 0.00011018 | 0 | 3.5476 | 3.5437 | 3.0192 | 5.7512 | 5.7404 | 4.4187
4295 | 2.1596e-06 | 0.00010848 | 0 | 3.4963 | 3.5481 | 3.0192 | 5.6095 | 5.7528 | 4.4187
4296 | 2.1838e-06 | 0.00010907 | 0 | 3.472 | 3.5481 | 3.0192 | 5.5432 | 5.7528 | 4.4187
4297 | 7.886e-07 | 0.00010654 | 0 | 3.4451 | 3.5481 | 3.0192 | 5.4709 | 5.7528 | 4.4187
4298 | 2.5657e-06 | 0.00010685 | 0 | 3.4396 | 3.5481 | 3.0192 | 5.456 | 5.7528 | 4.4187
4299 | 4.4506e-06 | 0.000107 | 0.00044318 | 3.4368 | 3.5481 | 3.0192 | 5.4485 | 5.7528 | 4.4187
4300 | 6.0566e-06 | 0.00010666 | 0.004598 | 3.4494 | 3.5496 | 3.0192 | 5.4822 | 5.757 | 4.4187
4301 | 7.4104e-06 | 0.0001066 | 0.012354 | 3.5298 | 3.5511 | 3.0192 | 5.7018 | 5.7611 | 4.4187
4302 | 4.0677e-05 | 0.00010608 | 0.024873 | 3.6265 | 3.5511 | 3.0192 | 5.9753 | 5.7611 | 4.4187
4303 | 2.9925e-05 | 0.00010345 | 0.031964 | 3.6689 | 3.5526 | 3.0192 | 6.0988 | 5.7653 | 4.4187
4304 | 7.1898e-06 | 9.9799e-05 | 0.047365 | 3.7768 | 3.5526 | 3.0192 | 6.4231 | 5.7653 | 4.4187
4305 | 9.782e-06 | 0.00010193 | 0.05861 | 3.8211 | 3.5541 | 3.0192 | 6.5605 | 5.7695 | 4.4187
4306 | 1.4402e-05 | 0.00010597 | 0.060328 | 3.8895 | 3.5556 | 3.0192 | 6.7781 | 5.7737 | 4.4187
4307 | 1.564e-05 | 0.00011226 | 0.064483 | 3.9716 | 3.5556 | 3.0192 | 7.0477 | 5.7737 | 4.4187
4308 | 1.7885e-05 | 0.00010974 | 0.067917 | 3.9772 | 3.5541 | 3.0192 | 7.0665 | 5.7695 | 4.4187
4309 | 3.8056e-05 | 0.00010741 | 0.067806 | 4.0398 | 3.5541 | 3.0192 | 7.2794 | 5.7695 | 4.4187
4310 | 2.4586e-05 | 0.00010751 | 0.053902 | 4.0436 | 3.5526 | 3.0192 | 7.2927 | 5.7653 | 4.4187
4311 | 1.4166e-05 | 0.00010428 | 0.050578 | 4.0398 | 3.5526 | 3.0192 | 7.2794 | 5.7653 | 4.4187
4312 | 1.4251e-05 | 0.00010483 | 0.034513 | 4.0436 | 3.5526 | 3.0192 | 7.2927 | 5.7653 | 4.4187
4313 | 1.1822e-05 | 0.00010992 | 0.02443 | 3.9828 | 3.5541 | 3.0192 | 7.0853 | 5.7695 | 4.4187
4314 | 7.9685e-06 | 0.00011203 | 0.012243 | 3.9111 | 3.5541 | 3.0192 | 6.8479 | 5.7695 | 4.4187
4315 | 1.2715e-05 | 0.00011182 | 0.0046534 | 3.7701 | 3.5526 | 3.0192 | 6.4024 | 5.7653 | 4.4187
4316 | 1.8255e-05 | 0.00011356 | 0.00049858 | 3.6126 | 3.5526 | 3.0192 | 5.9353 | 5.7653 | 4.4187
4317 | 1.6968e-05 | 0.0001072 | 0 | 3.5431 | 3.5526 | 3.0192 | 5.7388 | 5.7653 | 4.4187
4318 | 5.7613e-06 | 0.00010848 | 0 | 3.4978 | 3.5511 | 3.0192 | 5.6135 | 5.7611 | 4.4187
4319 | 2.0152e-06 | 0.00011133 | 0 | 3.4326 | 3.5511 | 3.0192 | 5.4374 | 5.7611 | 4.4187
4320 | 2.0225e-06 | 0.00010885 | 0 | 3.4312 | 3.5511 | 3.0192 | 5.4337 | 5.7611 | 4.4187
4321 | 5.115e-07 | 0.00010456 | 0 | 3.3914 | 3.5526 | 3.0192 | 5.3283 | 5.7653 | 4.4187
4322 | 1.1676e-07 | 0.00010643 | 0 | 3.3819 | 3.5526 | 3.0192 | 5.3035 | 5.7653 | 4.4187
4323 | 1.6694e-07 | 0.00010542 | 0.00066477 | 3.3432 | 3.5526 | 3.0192 | 5.2031 | 5.7653 | 4.4187
4324 | 3.367e-07 | 0.00010656 | 0.0052074 | 3.3927 | 3.5526 | 3.0192 | 5.3319 | 5.7653 | 4.4187
4325 | 1.57e-06 | 0.00010657 | 0.013739 | 3.524 | 3.5511 | 3.0192 | 5.6856 | 5.7611 | 4.4187
4326 | 2.1612e-05 | 0.0001064 | 0.025594 | 3.6265 | 3.5541 | 3.0192 | 5.9753 | 5.7695 | 4.4187
4327 | 2.4324e-05 | 0.00010346 | 0.040496 | 3.7385 | 3.5541 | 3.0192 | 6.3062 | 5.7695 | 4.4187
4328 | 3.0368e-05 | 9.7032e-05 | 0.056838 | 3.8612 | 3.5541 | 3.0192 | 6.6871 | 5.7695 | 4.4187
4329 | 1.8656e-05 | 0.00010504 | 0.056949 | 3.9439 | 3.5541 | 3.0192 | 6.9555 | 5.7695 | 4.4187
4330 | 1.4377e-05 | 0.00011136 | 0.053846 | 3.9978 | 3.5541 | 3.0192 | 7.136 | 5.7695 | 4.4187
4331 | 1.7624e-05 | 0.0001136 | 0.048417 | 3.9959 | 3.5556 | 3.0192 | 7.1297 | 5.7737 | 4.4187
4332 | 1.776e-05 | 0.00011269 | 0.05861 | 4.0513 | 3.5556 | 3.0192 | 7.3195 | 5.7737 | 4.4187
4333 | 3.736e-05 | 0.00010881 | 0.056118 | 4.0964 | 3.5556 | 3.0192 | 7.4774 | 5.7737 | 4.4187
4334 | 2.0088e-05 | 0.00010831 | 0.037726 | 3.9978 | 3.5541 | 3.0192 | 7.136 | 5.7695 | 4.4187
4335 | 1.4692e-05 | 0.000105 | 0.042767 | 4.0747 | 3.5541 | 3.0192 | 7.401 | 5.7695 | 4.4187
4336 | 1.3303e-05 | 0.00010571 | 0.031189 | 4.063 | 3.5541 | 3.0192 | 7.36 | 5.7695 | 4.4187
4337 | 1.0261e-05 | 0.00011055 | 0.023821 | 4.0398 | 3.5541 | 3.0192 | 7.2794 | 5.7695 | 4.4187
4338 | 1.118e-05 | 0.00011226 | 0.011855 | 3.9512 | 3.5541 | 3.0192 | 6.9798 | 5.7695 | 4.4187
4339 | 1.4034e-05 | 0.00011162 | 0.0034623 | 3.8229 | 3.5511 | 3.0192 | 6.5659 | 5.7611 | 4.4187
4340 | 2.0854e-05 | 0.00011319 | 0.00044318 | 3.727 | 3.5526 | 3.0192 | 6.2715 | 5.7653 | 4.4187
4341 | 2.725e-05 | 0.00010657 | 0 | 3.6343 | 3.5526 | 3.0192 | 5.9978 | 5.7653 | 4.4187
4342 | 6.8214e-06 | 0.00010816 | 0 | 3.5821 | 3.5526 | 3.0192 | 5.8482 | 5.7653 | 4.4187
4343 | 2.0196e-06 | 0.00010992 | 0 | 3.573 | 3.5526 | 3.0192 | 5.8226 | 5.7653 | 4.4187
4344 | 2.0288e-06 | 0.00010788 | 0 | 3.5461 | 3.5526 | 3.0192 | 5.747 | 5.7653 | 4.4187
4345 | 5.0917e-07 | 0.00010589 | 0 | 3.4978 | 3.5526 | 3.0192 | 5.6135 | 5.7653 | 4.4187
4346 | 1.1167e-07 | 0.00010484 | 0 | 3.4479 | 3.5526 | 3.0192 | 5.4785 | 5.7653 | 4.4187
4347 | 5.854e-07 | 0.00010457 | 0.00027699 | 3.4508 | 3.5511 | 3.0192 | 5.486 | 5.7611 | 4.4187
4348 | 3.5757e-07 | 0.00010577 | 0.0023821 | 3.4522 | 3.5511 | 3.0192 | 5.4898 | 5.7611 | 4.4187
4349 | 2.7291e-07 | 0.00010604 | 0.008088 | 3.4848 | 3.5511 | 3.0192 | 5.5781 | 5.7611 | 4.4187
4350 | 1.1434e-05 | 0.00010602 | 0.012464 | 3.521 | 3.5526 | 3.0192 | 5.6775 | 5.7653 | 4.4187
4351 | 2.9908e-05 | 9.9649e-05 | 0.019223 | 3.5565 | 3.5541 | 3.0192 | 5.7762 | 5.7695 | 4.4187
4352 | 5.1384e-06 | 0.00010634 | 0.027588 | 3.6095 | 3.5541 | 3.0192 | 5.9265 | 5.7695 | 4.4187
4353 | 2.0865e-05 | 0.00011347 | 0.035122 | 3.6594 | 3.5541 | 3.0192 | 6.0709 | 5.7695 | 4.4187
4354 | 3.7464e-06 | 0.00011383 | 0.038834 | 3.7026 | 3.5556 | 3.0192 | 6.1983 | 5.7737 | 4.4187
4355 | 7.8628e-06 | 0.00011898 | 0.038889 | 3.7735 | 3.5556 | 3.0192 | 6.4127 | 5.7737 | 4.4187
4356 | 8.4078e-06 | 0.00011442 | 0.047586 | 3.7972 | 3.5556 | 3.0192 | 6.4858 | 5.7737 | 4.4187
4357 | 9.833e-06 | 0.00010933 | 0.040883 | 3.8246 | 3.5556 | 3.0192 | 6.5713 | 5.7737 | 4.4187
4358 | 1.087e-05 | 0.00010841 | 0.03479 | 3.8246 | 3.5541 | 3.0192 | 6.5713 | 5.7695 | 4.4187
4359 | 6.5881e-06 | 0.00010511 | 0.019721 | 3.8006 | 3.5541 | 3.0192 | 6.4964 | 5.7695 | 4.4187
4360 | 1.8566e-05 | 0.00010576 | 0.018503 | 3.7501 | 3.5541 | 3.0192 | 6.3413 | 5.7695 | 4.4187
4361 | 2.0891e-05 | 0.00011052 | 0.015844 | 3.7172 | 3.5556 | 3.0192 | 6.242 | 5.7737 | 4.4187
4362 | 7.5274e-06 | 0.0001122 | 0.0065923 | 3.6673 | 3.5541 | 3.0192 | 6.0941 | 5.7695 | 4.4187
4363 | 4.8264e-06 | 0.00011173 | 0.0036008 | 3.6126 | 3.5526 | 3.0192 | 5.9353 | 5.7653 | 4.4187
4364 | 9.1058e-06 | 0.00011387 | 0.00033238 | 3.5284 | 3.5526 | 3.0192 | 5.6977 | 5.7653 | 4.4187
4365 | 1.0956e-05 | 0.00010749 | 0 | 3.4791 | 3.5526 | 3.0192 | 5.5626 | 5.7653 | 4.4187
4366 | 4.4027e-06 | 0.00011223 | 0 | 3.4368 | 3.5526 | 3.0192 | 5.4485 | 5.7653 | 4.4187
4367 | 2.3244e-06 | 0.00011692 | 0 | 3.4494 | 3.5526 | 3.0192 | 5.4822 | 5.7653 | 4.4187
4368 | 2.9986e-06 | 0.00011949 | 0 | 3.4396 | 3.5526 | 3.0192 | 5.456 | 5.7653 | 4.4187
4369 | 2.475e-06 | 0.00012189 | 0 | 3.416 | 3.5526 | 3.0192 | 5.3932 | 5.7653 | 4.4187
4370 | 3.3432e-06 | 0.00012289 | 0 | 3.3859 | 3.5511 | 3.0192 | 5.3141 | 5.7611 | 4.4187
4371 | 5.3132e-06 | 0.00012307 | 0.00044318 | 3.3914 | 3.5526 | 3.0192 | 5.3283 | 5.7653 | 4.4187
4372 | 6.8996e-06 | 0.00012308 | 0.0018835 | 3.4132 | 3.5526 | 3.0192 | 5.3859 | 5.7653 | 4.4187
4373 | 1.2219e-05 | 0.00012307 | 0.004875 | 3.4174 | 3.5526 | 3.0192 | 5.3969 | 5.7653 | 4.4187
4374 | 2.1303e-05 | 0.00012307 | 0.010802 | 3.4036 | 3.5526 | 3.0192 | 5.3606 | 5.7653 | 4.4187
4375 | 3.1657e-05 | 0.00012301 | 0.011467 | 3.4243 | 3.5526 | 3.0192 | 5.4152 | 5.7653 | 4.4187
4376 | 1.078e-05 | 0.00012236 | 0.014473 | 3.4326 | 3.5526 | 3.0192 | 5.4374 | 5.7653 | 4.4187
4377 | 8.937e-06 | 0.00012003 | 0.020165 | 3.4437 | 3.5526 | 3.0192 | 5.4672 | 5.7653 | 4.4187
4378 | 6.4184e-06 | 0.00011835 | 0.026535 | 3.4791 | 3.5496 | 3.0192 | 5.5626 | 5.757 | 4.4187
4379 | 1.3191e-05 | 0.00011954 | 0.033737 | 3.5476 | 3.5496 | 3.0192 | 5.7512 | 5.757 | 4.4187
4380 | 2.069e-05 | 0.00011423 | 0.029305 | 3.576 | 3.5496 | 3.0192 | 5.8311 | 5.757 | 4.4187
4381 | 2.5082e-05 | 0.00010918 | 0.02864 | 3.5912 | 3.5496 | 3.0192 | 5.8741 | 5.757 | 4.4187
4382 | 1.9371e-05 | 0.00010826 | 0.031244 | 3.6343 | 3.5496 | 3.0192 | 5.9978 | 5.757 | 4.4187
4383 | 1.6999e-05 | 0.00010498 | 0.019832 | 3.6437 | 3.5496 | 3.0192 | 6.025 | 5.757 | 4.4187
4384 | 1.1049e-05 | 0.00010561 | 0.019278 | 3.6327 | 3.5467 | 3.0192 | 5.9933 | 5.7487 | 4.4187
4385 | 1.5853e-05 | 0.00011038 | 0.015179 | 3.6359 | 3.5481 | 3.0192 | 6.0023 | 5.7528 | 4.4187
4386 | 1.3165e-05 | 0.00011206 | 0.0084758 | 3.6126 | 3.5467 | 3.0192 | 5.9353 | 5.7487 | 4.4187
4387 | 3.0712e-05 | 0.00011158 | 0.0029361 | 3.5094 | 3.5467 | 3.0192 | 5.6453 | 5.7487 | 4.4187
4388 | 2.5693e-05 | 0.00011371 | 0.00038778 | 3.4578 | 3.5467 | 3.0192 | 5.5049 | 5.7487 | 4.4187
4389 | 2.1058e-05 | 0.00010735 | 0 | 3.4023 | 3.5452 | 3.0192 | 5.357 | 5.7445 | 4.4187
4390 | 7.9662e-06 | 0.00011208 | 0 | 3.3671 | 3.5422 | 3.0192 | 5.265 | 5.7362 | 4.4187
4391 | 2.0313e-06 | 0.00011677 | 0 | 3.3287 | 3.5407 | 3.0192 | 5.166 | 5.7321 | 4.4187
4392 | 2.0692e-06 | 0.00011934 | 0 | 3.3054 | 3.5407 | 3.0192 | 5.1065 | 5.7321 | 4.4187
4393 | 7.6323e-07 | 0.00012175 | 0 | 3.3144 | 3.5407 | 3.0192 | 5.1295 | 5.7321 | 4.4187
4394 | 1.2768e-06 | 0.00012274 | 0 | 3.2964 | 3.5407 | 3.0192 | 5.0837 | 5.7321 | 4.4187
4395 | 2.2064e-06 | 0.00012292 | 0.00055397 | 3.2772 | 3.5392 | 3.0192 | 5.0355 | 5.728 | 4.4187
4396 | 4.822e-06 | 0.00012294 | 0.0042102 | 3.2977 | 3.5392 | 3.0192 | 5.0869 | 5.728 | 4.4187
4397 | 1.8924e-05 | 0.00012293 | 0.012021 | 3.3419 | 3.5392 | 3.0192 | 5.1997 | 5.728 | 4.4187
4398 | 1.6657e-05 | 0.00012293 | 0.019721 | 3.3968 | 3.5378 | 3.0192 | 5.3426 | 5.7239 | 4.4187
4399 | 1.6826e-05 | 0.00012275 | 0.027588 | 3.4465 | 3.5363 | 3.0192 | 5.4747 | 5.7197 | 4.4187
4400 | 7.6629e-06 | 0.00012222 | 0.03839 | 3.5108 | 3.5363 | 3.0192 | 5.6493 | 5.7197 | 4.4187
4401 | 1.3469e-05 | 0.00011989 | 0.041714 | 3.57 | 3.5363 | 3.0192 | 5.8141 | 5.7197 | 4.4187
4402 | 6.1682e-06 | 0.00011821 | 0.05091 | 3.57 | 3.5363 | 3.0192 | 5.8141 | 5.7197 | 4.4187
4403 | 1.5397e-05 | 0.00011939 | 0.063264 | 3.7074 | 3.5348 | 3.0192 | 6.2128 | 5.7156 | 4.4187
4404 | 1.9764e-05 | 0.00011413 | 0.05368 | 3.727 | 3.5348 | 3.0192 | 6.2715 | 5.7156 | 4.4187
4405 | 2.3262e-05 | 0.00010903 | 0.046257 | 3.6881 | 3.5348 | 3.0192 | 6.1553 | 5.7156 | 4.4187
4406 | 1.8802e-05 | 0.00010812 | 0.039388 | 3.6705 | 3.5333 | 3.0192 | 6.1034 | 5.7115 | 4.4187
4407 | 1.5499e-05 | 0.00010485 | 0.0349 | 3.6753 | 3.5304 | 3.0192 | 6.1175 | 5.7033 | 4.4187
4408 | 1.5196e-05 | 0.00010546 | 0.031854 | 3.6769 | 3.5289 | 3.0192 | 6.1222 | 5.6993 | 4.4187
4409 | 9.5772e-06 | 0.00011023 | 0.018281 | 3.6721 | 3.5274 | 3.0192 | 6.1081 | 5.6952 | 4.4187
4410 | 2.9404e-05 | 0.00011192 | 0.010858 | 3.6421 | 3.5274 | 3.0192 | 6.0205 | 5.6952 | 4.4187
4411 | 2.0602e-05 | 0.00011144 | 0.0032546 | 3.5685 | 3.5274 | 3.0192 | 5.8099 | 5.6952 | 4.4187
4412 | 2.6449e-05 | 0.00011356 | 0.00044318 | 3.5094 | 3.526 | 3.0192 | 5.6453 | 5.6911 | 4.4187
4413 | 1.6234e-05 | 0.0001072 | 0 | 3.4522 | 3.526 | 3.0192 | 5.4898 | 5.6911 | 4.4187
4414 | 5.8263e-06 | 0.00011193 | 0 | 3.4284 | 3.5245 | 3.0192 | 5.4263 | 5.687 | 4.4187
4415 | 2.2445e-06 | 0.00011662 | 0 | 3.3859 | 3.523 | 3.0192 | 5.3141 | 5.683 | 4.4187
4416 | 2.6884e-06 | 0.00011919 | 0 | 3.3671 | 3.523 | 3.0192 | 5.265 | 5.683 | 4.4187
4417 | 1.9159e-06 | 0.0001216 | 0 | 3.3445 | 3.523 | 3.0192 | 5.2065 | 5.683 | 4.4187
4418 | 2.3837e-06 | 0.0001226 | 0 | 3.3458 | 3.5216 | 3.0192 | 5.2099 | 5.6789 | 4.4187
4419 | 5.0363e-06 | 0.00012278 | 0.00027699 | 3.3157 | 3.5216 | 3.0192 | 5.1328 | 5.6789 | 4.4187
4420 | 3.2308e-06 | 0.00012279 | 0.0029361 | 3.3157 | 3.5201 | 3.0192 | 5.1328 | 5.6749 | 4.4187
4421 | 5.7945e-06 | 0.00012279 | 0.015733 | 3.3765 | 3.5201 | 3.0192 | 5.2894 | 5.6749 | 4.4187
4422 | 2.8072e-05 | 0.00012278 | 0.02648 | 3.4494 | 3.5201 | 3.0192 | 5.4822 | 5.6749 | 4.4187
4423 | 2.4265e-05 | 0.00012275 | 0.032407 | 3.5137 | 3.5201 | 3.0192 | 5.6573 | 5.6749 | 4.4187
4424 | 9.7907e-06 | 0.00012208 | 0.036562 | 3.555 | 3.5201 | 3.0192 | 5.772 | 5.6749 | 4.4187
4425 | 8.901e-06 | 0.00011975 | 0.046091 | 3.6141 | 3.5201 | 3.0192 | 5.9397 | 5.6749 | 4.4187
4426 | 6.2126e-06 | 0.00011807 | 0.041326 | 3.5881 | 3.5201 | 3.0192 | 5.8654 | 5.6749 | 4.4187
4427 | 1.3078e-05 | 0.00011923 | 0.060162 | 3.6499 | 3.5186 | 3.0192 | 6.0433 | 5.6708 | 4.4187
4428 | 1.7662e-05 | 0.00011397 | 0.05717 | 3.7451 | 3.5172 | 3.0192 | 6.3262 | 5.6668 | 4.4187
4429 | 2.6161e-05 | 0.00010889 | 0.053237 | 3.7551 | 3.5172 | 3.0192 | 6.3565 | 5.6668 | 4.4187
4430 | 2.2088e-05 | 0.00010798 | 0.04044 | 3.7287 | 3.5172 | 3.0192 | 6.2764 | 5.6668 | 4.4187
4431 | 1.4687e-05 | 0.00010472 | 0.035288 | 3.7568 | 3.5142 | 3.0192 | 6.3616 | 5.6587 | 4.4187
4432 | 1.0725e-05 | 0.00010532 | 0.022491 | 3.6405 | 3.5142 | 3.0192 | 6.0159 | 5.6587 | 4.4187
4433 | 1.1349e-05 | 0.00011008 | 0.016065 | 3.5896 | 3.5142 | 3.0192 | 5.8697 | 5.6587 | 4.4187
4434 | 3.6542e-05 | 0.00011177 | 0.0093068 | 3.561 | 3.5142 | 3.0192 | 5.7888 | 5.6587 | 4.4187
4435 | 1.3453e-05 | 0.0001113 | 0.0027699 | 3.5123 | 3.5099 | 3.0192 | 5.6533 | 5.6467 | 4.4187
4436 | 1.9548e-05 | 0.0001134 | 0.00038778 | 3.4077 | 3.5099 | 3.0192 | 5.3714 | 5.6467 | 4.4187
4437 | 1.9526e-05 | 0.00010706 | 0 | 3.3631 | 3.5099 | 3.0192 | 5.2546 | 5.6467 | 4.4187
4438 | 5.9051e-06 | 0.00011178 | 0 | 3.3485 | 3.5099 | 3.0192 | 5.2168 | 5.6467 | 4.4187
4439 | 2.415e-06 | 0.00011648 | 0 | 3.3144 | 3.5099 | 3.0192 | 5.1295 | 5.6467 | 4.4187
4440 | 3.8758e-06 | 0.00011905 | 0 | 3.2836 | 3.5099 | 3.0192 | 5.0515 | 5.6467 | 4.4187
4441 | 4.6523e-06 | 0.00012146 | 0 | 3.2634 | 3.5099 | 3.0192 | 5.0008 | 5.6467 | 4.4187
4442 | 5.1122e-06 | 0.00012246 | 0 | 3.2546 | 3.5099 | 3.0192 | 4.9789 | 5.6467 | 4.4187
4443 | 6.9411e-06 | 0.00012265 | 0.00038778 | 3.2608 | 3.507 | 3.0192 | 4.9945 | 5.6387 | 4.4187
4444 | 1.1286e-05 | 0.00012266 | 0.004044 | 3.2659 | 3.5055 | 3.0192 | 5.0071 | 5.6347 | 4.4187
4445 | 1.1249e-05 | 0.00012265 | 0.012077 | 3.3209 | 3.5055 | 3.0192 | 5.146 | 5.6347 | 4.4187
4446 | 1.6175e-05 | 0.00012265 | 0.022381 | 3.3914 | 3.5055 | 3.0192 | 5.3283 | 5.6347 | 4.4187
4447 | 2.5735e-05 | 0.0001226 | 0.029361 | 3.4649 | 3.507 | 3.0192 | 5.524 | 5.6387 | 4.4187
4448 | 2.2983e-05 | 0.00012194 | 0.035011 | 3.5181 | 3.507 | 3.0192 | 5.6694 | 5.6387 | 4.4187
4449 | 1.0394e-05 | 0.00011962 | 0.043709 | 3.608 | 3.507 | 3.0192 | 5.9221 | 5.6387 | 4.4187
4450 | 8.7567e-06 | 0.00011794 | 0.045814 | 3.6312 | 3.507 | 3.0192 | 5.9888 | 5.6387 | 4.4187
4451 | 1.3212e-05 | 0.00011908 | 0.04526 | 3.6801 | 3.507 | 3.0192 | 6.1316 | 5.6387 | 4.4187
4452 | 1.867e-05 | 0.00011388 | 0.043819 | 3.6833 | 3.507 | 3.0192 | 6.141 | 5.6387 | 4.4187
4453 | 2.4927e-05 | 0.00010875 | 0.037726 | 3.6547 | 3.5041 | 3.0192 | 6.0571 | 5.6307 | 4.4187
4454 | 2.4131e-05 | 0.00010784 | 0.020829 | 3.6049 | 3.5041 | 3.0192 | 5.9133 | 5.6307 | 4.4187
4455 | 1.56e-05 | 0.00010459 | 0.034457 | 3.6484 | 3.5041 | 3.0192 | 6.0387 | 5.6307 | 4.4187
4456 | 1.0825e-05 | 0.00010518 | 0.029693 | 3.6689 | 3.5041 | 3.0192 | 6.0988 | 5.6307 | 4.4187
4457 | 1.2945e-05 | 0.00010994 | 0.021383 | 3.6705 | 3.5041 | 3.0192 | 6.1034 | 5.6307 | 4.4187
4458 | 2.3049e-05 | 0.00011163 | 0.01191 | 3.6157 | 3.5041 | 3.0192 | 5.9442 | 5.6307 | 4.4187
4459 | 1.5976e-05 | 0.00011117 | 0.0033238 | 3.4949 | 3.5012 | 3.0192 | 5.6056 | 5.6228 | 4.4187
4460 | 1.9945e-05 | 0.00011326 | 0.00038778 | 3.4423 | 3.4997 | 3.0192 | 5.4634 | 5.6188 | 4.4187
4461 | 1.8594e-05 | 0.00010678 | 0 | 3.3711 | 3.4997 | 3.0192 | 5.2754 | 5.6188 | 4.4187
4462 | 7.6832e-06 | 0.00011162 | 0 | 3.3274 | 3.4997 | 3.0192 | 5.1627 | 5.6188 | 4.4187
4463 | 5.6112e-06 | 0.00011633 | 0 | 3.2951 | 3.4997 | 3.0192 | 5.0804 | 5.6188 | 4.4187
4464 | 6.8694e-06 | 0.00011891 | 0 | 3.3054 | 3.4997 | 3.0192 | 5.1065 | 5.6188 | 4.4187
4465 | 6.5919e-06 | 0.00012132 | 0 | 3.3054 | 3.4997 | 3.0192 | 5.1065 | 5.6188 | 4.4187
4466 | 8.4688e-06 | 0.00012232 | 0 | 3.3235 | 3.4997 | 3.0192 | 5.1527 | 5.6188 | 4.4187
4467 | 1.1066e-05 | 0.00012251 | 0.00022159 | 3.3183 | 3.4997 | 3.0192 | 5.1394 | 5.6188 | 4.4187
4468 | 1.4492e-05 | 0.00012252 | 0.0027699 | 3.3274 | 3.4997 | 3.0192 | 5.1627 | 5.6188 | 4.4187
4469 | 2.4605e-05 | 0.00012252 | 0.0094176 | 3.3725 | 3.4983 | 3.0192 | 5.2789 | 5.6148 | 4.4187
4470 | 2.5376e-05 | 0.00012251 | 0.015622 | 3.427 | 3.4954 | 3.0192 | 5.4226 | 5.6069 | 4.4187
4471 | 3.0363e-05 | 0.00012241 | 0.023378 | 3.4691 | 3.4954 | 3.0192 | 5.5355 | 5.6069 | 4.4187
4472 | 2.1986e-05 | 0.00012181 | 0.033072 | 3.5065 | 3.4968 | 3.0192 | 5.6373 | 5.6109 | 4.4187
4473 | 2.043e-05 | 0.00011949 | 0.037559 | 3.573 | 3.4968 | 3.0192 | 5.8226 | 5.6109 | 4.4187
4474 | 1.5291e-05 | 0.0001178 | 0.054511 | 3.6126 | 3.4968 | 3.0192 | 5.9353 | 5.6109 | 4.4187
4475 | 1.9873e-05 | 0.00011892 | 0.041437 | 3.6499 | 3.4968 | 3.0192 | 6.0433 | 5.6109 | 4.4187
4476 | 2.2036e-05 | 0.00011372 | 0.0467 | 3.6219 | 3.4968 | 3.0192 | 5.9619 | 5.6109 | 4.4187
4477 | 2.3111e-05 | 0.00010861 | 0.037836 | 3.6881 | 3.4968 | 3.0192 | 6.1553 | 5.6109 | 4.4187
4478 | 3.4853e-05 | 0.00010771 | 0.035122 | 3.6203 | 3.4968 | 3.0192 | 5.9575 | 5.6109 | 4.4187
4479 | 2.4806e-05 | 0.00010446 | 0.037338 | 3.6343 | 3.4954 | 3.0192 | 5.9978 | 5.6069 | 4.4187
4480 | 1.5706e-05 | 0.00010503 | 0.031023 | 3.625 | 3.4939 | 3.0192 | 5.9709 | 5.603 | 4.4187
4481 | 1.2573e-05 | 0.0001098 | 0.018447 | 3.5446 | 3.4925 | 3.0192 | 5.7429 | 5.599 | 4.4187
4482 | 3.2134e-05 | 0.0001115 | 0.011356 | 3.5505 | 3.4925 | 3.0192 | 5.7595 | 5.599 | 4.4187
4483 | 1.4501e-05 | 0.00011103 | 0.0039332 | 3.5152 | 3.491 | 3.0192 | 5.6613 | 5.5951 | 4.4187
4484 | 2.2781e-05 | 0.00011312 | 0.00038778 | 3.4508 | 3.491 | 3.0192 | 5.486 | 5.5951 | 4.4187
4485 | 3.2671e-05 | 0.00010664 | 0 | 3.3887 | 3.491 | 3.0192 | 5.3212 | 5.5951 | 4.4187
4486 | 1.6947e-05 | 0.00011148 | 0 | 3.3765 | 3.491 | 3.0192 | 5.2894 | 5.5951 | 4.4187
4487 | 1.6023e-05 | 0.00011619 | 0 | 3.3846 | 3.4896 | 3.0192 | 5.3106 | 5.5912 | 4.4187
4488 | 1.7769e-05 | 0.00011858 | 0 | 3.3564 | 3.4896 | 3.0192 | 5.2373 | 5.5912 | 4.4187
4489 | 1.7251e-05 | 0.00012079 | 0 | 3.3432 | 3.4882 | 3.0192 | 5.2031 | 5.5872 | 4.4187
4490 | 1.6939e-05 | 0.00012145 | 0 | 3.3261 | 3.4882 | 3.0192 | 5.1594 | 5.5872 | 4.4187
4491 | 1.8047e-05 | 0.00012156 | 0.00033238 | 3.3041 | 3.4882 | 3.0192 | 5.1032 | 5.5872 | 4.4187
4492 | 1.8275e-05 | 0.00012048 | 0.0038224 | 3.2849 | 3.4882 | 3.0192 | 5.0547 | 5.5872 | 4.4187
4493 | 1.8295e-05 | 0.00011478 | 0.013517 | 3.3406 | 3.4882 | 3.0192 | 5.1964 | 5.5872 | 4.4187
4494 | 4.5095e-05 | 0.0001073 | 0.022547 | 3.416 | 3.4882 | 3.0192 | 5.3932 | 5.5872 | 4.4187
4495 | 4.5803e-05 | 9.6892e-05 | 0.029084 | 3.5094 | 3.4882 | 3.0192 | 5.6453 | 5.5872 | 4.4187
4496 | 2.4794e-05 | 0.00010926 | 0.047476 | 3.5927 | 3.4882 | 3.0192 | 5.8784 | 5.5872 | 4.4187
4497 | 1.7385e-05 | 0.00011448 | 0.04188 | 3.5988 | 3.4867 | 3.0192 | 5.8958 | 5.5833 | 4.4187
4498 | 1.1057e-05 | 0.0001144 | 0.056173 | 3.6865 | 3.4867 | 3.0192 | 6.1505 | 5.5833 | 4.4187
4499 | 1.9557e-05 | 0.0001182 | 0.046368 | 3.6913 | 3.4867 | 3.0192 | 6.1648 | 5.5833 | 4.4187
4500 | 2.5448e-05 | 0.00011361 | 0.047863 | 3.7435 | 3.4867 | 3.0192 | 6.3212 | 5.5833 | 4.4187
4501 | 2.7588e-05 | 0.00010847 | 0.04321 | 3.7685 | 3.4867 | 3.0192 | 6.3973 | 5.5833 | 4.4187
4502 | 3.5411e-05 | 0.00010756 | 0.041493 | 3.7319 | 3.4867 | 3.0192 | 6.2863 | 5.5833 | 4.4187
4503 | 2.5388e-05 | 0.00010414 | 0.041271 | 3.7836 | 3.4853 | 3.0192 | 6.4439 | 5.5794 | 4.4187
4504 | 1.4182e-05 | 0.00010482 | 0.034125 | 3.7123 | 3.4839 | 3.0192 | 6.2274 | 5.5755 | 4.4187
4505 | 1.0721e-05 | 0.00010958 | 0.01806 | 3.6865 | 3.4839 | 3.0192 | 6.1505 | 5.5755 | 4.4187
4506 | 1.2751e-05 | 0.00011131 | 0.012963 | 3.6817 | 3.4839 | 3.0192 | 6.1363 | 5.5755 | 4.4187
4507 | 1.7953e-05 | 0.00011076 | 0.0042656 | 3.6018 | 3.4839 | 3.0192 | 5.9045 | 5.5755 | 4.4187
4508 | 2.8134e-05 | 0.00011253 | 0.00049858 | 3.4877 | 3.4839 | 3.0192 | 5.586 | 5.5755 | 4.4187
4509 | 2.9263e-05 | 0.00010576 | 0 | 3.4064 | 3.4839 | 3.0192 | 5.3678 | 5.5755 | 4.4187
4510 | 2.4673e-05 | 0.00011086 | 0 | 3.3591 | 3.4839 | 3.0192 | 5.2442 | 5.5755 | 4.4187
4511 | 2.0936e-05 | 0.00011434 | 0 | 3.3209 | 3.4839 | 3.0192 | 5.146 | 5.5755 | 4.4187
4512 | 2.4114e-05 | 0.00011245 | 0 | 3.308 | 3.4839 | 3.0192 | 5.113 | 5.5755 | 4.4187
4513 | 2.4444e-05 | 0.00010715 | 0 | 3.3041 | 3.4839 | 3.0192 | 5.1032 | 5.5755 | 4.4187
4514 | 2.6182e-05 | 0.00010648 | 0 | 3.2558 | 3.4839 | 3.0192 | 4.982 | 5.5755 | 4.4187
4515 | 2.7646e-05 | 0.00010556 | 0.00038778 | 3.2359 | 3.4824 | 3.0192 | 4.9327 | 5.5716 | 4.4187
4516 | 3.163e-05 | 0.0001052 | 0.0037393 | 3.2483 | 3.4824 | 3.0192 | 4.9634 | 5.5716 | 4.4187
4517 | 4.7784e-05 | 0.00010551 | 0.013018 | 3.3105 | 3.4824 | 3.0192 | 5.1196 | 5.5716 | 4.4187
4518 | 4.0236e-05 | 0.00010551 | 0.024098 | 3.3995 | 3.4824 | 3.0192 | 5.3498 | 5.5716 | 4.4187
4519 | 3.5965e-05 | 0.00010197 | 0.037615 | 3.492 | 3.4824 | 3.0192 | 5.5977 | 5.5716 | 4.4187
4520 | 2.1177e-05 | 9.7882e-05 | 0.04947 | 3.555 | 3.4824 | 3.0192 | 5.772 | 5.5716 | 4.4187
4521 | 1.4487e-05 | 0.00010465 | 0.058998 | 3.6705 | 3.4824 | 3.0192 | 6.1034 | 5.5716 | 4.4187
4522 | 1.1594e-05 | 0.00010855 | 0.060439 | 3.7091 | 3.4824 | 3.0192 | 6.2177 | 5.5716 | 4.4187
4523 | 1.5226e-05 | 0.0001117 | 0.0662 | 3.7584 | 3.4824 | 3.0192 | 6.3667 | 5.5716 | 4.4187
4524 | 1.5898e-05 | 0.00011054 | 0.065646 | 3.8384 | 3.4824 | 3.0192 | 6.615 | 5.5716 | 4.4187
4525 | 1.398e-05 | 0.00010682 | 0.052794 | 3.816 | 3.4824 | 3.0192 | 6.5444 | 5.5716 | 4.4187
4526 | 1.6242e-05 | 0.00010612 | 0.046534 | 3.7785 | 3.4824 | 3.0192 | 6.4283 | 5.5716 | 4.4187
4527 | 6.9634e-06 | 0.00010352 | 0.041548 | 3.7752 | 3.4824 | 3.0192 | 6.4179 | 5.5716 | 4.4187
4528 | 4.9164e-06 | 0.00010447 | 0.03202 | 3.7551 | 3.4781 | 3.0192 | 6.3565 | 5.5599 | 4.4187
4529 | 2.246e-05 | 0.0001094 | 0.023433 | 3.7651 | 3.4781 | 3.0192 | 6.3871 | 5.5599 | 4.4187
4530 | 9.3171e-06 | 0.0001112 | 0.0095838 | 3.7058 | 3.4781 | 3.0192 | 6.208 | 5.5599 | 4.4187
4531 | 2.1371e-05 | 0.00011073 | 0.0029361 | 3.6034 | 3.4781 | 3.0192 | 5.9089 | 5.5599 | 4.4187
4532 | 1.7057e-05 | 0.0001129 | 0.00033238 | 3.5065 | 3.4781 | 3.0192 | 5.6373 | 5.5599 | 4.4187
4533 | 1.9502e-05 | 0.00010563 | 0 | 3.4705 | 3.4781 | 3.0192 | 5.5394 | 5.5599 | 4.4187
4534 | 1.7613e-05 | 0.00010769 | 0 | 3.4077 | 3.4781 | 3.0192 | 5.3714 | 5.5599 | 4.4187
4535 | 2.1073e-05 | 0.00010869 | 0 | 3.3765 | 3.4781 | 3.0192 | 5.2894 | 5.5599 | 4.4187
4536 | 2.4844e-05 | 0.00010928 | 0 | 3.3485 | 3.4796 | 3.0192 | 5.2168 | 5.5638 | 4.4187
4537 | 2.5844e-05 | 0.00010624 | 0 | 3.3105 | 3.4796 | 3.0192 | 5.1196 | 5.5638 | 4.4187
4538 | 2.7239e-05 | 0.00010529 | 0 | 3.3105 | 3.4796 | 3.0192 | 5.1196 | 5.5638 | 4.4187
4539 | 2.9028e-05 | 0.00010516 | 0.00033238 | 3.3209 | 3.4796 | 3.0192 | 5.146 | 5.5638 | 4.4187
4540 | 2.9812e-05 | 0.0001052 | 0.00349 | 3.3041 | 3.4796 | 3.0192 | 5.1032 | 5.5638 | 4.4187
4541 | 3.2313e-05 | 0.00010521 | 0.012631 | 3.3698 | 3.4796 | 3.0192 | 5.272 | 5.5638 | 4.4187
4542 | 3.4611e-05 | 0.00010388 | 0.023322 | 3.482 | 3.481 | 3.0192 | 5.5703 | 5.5677 | 4.4187
4543 | 3.5269e-05 | 0.00010108 | 0.039332 | 3.5821 | 3.481 | 3.0192 | 5.8482 | 5.5677 | 4.4187
4544 | 3.4379e-05 | 0.00010098 | 0.0467 | 3.6657 | 3.4796 | 3.0192 | 6.0894 | 5.5638 | 4.4187
4545 | 1.481e-05 | 0.00010934 | 0.051741 | 3.7156 | 3.481 | 3.0192 | 6.2371 | 5.5677 | 4.4187
4546 | 1.1498e-05 | 0.0001106 | 0.051187 | 3.7551 | 3.481 | 3.0192 | 6.3565 | 5.5677 | 4.4187
4547 | 1.8654e-05 | 0.00011426 | 0.065424 | 3.8246 | 3.481 | 3.0192 | 6.5713 | 5.5677 | 4.4187
4548 | 1.9772e-05 | 0.00011139 | 0.059386 | 3.9147 | 3.481 | 3.0192 | 6.8597 | 5.5677 | 4.4187
4549 | 2.4359e-05 | 0.000107 | 0.054179 | 3.8913 | 3.4824 | 3.0192 | 6.7838 | 5.5716 | 4.4187
4550 | 2.5412e-05 | 0.00010664 | 0.054733 | 3.9753 | 3.481 | 3.0192 | 7.0602 | 5.5677 | 4.4187
4551 | 1.9102e-05 | 0.00010378 | 0.049636 | 3.9828 | 3.481 | 3.0192 | 7.0853 | 5.5677 | 4.4187
4552 | 2.6082e-05 | 0.00010454 | 0.036895 | 3.9623 | 3.481 | 3.0192 | 7.0167 | 5.5677 | 4.4187
4553 | 1.1697e-05 | 0.00010932 | 0.023101 | 3.7802 | 3.4796 | 3.0192 | 6.4334 | 5.5638 | 4.4187
4554 | 2.5658e-05 | 0.00011108 | 0.014182 | 3.7205 | 3.4796 | 3.0192 | 6.2518 | 5.5638 | 4.4187
4555 | 2.2936e-05 | 0.00011026 | 0.0041548 | 3.6421 | 3.4796 | 3.0192 | 6.0205 | 5.5638 | 4.4187
4556 | 3.2702e-05 | 0.00011182 | 0.00044318 | 3.5284 | 3.4796 | 3.0192 | 5.6977 | 5.5638 | 4.4187
4557 | 3.9453e-05 | 0.00010525 | 0 | 3.4578 | 3.481 | 3.0192 | 5.5049 | 5.5677 | 4.4187
4558 | 3.6086e-05 | 0.00010656 | 0 | 3.4174 | 3.481 | 3.0192 | 5.3969 | 5.5677 | 4.4187
4559 | 3.4948e-05 | 0.00010968 | 0 | 3.4256 | 3.4824 | 3.0192 | 5.4189 | 5.5716 | 4.4187
4560 | 4.2443e-05 | 0.00010678 | 0 | 3.4077 | 3.4824 | 3.0192 | 5.3714 | 5.5716 | 4.4187
4561 | 4.3114e-05 | 0.00010697 | 0 | 3.405 | 3.4824 | 3.0192 | 5.3642 | 5.5716 | 4.4187
4562 | 4.3925e-05 | 0.00010537 | 0 | 3.3859 | 3.481 | 3.0192 | 5.3141 | 5.5677 | 4.4187
4563 | 4.7398e-05 | 0.00010526 | 0.00033238 | 3.3873 | 3.481 | 3.0192 | 5.3177 | 5.5677 | 4.4187
4564 | 4.9487e-05 | 0.00010521 | 0.0028807 | 3.3859 | 3.4824 | 3.0192 | 5.3141 | 5.5716 | 4.4187
4565 | 6.3361e-05 | 0.00010373 | 0.0073679 | 3.4284 | 3.4824 | 3.0192 | 5.4263 | 5.5716 | 4.4187
4566 | 5.1878e-05 | 0.00010535 | 0.014182 | 3.4805 | 3.4853 | 3.0192 | 5.5665 | 5.5794 | 4.4187
4567 | 6.6718e-05 | 0.00010221 | 0.024652 | 3.549 | 3.4853 | 3.0192 | 5.7553 | 5.5794 | 4.4187
4568 | 3.3379e-05 | 0.0001006 | 0.034568 | 3.6343 | 3.4867 | 3.0192 | 5.9978 | 5.5833 | 4.4187
4569 | 1.8893e-05 | 0.00010138 | 0.047919 | 3.7435 | 3.4867 | 3.0192 | 6.3212 | 5.5833 | 4.4187
4570 | 1.9867e-05 | 0.00010678 | 0.04875 | 3.835 | 3.4867 | 3.0192 | 6.604 | 5.5833 | 4.4187
4571 | 2.1742e-05 | 0.00011114 | 0.054345 | 3.8806 | 3.4867 | 3.0192 | 6.7494 | 5.5833 | 4.4187
4572 | 2.4489e-05 | 0.00010941 | 0.052074 | 3.9457 | 3.4896 | 3.0192 | 6.9616 | 5.5912 | 4.4187
4573 | 2.9393e-05 | 0.00010611 | 0.048362 | 3.9679 | 3.4896 | 3.0192 | 7.0353 | 5.5912 | 4.4187
4574 | 2.4412e-05 | 0.00010589 | 0.037836 | 3.9586 | 3.4896 | 3.0192 | 7.0044 | 5.5912 | 4.4187
4575 | 1.9783e-05 | 0.00010259 | 0.033903 | 3.9238 | 3.4896 | 3.0192 | 6.8894 | 5.5912 | 4.4187
4576 | 1.774e-05 | 0.00010273 | 0.020663 | 3.8985 | 3.4882 | 3.0192 | 6.807 | 5.5872 | 4.4187
4577 | 2.2393e-05 | 0.0001072 | 0.012187 | 3.8489 | 3.4882 | 3.0192 | 6.6481 | 5.5872 | 4.4187
4578 | 1.2051e-05 | 0.00010929 | 0.0061491 | 3.7836 | 3.4882 | 3.0192 | 6.4439 | 5.5872 | 4.4187
4579 | 3.3751e-05 | 0.00010894 | 0.0018835 | 3.7172 | 3.4882 | 3.0192 | 6.242 | 5.5872 | 4.4187
4580 | 4.1927e-05 | 0.00011104 | 0.00011079 | 3.6673 | 3.4882 | 3.0192 | 6.0941 | 5.5872 | 4.4187
4581 | 5.1682e-05 | 0.00010479 | 0 | 3.6003 | 3.4896 | 3.0192 | 5.9002 | 5.5912 | 4.4187
4582 | 3.4235e-05 | 0.00010989 | 0 | 3.5476 | 3.4896 | 3.0192 | 5.7512 | 5.5912 | 4.4187
4583 | 3.3172e-05 | 0.00010725 | 0 | 3.5181 | 3.491 | 3.0192 | 5.6694 | 5.5951 | 4.4187
4584 | 3.6056e-05 | 0.00010666 | 0 | 3.482 | 3.491 | 3.0192 | 5.5703 | 5.5951 | 4.4187
4585 | 3.6369e-05 | 0.00010572 | 0 | 3.472 | 3.491 | 3.0192 | 5.5432 | 5.5951 | 4.4187
4586 | 3.7295e-05 | 0.00010536 | 0 | 3.4451 | 3.491 | 3.0192 | 5.4709 | 5.5951 | 4.4187
4587 | 3.8866e-05 | 0.00010498 | 0.00022159 | 3.4409 | 3.4925 | 3.0192 | 5.4597 | 5.599 | 4.4187
4588 | 4.0709e-05 | 0.00010509 | 0.0019389 | 3.4508 | 3.4925 | 3.0192 | 5.486 | 5.599 | 4.4187
4589 | 4.0625e-05 | 0.00010482 | 0.0065369 | 3.4465 | 3.4939 | 3.0192 | 5.4747 | 5.603 | 4.4187
4590 | 4.4817e-05 | 0.00010486 | 0.011689 | 3.5021 | 3.4954 | 3.0192 | 5.6254 | 5.6069 | 4.4187
4591 | 4.8329e-05 | 0.00010276 | 0.015345 | 3.5108 | 3.4954 | 3.0192 | 5.6493 | 5.6069 | 4.4187
4592 | 4.2452e-05 | 9.5849e-05 | 0.02504 | 3.5416 | 3.4954 | 3.0192 | 5.7346 | 5.6069 | 4.4187
4593 | 2.0664e-05 | 0.00010338 | 0.03202 | 3.564 | 3.4983 | 3.0192 | 5.7972 | 5.6148 | 4.4187
4594 | 1.8062e-05 | 0.00010961 | 0.04454 | 3.608 | 3.4968 | 3.0192 | 5.9221 | 5.6109 | 4.4187
4595 | 2.4566e-05 | 0.00011169 | 0.046589 | 3.6359 | 3.4968 | 3.0192 | 6.0023 | 5.6109 | 4.4187
4596 | 2.7411e-05 | 0.0001103 | 0.053957 | 3.6705 | 3.4983 | 3.0192 | 6.1034 | 5.6148 | 4.4187
4597 | 3.3665e-05 | 0.00010636 | 0.06138 | 3.7319 | 3.4997 | 3.0192 | 6.2863 | 5.6188 | 4.4187
4598 | 2.4387e-05 | 0.00010632 | 0.049636 | 3.7551 | 3.4997 | 3.0192 | 6.3565 | 5.6188 | 4.4187
4599 | 1.9039e-05 | 0.00010333 | 0.041382 | 3.7668 | 3.4997 | 3.0192 | 6.3922 | 5.6188 | 4.4187
4600 | 2.1308e-05 | 0.00010392 | 0.032075 | 3.7634 | 3.4983 | 3.0192 | 6.3819 | 5.6148 | 4.4187
4601 | 1.513e-05 | 0.00010887 | 0.025981 | 3.7651 | 3.4968 | 3.0192 | 6.3871 | 5.6109 | 4.4187
4602 | 1.2519e-05 | 0.00011072 | 0.015013 | 3.7651 | 3.4983 | 3.0192 | 6.3871 | 5.6148 | 4.4187
4603 | 1.8101e-05 | 0.00010999 | 0.0039886 | 3.6515 | 3.4983 | 3.0192 | 6.0479 | 5.6148 | 4.4187
4604 | 2.7242e-05 | 0.00011151 | 0.00033238 | 3.5342 | 3.4983 | 3.0192 | 5.7141 | 5.6148 | 4.4187
4605 | 3.1157e-05 | 0.00010504 | 0 | 3.4368 | 3.4983 | 3.0192 | 5.4485 | 5.6148 | 4.4187
4606 | 2.524e-05 | 0.0001067 | 0 | 3.3564 | 3.4983 | 3.0192 | 5.2373 | 5.6148 | 4.4187
4607 | 2.9498e-05 | 0.0001087 | 0 | 3.3002 | 3.4997 | 3.0192 | 5.0934 | 5.6188 | 4.4187
4608 | 3.7381e-05 | 0.00010795 | 0 | 3.2533 | 3.4997 | 3.0192 | 4.9758 | 5.6188 | 4.4187
4609 | 4.4973e-05 | 0.00010662 | 0 | 3.2359 | 3.5012 | 3.0192 | 4.9327 | 5.6228 | 4.4187
4610 | 4.8022e-05 | 0.00010475 | 0 | 3.2236 | 3.4997 | 3.0192 | 4.9024 | 5.6188 | 4.4187
4611 | 4.9011e-05 | 0.00010489 | 0.00027699 | 3.2175 | 3.4997 | 3.0192 | 4.8873 | 5.6188 | 4.4187
4612 | 5.1023e-05 | 0.00010531 | 0.0040994 | 3.2521 | 3.4997 | 3.0192 | 4.9727 | 5.6188 | 4.4187
4613 | 6.1975e-05 | 0.00010487 | 0.011523 | 3.3564 | 3.5012 | 3.0192 | 5.2373 | 5.6228 | 4.4187
4614 | 5.1612e-05 | 0.00010447 | 0.02781 | 3.462 | 3.5012 | 3.0192 | 5.5164 | 5.6228 | 4.4187
4615 | 3.9491e-05 | 0.0001015 | 0.044207 | 3.5896 | 3.5026 | 3.0192 | 5.8697 | 5.6267 | 4.4187
4616 | 1.981e-05 | 9.9438e-05 | 0.059441 | 3.7042 | 3.5026 | 3.0192 | 6.2032 | 5.6267 | 4.4187
4617 | 1.6361e-05 | 0.00010239 | 0.061713 | 3.8074 | 3.5026 | 3.0192 | 6.5176 | 5.6267 | 4.4187
4618 | 1.101e-05 | 0.0001077 | 0.069025 | 3.8246 | 3.5041 | 3.0192 | 6.5713 | 5.6307 | 4.4187
4619 | 1.7808e-05 | 0.0001105 | 0.06476 | 3.9057 | 3.5041 | 3.0192 | 6.8303 | 5.6307 | 4.4187
4620 | 2.0982e-05 | 0.00010792 | 0.062821 | 3.9292 | 3.5041 | 3.0192 | 6.9073 | 5.6307 | 4.4187
4621 | 2.1973e-05 | 0.00010485 | 0.057835 | 4.0168 | 3.5055 | 3.0192 | 7.2005 | 5.6347 | 4.4187
4622 | 2.0239e-05 | 0.00010455 | 0.05717 | 4.0206 | 3.5041 | 3.0192 | 7.2135 | 5.6307 | 4.4187
4623 | 1.7392e-05 | 0.00010172 | 0.050412 | 4.0301 | 3.5026 | 3.0192 | 7.2463 | 5.6267 | 4.4187
4624 | 1.5908e-05 | 0.00010208 | 0.035454 | 3.966 | 3.5026 | 3.0192 | 7.0291 | 5.6267 | 4.4187
4625 | 1.1778e-05 | 0.00010695 | 0.024319 | 3.942 | 3.5026 | 3.0192 | 6.9494 | 5.6267 | 4.4187
4626 | 9.4264e-06 | 0.00010899 | 0.011578 | 3.835 | 3.5026 | 3.0192 | 6.604 | 5.6267 | 4.4187
4627 | 1.4115e-05 | 0.00010922 | 0.0039332 | 3.7468 | 3.5026 | 3.0192 | 6.3313 | 5.6267 | 4.4187
4628 | 1.6886e-05 | 0.00011186 | 0.00027699 | 3.6003 | 3.5026 | 3.0192 | 5.9002 | 5.6267 | 4.4187
4629 | 1.9148e-05 | 0.00010663 | 0 | 3.5166 | 3.5026 | 3.0192 | 5.6653 | 5.6267 | 4.4187
4630 | 7.9559e-06 | 0.00010662 | 0 | 3.4409 | 3.5026 | 3.0192 | 5.4597 | 5.6267 | 4.4187
4631 | 5.2532e-06 | 0.00010444 | 0 | 3.427 | 3.5055 | 3.0192 | 5.4226 | 5.6347 | 4.4187
4632 | 6.716e-06 | 0.0001059 | 0 | 3.3941 | 3.5055 | 3.0192 | 5.3355 | 5.6347 | 4.4187
4633 | 6.0969e-06 | 0.00010537 | 0 | 3.3301 | 3.5041 | 3.0192 | 5.1694 | 5.6307 | 4.4187
4634 | 6.8654e-06 | 0.00010504 | 0 | 3.2977 | 3.5041 | 3.0192 | 5.0869 | 5.6307 | 4.4187
4635 | 8.2612e-06 | 0.00010427 | 0.00033238 | 3.2496 | 3.5041 | 3.0192 | 4.9665 | 5.6307 | 4.4187
4636 | 9.5923e-06 | 0.00010412 | 0.0044872 | 3.2785 | 3.5041 | 3.0192 | 5.0387 | 5.6307 | 4.4187
4637 | 2.8031e-05 | 0.00010481 | 0.012797 | 3.3873 | 3.5084 | 3.0192 | 5.3177 | 5.6427 | 4.4187
4638 | 2.4675e-05 | 0.000104 | 0.021937 | 3.4848 | 3.5084 | 3.0192 | 5.5781 | 5.6427 | 4.4187
4639 | 3.4687e-05 | 0.00010225 | 0.034956 | 3.576 | 3.5099 | 3.0192 | 5.8311 | 5.6467 | 4.4187
4640 | 6.5285e-06 | 0.00010151 | 0.047254 | 3.6642 | 3.5099 | 3.0192 | 6.0848 | 5.6467 | 4.4187
4641 | 6.0842e-06 | 0.00010056 | 0.058444 | 3.7668 | 3.5113 | 3.0192 | 6.3922 | 5.6507 | 4.4187
4642 | 1.4986e-05 | 0.00010154 | 0.060605 | 3.816 | 3.5113 | 3.0192 | 6.5444 | 5.6507 | 4.4187
4643 | 1.6216e-05 | 0.00010643 | 0.060716 | 3.9093 | 3.5128 | 3.0192 | 6.8421 | 5.6547 | 4.4187
4644 | 1.8599e-05 | 0.00010652 | 0.053292 | 3.9494 | 3.5128 | 3.0192 | 6.9737 | 5.6547 | 4.4187
4645 | 2.5887e-05 | 0.00010504 | 0.040717 | 3.8878 | 3.5113 | 3.0192 | 6.7723 | 5.6507 | 4.4187
4646 | 2.1213e-05 | 0.00010523 | 0.040773 | 3.8931 | 3.5113 | 3.0192 | 6.7896 | 5.6507 | 4.4187
4647 | 1.8907e-05 | 0.00010229 | 0.037504 | 3.9512 | 3.5128 | 3.0192 | 6.9798 | 5.6547 | 4.4187
4648 | 1.0703e-05 | 0.00010322 | 0.027533 | 3.8384 | 3.5128 | 3.0192 | 6.615 | 5.6547 | 4.4187
4649 | 1.1726e-05 | 0.0001084 | 0.018669 | 3.8246 | 3.5128 | 3.0192 | 6.5713 | 5.6547 | 4.4187
4650 | 7.455e-06 | 0.00011044 | 0.0084204 | 3.8006 | 3.5128 | 3.0192 | 6.4964 | 5.6547 | 4.4187
4651 | 1.137e-05 | 0.00010942 | 0.0034346 | 3.7418 | 3.5128 | 3.0192 | 6.3162 | 5.6547 | 4.4187
4652 | 2.21e-05 | 0.00011195 | 0.00027699 | 3.6049 | 3.5128 | 3.0192 | 5.9133 | 5.6547 | 4.4187
4653 | 2.0468e-05 | 0.00010525 | 0 | 3.5108 | 3.5128 | 3.0192 | 5.6493 | 5.6547 | 4.4187
4654 | 6.5544e-06 | 0.00010542 | 0 | 3.4677 | 3.5128 | 3.0192 | 5.5317 | 5.6547 | 4.4187
4655 | 3.99e-06 | 0.00010537 | 0 | 3.4508 | 3.5142 | 3.0192 | 5.486 | 5.6587 | 4.4187
4656 | 6.4778e-06 | 0.0001064 | 0 | 3.405 | 3.5142 | 3.0192 | 5.3642 | 5.6587 | 4.4187
4657 | 8.6809e-06 | 0.00010566 | 0 | 3.3684 | 3.5142 | 3.0192 | 5.2685 | 5.6587 | 4.4187
4658 | 1.3357e-05 | 0.00010586 | 0 | 3.3644 | 3.5142 | 3.0192 | 5.258 | 5.6587 | 4.4187
4659 | 2.3338e-05 | 0.00010481 | 0.00027699 | 3.3564 | 3.5142 | 3.0192 | 5.2373 | 5.6587 | 4.4187
4660 | 2.9673e-05 | 0.00010417 | 0.0031577 | 3.3711 | 3.5157 | 3.0192 | 5.2754 | 5.6628 | 4.4187
4661 | 3.4374e-05 | 0.00010491 | 0.010581 | 3.4423 | 3.5172 | 3.0192 | 5.4634 | 5.6668 | 4.4187
4662 | 5.3854e-05 | 0.00010463 | 0.01806 | 3.5152 | 3.5172 | 3.0192 | 5.6613 | 5.6668 | 4.4187
4663 | 3.6074e-05 | 0.00010336 | 0.029416 | 3.6064 | 3.5186 | 3.0192 | 5.9177 | 5.6708 | 4.4187
4664 | 3.5528e-05 | 9.6798e-05 | 0.043155 | 3.6913 | 3.5186 | 3.0192 | 6.1648 | 5.6708 | 4.4187
4665 | 1.244e-05 | 9.9436e-05 | 0.052738 | 3.7418 | 3.5186 | 3.0192 | 6.3162 | 5.6708 | 4.4187
4666 | 1.9468e-05 | 0.00010765 | 0.062101 | 3.8542 | 3.5186 | 3.0192 | 6.6647 | 5.6708 | 4.4187
4667 | 1.6624e-05 | 0.0001108 | 0.065314 | 3.9183 | 3.5201 | 3.0192 | 6.8715 | 5.6749 | 4.4187
4668 | 1.8882e-05 | 0.00010962 | 0.054733 | 3.9439 | 3.5201 | 3.0192 | 6.9555 | 5.6749 | 4.4187
4669 | 2.2242e-05 | 0.0001061 | 0.05573 | 3.9147 | 3.5216 | 3.0192 | 6.8597 | 5.6789 | 4.4187
4670 | 2.0961e-05 | 0.00010637 | 0.053735 | 3.9021 | 3.5216 | 3.0192 | 6.8186 | 5.6789 | 4.4187
4671 | 1.8398e-05 | 0.00010352 | 0.040496 | 3.9021 | 3.5216 | 3.0192 | 6.8186 | 5.6789 | 4.4187
4672 | 1.1382e-05 | 0.00010401 | 0.030912 | 3.9039 | 3.5216 | 3.0192 | 6.8245 | 5.6789 | 4.4187
4673 | 9.3361e-06 | 0.00010875 | 0.025483 | 3.8665 | 3.5201 | 3.0192 | 6.704 | 5.6749 | 4.4187
4674 | 9.9794e-06 | 0.00011049 | 0.012243 | 3.7618 | 3.5201 | 3.0192 | 6.3768 | 5.6749 | 4.4187
4675 | 1.755e-05 | 0.00011004 | 0.0035454 | 3.6769 | 3.5186 | 3.0192 | 6.1222 | 5.6708 | 4.4187
4676 | 2.0909e-05 | 0.00011205 | 0.00038778 | 3.5745 | 3.5172 | 3.0192 | 5.8268 | 5.6668 | 4.4187
4677 | 2.9352e-05 | 0.00010574 | 0 | 3.505 | 3.5172 | 3.0192 | 5.6333 | 5.6668 | 4.4187
4678 | 1.8538e-05 | 0.00011028 | 0 | 3.4396 | 3.5172 | 3.0192 | 5.456 | 5.6668 | 4.4187
4679 | 2.2519e-05 | 0.00011477 | 0 | 3.3873 | 3.5201 | 3.0192 | 5.3177 | 5.6749 | 4.4187
4680 | 2.8996e-05 | 0.00011687 | 0 | 3.3392 | 3.5216 | 3.0192 | 5.193 | 5.6789 | 4.4187
4681 | 3.0977e-05 | 0.00011938 | 0 | 3.3353 | 3.5216 | 3.0192 | 5.1828 | 5.6789 | 4.4187
4682 | 3.6461e-05 | 0.00011862 | 0 | 3.2938 | 3.5216 | 3.0192 | 5.0772 | 5.6789 | 4.4187
4683 | 4.3404e-05 | 0.00011727 | 0.00022159 | 3.2521 | 3.5216 | 3.0192 | 4.9727 | 5.6789 | 4.4187
4684 | 4.5094e-05 | 0.00010628 | 0.0042656 | 3.2836 | 3.5216 | 3.0192 | 5.0515 | 5.6789 | 4.4187
4685 | 5.2621e-05 | 0.00010207 | 0.013517 | 3.3765 | 3.523 | 3.0192 | 5.2894 | 5.683 | 4.4187
4686 | 4.4718e-05 | 0.00010349 | 0.025261 | 3.4963 | 3.5245 | 3.0192 | 5.6095 | 5.687 | 4.4187
4687 | 4.3152e-05 | 0.00010173 | 0.033903 | 3.5595 | 3.526 | 3.0192 | 5.7846 | 5.6911 | 4.4187
4688 | 2.7745e-05 | 0.00011159 | 0.044983 | 3.6437 | 3.526 | 3.0192 | 6.025 | 5.6911 | 4.4187
4689 | 2.0306e-05 | 0.00011229 | 0.055508 | 3.7139 | 3.526 | 3.0192 | 6.2323 | 5.6911 | 4.4187
4690 | 1.5835e-05 | 0.0001144 | 0.055785 | 3.828 | 3.526 | 3.0192 | 6.5822 | 5.6911 | 4.4187
4691 | 1.4885e-05 | 0.00011737 | 0.049248 | 3.8332 | 3.526 | 3.0192 | 6.5985 | 5.6911 | 4.4187
4692 | 1.528e-05 | 0.00011276 | 0.051076 | 3.8402 | 3.5274 | 3.0192 | 6.6204 | 5.6952 | 4.4187
4693 | 2.051e-05 | 0.00010748 | 0.039443 | 3.8577 | 3.526 | 3.0192 | 6.6759 | 5.6911 | 4.4187
4694 | 1.0393e-05 | 0.00010659 | 0.028917 | 3.8524 | 3.526 | 3.0192 | 6.6592 | 5.6911 | 4.4187
4695 | 7.9393e-06 | 0.00010344 | 0.031798 | 3.8402 | 3.5274 | 3.0192 | 6.6204 | 5.6952 | 4.4187
4696 | 6.2533e-06 | 0.0001039 | 0.020497 | 3.7853 | 3.5274 | 3.0192 | 6.4491 | 5.6952 | 4.4187
4697 | 1.0319e-05 | 0.00010863 | 0.012132 | 3.7819 | 3.5274 | 3.0192 | 6.4386 | 5.6952 | 4.4187
4698 | 6.1992e-06 | 0.00011038 | 0.0070909 | 3.7205 | 3.5274 | 3.0192 | 6.2518 | 5.6952 | 4.4187
4699 | 8.5845e-06 | 0.00010993 | 0.0021605 | 3.6689 | 3.526 | 3.0192 | 6.0988 | 5.6911 | 4.4187
4700 | 1.734e-05 | 0.00011194 | 0.00011079 | 3.567 | 3.526 | 3.0192 | 5.8056 | 5.6911 | 4.4187
4701 | 2.5511e-05 | 0.00010563 | 0 | 3.5416 | 3.5245 | 3.0192 | 5.7346 | 5.687 | 4.4187
4702 | 2.1e-05 | 0.0001103 | 0 | 3.4891 | 3.5245 | 3.0192 | 5.5899 | 5.687 | 4.4187
4703 | 2.0618e-05 | 0.00011504 | 0 | 3.4705 | 3.5245 | 3.0192 | 5.5394 | 5.687 | 4.4187
4704 | 1.8945e-05 | 0.00011763 | 0 | 3.4465 | 3.526 | 3.0192 | 5.4747 | 5.6911 | 4.4187
4705 | 1.771e-05 | 0.00012006 | 0 | 3.4465 | 3.526 | 3.0192 | 5.4747 | 5.6911 | 4.4187
4706 | 1.9572e-05 | 0.00012064 | 0 | 3.4091 | 3.526 | 3.0192 | 5.375 | 5.6911 | 4.4187
4707 | 2.2644e-05 | 0.00012013 | 0.00027699 | 3.3887 | 3.526 | 3.0192 | 5.3212 | 5.6911 | 4.4187
4708 | 2.1274e-05 | 0.00011525 | 0.0025483 | 3.3968 | 3.5274 | 3.0192 | 5.3426 | 5.6952 | 4.4187
4709 | 2.5541e-05 | 0.00011198 | 0.010138 | 3.4705 | 3.5304 | 3.0192 | 5.5394 | 5.7033 | 4.4187
4710 | 6.111e-05 | 0.00010912 | 0.02371 | 3.5196 | 3.5304 | 3.0192 | 5.6734 | 5.7033 | 4.4187
4711 | 4.06e-05 | 0.0001018 | 0.038612 | 3.6203 | 3.5304 | 3.0192 | 5.9575 | 5.7033 | 4.4187
4712 | 2.2517e-05 | 0.00011137 | 0.049858 | 3.7369 | 3.5304 | 3.0192 | 6.3012 | 5.7033 | 4.4187
4713 | 1.5954e-05 | 0.00011265 | 0.060272 | 3.8108 | 3.5304 | 3.0192 | 6.5283 | 5.7033 | 4.4187
4714 | 1.2284e-05 | 0.00011456 | 0.070632 | 3.9147 | 3.5318 | 3.0192 | 6.8597 | 5.7074 | 4.4187
4715 | 1.7701e-05 | 0.0001174 | 0.070022 | 3.9865 | 3.5318 | 3.0192 | 7.0979 | 5.7074 | 4.4187
4716 | 2.4962e-05 | 0.00011265 | 0.062211 | 4.0398 | 3.5318 | 3.0192 | 7.2794 | 5.7074 | 4.4187
4717 | 2.5795e-05 | 0.00010737 | 0.054289 | 4.0206 | 3.5318 | 3.0192 | 7.2135 | 5.7074 | 4.4187
4718 | 2.0985e-05 | 0.00010648 | 0.058832 | 4.0378 | 3.5318 | 3.0192 | 7.2728 | 5.7074 | 4.4187
4719 | 1.7522e-05 | 0.00010334 | 0.053735 | 4.0359 | 3.5318 | 3.0192 | 7.2661 | 5.7074 | 4.4187
4720 | 1.5203e-05 | 0.00010378 | 0.040551 | 4.0359 | 3.5318 | 3.0192 | 7.2661 | 5.7074 | 4.4187
4721 | 1.1815e-05 | 0.00010852 | 0.018891 | 3.9567 | 3.5304 | 3.0192 | 6.9982 | 5.7033 | 4.4187
4722 | 1.5796e-05 | 0.00011027 | 0.010581 | 3.8878 | 3.5289 | 3.0192 | 6.7723 | 5.6993 | 4.4187
4723 | 1.8962e-05 | 0.00010983 | 0.0032684 | 3.8194 | 3.5289 | 3.0192 | 6.5551 | 5.6993 | 4.4187
4724 | 3.2338e-05 | 0.00011183 | 0.00022159 | 3.7352 | 3.5289 | 3.0192 | 6.2963 | 5.6993 | 4.4187
4725 | 3.5226e-05 | 0.00010554 | 0 | 3.6499 | 3.5289 | 3.0192 | 6.0433 | 5.6993 | 4.4187
4726 | 3.3797e-05 | 0.00011019 | 0 | 3.5957 | 3.5289 | 3.0192 | 5.8871 | 5.6993 | 4.4187
4727 | 3.887e-05 | 0.00011493 | 0 | 3.5036 | 3.5289 | 3.0192 | 5.6293 | 5.6993 | 4.4187
4728 | 4.6768e-05 | 0.00011752 | 0 | 3.4734 | 3.5304 | 3.0192 | 5.5471 | 5.7033 | 4.4187
4729 | 6.2652e-05 | 0.00011995 | 0 | 3.4663 | 3.5318 | 3.0192 | 5.5279 | 5.7074 | 4.4187
4730 | 7.5327e-05 | 0.00012098 | 0 | 3.4437 | 3.5318 | 3.0192 | 5.4672 | 5.7074 | 4.4187
4731 | 8.2081e-05 | 0.00012117 | 0.00016619 | 3.4201 | 3.5318 | 3.0192 | 5.4042 | 5.7074 | 4.4187
4732 | 8.6321e-05 | 0.00012119 | 0.0026591 | 3.4215 | 3.5333 | 3.0192 | 5.4079 | 5.7115 | 4.4187
4733 | 8.6585e-05 | 0.00012118 | 0.011301 | 3.4522 | 3.5348 | 3.0192 | 5.4898 | 5.7156 | 4.4187
4734 | 9.2781e-05 | 0.00012118 | 0.022159 | 3.5007 | 3.5348 | 3.0192 | 5.6214 | 5.7156 | 4.4187
4735 | 6.6705e-05 | 0.00012111 | 0.035233 | 3.5595 | 3.5348 | 3.0192 | 5.7846 | 5.7156 | 4.4187
4736 | 3.9128e-05 | 0.00012049 | 0.044263 | 3.6562 | 3.5363 | 3.0192 | 6.0617 | 5.7197 | 4.4187
4737 | 3.1492e-05 | 0.0001182 | 0.053015 | 3.7205 | 3.5363 | 3.0192 | 6.2518 | 5.7197 | 4.4187
4738 | 1.8622e-05 | 0.00011649 | 0.059386 | 3.8023 | 3.5392 | 3.0192 | 6.5017 | 5.728 | 4.4187
4739 | 1.7733e-05 | 0.00011749 | 0.062544 | 3.8542 | 3.5392 | 3.0192 | 6.6647 | 5.728 | 4.4187
4740 | 2.5794e-05 | 0.00011275 | 0.056616 | 3.9093 | 3.5392 | 3.0192 | 6.8421 | 5.728 | 4.4187
4741 | 2.4503e-05 | 0.00010726 | 0.060716 | 3.9075 | 3.5392 | 3.0192 | 6.8362 | 5.728 | 4.4187
4742 | 1.9498e-05 | 0.00010637 | 0.056395 | 3.9567 | 3.5392 | 3.0192 | 6.9982 | 5.728 | 4.4187
4743 | 2.1544e-05 | 0.00010324 | 0.046091 | 3.9201 | 3.5407 | 3.0192 | 6.8775 | 5.7321 | 4.4187
4744 | 1.3205e-05 | 0.00010367 | 0.02792 | 3.87 | 3.5407 | 3.0192 | 6.7153 | 5.7321 | 4.4187
4745 | 8.2173e-06 | 0.0001084 | 0.015013 | 3.8108 | 3.5407 | 3.0192 | 6.5283 | 5.7321 | 4.4187
4746 | 1.2872e-05 | 0.00011016 | 0.008365 | 3.6657 | 3.5407 | 3.0192 | 6.0894 | 5.7321 | 4.4187
4747 | 2.0804e-05 | 0.00010972 | 0.0033238 | 3.6141 | 3.5407 | 3.0192 | 5.9397 | 5.7321 | 4.4187
4748 | 2.1422e-05 | 0.00011171 | 0.00033238 | 3.5284 | 3.5407 | 3.0192 | 5.6977 | 5.7321 | 4.4187
4749 | 2.3456e-05 | 0.00010541 | 0 | 3.472 | 3.5407 | 3.0192 | 5.5432 | 5.7321 | 4.4187
4750 | 8.7345e-06 | 0.00011007 | 0 | 3.39 | 3.5422 | 3.0192 | 5.3248 | 5.7362 | 4.4187
4751 | 9.1229e-06 | 0.00011481 | 0 | 3.3644 | 3.5422 | 3.0192 | 5.258 | 5.7362 | 4.4187
4752 | 1.5192e-05 | 0.00011741 | 0 | 3.3631 | 3.5452 | 3.0192 | 5.2546 | 5.7445 | 4.4187
4753 | 2.2064e-05 | 0.00011984 | 0 | 3.3525 | 3.5452 | 3.0192 | 5.227 | 5.7445 | 4.4187
4754 | 2.9409e-05 | 0.0001208 | 0 | 3.3183 | 3.5452 | 3.0192 | 5.1394 | 5.7445 | 4.4187
4755 | 3.5486e-05 | 0.0001206 | 0.00022159 | 3.3235 | 3.5467 | 3.0192 | 5.1527 | 5.7487 | 4.4187
4756 | 4.1621e-05 | 0.00011697 | 0.0030469 | 3.3274 | 3.5467 | 3.0192 | 5.1627 | 5.7487 | 4.4187
4757 | 4.9893e-05 | 0.00011842 | 0.010082 | 3.3819 | 3.5481 | 3.0192 | 5.3035 | 5.7528 | 4.4187
4758 | 5.1598e-05 | 0.00010627 | 0.021716 | 3.4396 | 3.5481 | 3.0192 | 5.456 | 5.7528 | 4.4187
4759 | 4.8418e-05 | 9.667e-05 | 0.034623 | 3.5298 | 3.5481 | 3.0192 | 5.7018 | 5.7528 | 4.4187
4760 | 1.2216e-05 | 0.00010575 | 0.044096 | 3.6111 | 3.5481 | 3.0192 | 5.9309 | 5.7528 | 4.4187
4761 | 7.9476e-06 | 0.00011254 | 0.062322 | 3.6769 | 3.5481 | 3.0192 | 6.1222 | 5.7528 | 4.4187
4762 | 7.362e-06 | 0.00011252 | 0.069413 | 3.7651 | 3.5511 | 3.0192 | 6.3871 | 5.7611 | 4.4187
4763 | 1.303e-05 | 0.00011676 | 0.071518 | 3.8246 | 3.5526 | 3.0192 | 6.5713 | 5.7653 | 4.4187
4764 | 1.8448e-05 | 0.00011247 | 0.063652 | 3.835 | 3.5526 | 3.0192 | 6.604 | 5.7653 | 4.4187
4765 | 3.2127e-05 | 0.00010715 | 0.063929 | 3.8211 | 3.5511 | 3.0192 | 6.5605 | 5.7611 | 4.4187
4766 | 2.2221e-05 | 0.00010627 | 0.056782 | 3.8229 | 3.5511 | 3.0192 | 6.5659 | 5.7611 | 4.4187
4767 | 1.4821e-05 | 0.00010314 | 0.051021 | 3.8735 | 3.5511 | 3.0192 | 6.7266 | 5.7611 | 4.4187
4768 | 1.4581e-05 | 0.00010356 | 0.026314 | 3.804 | 3.5511 | 3.0192 | 6.507 | 5.7611 | 4.4187
4769 | 1.156e-05 | 0.00010829 | 0.018614 | 3.6961 | 3.5511 | 3.0192 | 6.1791 | 5.7611 | 4.4187
4770 | 1.1997e-05 | 0.00011006 | 0.010526 | 3.6642 | 3.5511 | 3.0192 | 6.0848 | 5.7611 | 4.4187
4771 | 1.0708e-05 | 0.00010962 | 0.0036008 | 3.608 | 3.5511 | 3.0192 | 5.9221 | 5.7611 | 4.4187
4772 | 2.1486e-05 | 0.0001116 | 0.00027699 | 3.5196 | 3.5496 | 3.0192 | 5.6734 | 5.757 | 4.4187
4773 | 1.6685e-05 | 0.00010531 | 0 | 3.4354 | 3.5511 | 3.0192 | 5.4448 | 5.7611 | 4.4187
4774 | 7.6814e-06 | 0.00010976 | 0 | 3.3711 | 3.5511 | 3.0192 | 5.2754 | 5.7611 | 4.4187
4775 | 2.0581e-06 | 0.00011435 | 0 | 3.3144 | 3.5511 | 3.0192 | 5.1295 | 5.7611 | 4.4187
4776 | 2.2211e-06 | 0.00011655 | 0 | 3.2747 | 3.5511 | 3.0192 | 5.0292 | 5.7611 | 4.4187
4777 | 7.3998e-07 | 0.00011802 | 0 | 3.2558 | 3.5511 | 3.0192 | 4.982 | 5.7611 | 4.4187
4778 | 1.8626e-06 | 0.00011884 | 0 | 3.2335 | 3.5511 | 3.0192 | 4.9266 | 5.7611 | 4.4187
4779 | 3.3428e-06 | 0.00010985 | 0.00027699 | 3.2236 | 3.5526 | 3.0192 | 4.9024 | 5.7653 | 4.4187
4780 | 7.5798e-06 | 0.00010588 | 0.0039886 | 3.2446 | 3.5556 | 3.0192 | 4.9542 | 5.7737 | 4.4187
4781 | 1.1881e-05 | 0.00010416 | 0.014126 | 3.3578 | 3.5571 | 3.0192 | 5.2408 | 5.7779 | 4.4187
4782 | 2.0709e-05 | 0.00010379 | 0.022713 | 3.4791 | 3.5571 | 3.0192 | 5.5626 | 5.7779 | 4.4187
4783 | 2.1547e-05 | 0.00010127 | 0.037227 | 3.5927 | 3.5556 | 3.0192 | 5.8784 | 5.7737 | 4.4187
4784 | 1.2912e-05 | 9.6352e-05 | 0.050689 | 3.7188 | 3.5556 | 3.0192 | 6.2469 | 5.7737 | 4.4187
4785 | 1.1071e-05 | 0.00010194 | 0.058943 | 3.8091 | 3.5571 | 3.0192 | 6.5229 | 5.7779 | 4.4187
4786 | 6.2284e-06 | 0.00010891 | 0.068416 | 3.9292 | 3.5571 | 3.0192 | 6.9073 | 5.7779 | 4.4187
4787 | 1.3312e-05 | 0.00011095 | 0.065535 | 3.9847 | 3.5556 | 3.0192 | 7.0916 | 5.7737 | 4.4187
4788 | 1.8794e-05 | 0.00011029 | 0.062045 | 4.0708 | 3.5556 | 3.0192 | 7.3873 | 5.7737 | 4.4187
4789 | 2.2978e-05 | 0.00010615 | 0.056782 | 4.1163 | 3.5556 | 3.0192 | 7.5482 | 5.7737 | 4.4187
4790 | 2.3629e-05 | 0.00010587 | 0.052295 | 4.1123 | 3.5556 | 3.0192 | 7.5339 | 5.7737 | 4.4187
4791 | 1.6552e-05 | 0.00010303 | 0.036341 | 4.0786 | 3.5571 | 3.0192 | 7.4148 | 5.7779 | 4.4187
4792 | 1.2427e-05 | 0.00010344 | 0.027034 | 4.0225 | 3.5556 | 3.0192 | 7.2201 | 5.7737 | 4.4187
4793 | 1.471e-05 | 0.00010818 | 0.016896 | 3.9903 | 3.5571 | 3.0192 | 7.1106 | 5.7779 | 4.4187
4794 | 1.6885e-05 | 0.00010995 | 0.0090852 | 3.9129 | 3.5571 | 3.0192 | 6.8538 | 5.7779 | 4.4187
4795 | 2.3083e-05 | 0.00010951 | 0.0030469 | 3.7685 | 3.5571 | 3.0192 | 6.3973 | 5.7779 | 4.4187
4796 | 1.7626e-05 | 0.0001114 | 0.00016619 | 3.6234 | 3.5556 | 3.0192 | 5.9664 | 5.7737 | 4.4187
4797 | 1.4985e-05 | 0.0001049 | 0 | 3.5254 | 3.5556 | 3.0192 | 5.6896 | 5.7737 | 4.4187
4798 | 6.0451e-06 | 0.00010945 | 0 | 3.4606 | 3.5556 | 3.0192 | 5.5126 | 5.7737 | 4.4187
4799 | 2.0626e-06 | 0.00011143 | 0 | 3.405 | 3.5556 | 3.0192 | 5.3642 | 5.7737 | 4.4187
4800 | 2.1565e-06 | 0.00011686 | 0 | 3.39 | 3.5556 | 3.0192 | 5.3248 | 5.7737 | 4.4187
4801 | 5.2021e-07 | 0.00010646 | 0 | 3.3846 | 3.5586 | 3.0192 | 5.3106 | 5.7821 | 4.4187
4802 | 1.1192e-07 | 0.00010431 | 0 | 3.3725 | 3.5586 | 3.0192 | 5.2789 | 5.7821 | 4.4187
4803 | 1.6507e-06 | 0.00010429 | 0.00022159 | 3.3684 | 3.5586 | 3.0192 | 5.2685 | 5.7821 | 4.4187
4804 | 2.8217e-07 | 0.0001029 | 0.0027145 | 3.3564 | 3.5586 | 3.0192 | 5.2373 | 5.7821 | 4.4187
4805 | 1.5128e-06 | 0.00010419 | 0.0090298 | 3.4312 | 3.5586 | 3.0192 | 5.4337 | 5.7821 | 4.4187
4806 | 8.7335e-06 | 0.00010302 | 0.019112 | 3.5595 | 3.5601 | 3.0192 | 5.7846 | 5.7863 | 4.4187
4807 | 3.3468e-05 | 0.0001019 | 0.03274 | 3.6913 | 3.5601 | 3.0192 | 6.1648 | 5.7863 | 4.4187
4808 | 1.2762e-05 | 9.7445e-05 | 0.038944 | 3.8143 | 3.5616 | 3.0192 | 6.539 | 5.7905 | 4.4187
4809 | 2.1566e-05 | 9.9456e-05 | 0.050024 | 3.8895 | 3.5616 | 3.0192 | 6.7781 | 5.7905 | 4.4187
4810 | 6.2792e-06 | 0.00010837 | 0.065258 | 3.9809 | 3.5616 | 3.0192 | 7.079 | 5.7905 | 4.4187
4811 | 1.6507e-05 | 0.00011054 | 0.058998 | 4.1123 | 3.5631 | 3.0192 | 7.5339 | 5.7947 | 4.4187
4812 | 2.8521e-05 | 0.00011071 | 0.054677 | 4.1083 | 3.5646 | 3.0192 | 7.5197 | 5.7989 | 4.4187
4813 | 2.2879e-05 | 0.00010637 | 0.050024 | 4.1834 | 3.5646 | 3.0192 | 7.7917 | 5.7989 | 4.4187
4814 | 1.9206e-05 | 0.00010599 | 0.037393 | 4.1649 | 3.5646 | 3.0192 | 7.7237 | 5.7989 | 4.4187
4815 | 1.4711e-05 | 0.00010289 | 0.034513 | 4.1587 | 3.5631 | 3.0192 | 7.7013 | 5.7947 | 4.4187
4816 | 1.2077e-05 | 0.00010335 | 0.028696 | 4.1123 | 3.5631 | 3.0192 | 7.5339 | 5.7947 | 4.4187
4817 | 9.5371e-06 | 0.00010808 | 0.021882 | 4.0786 | 3.5616 | 3.0192 | 7.4148 | 5.7905 | 4.4187
4818 | 3.4289e-05 | 0.00010986 | 0.011633 | 3.9903 | 3.5616 | 3.0192 | 7.1106 | 5.7905 | 4.4187
4819 | 1.1753e-05 | 0.00010933 | 0.0031161 | 3.8542 | 3.5631 | 3.0192 | 6.6647 | 5.7947 | 4.4187
4820 | 1.9602e-05 | 0.00011109 | 0.00011079 | 3.7287 | 3.5631 | 3.0192 | 6.2764 | 5.7947 | 4.4187
4821 | 2.3026e-05 | 0.0001043 | 0 | 3.6312 | 3.5646 | 3.0192 | 5.9888 | 5.7989 | 4.4187
4822 | 6.0594e-06 | 0.00010869 | 0 | 3.5565 | 3.5646 | 3.0192 | 5.7762 | 5.7989 | 4.4187
4823 | 2.0626e-06 | 0.00011268 | 0 | 3.524 | 3.5646 | 3.0192 | 5.6856 | 5.7989 | 4.4187
4824 | 2.1628e-06 | 0.00011452 | 0 | 3.4522 | 3.5646 | 3.0192 | 5.4898 | 5.7989 | 4.4187
4825 | 5.2021e-07 | 0.00011181 | 0 | 3.4229 | 3.5646 | 3.0192 | 5.4115 | 5.7989 | 4.4187
4826 | 1.1192e-07 | 0.00011237 | 0 | 3.4132 | 3.5661 | 3.0192 | 5.3859 | 5.8032 | 4.4187
4827 | 1.1823e-07 | 0.00010453 | 0.00022159 | 3.3941 | 3.5676 | 3.0192 | 5.3355 | 5.8074 | 4.4187
4828 | 2.8426e-06 | 0.00010353 | 0.0028807 | 3.4009 | 3.5691 | 3.0192 | 5.3534 | 5.8116 | 4.4187
4829 | 1.7942e-05 | 0.00010368 | 0.011467 | 3.4777 | 3.5691 | 3.0192 | 5.5587 | 5.8116 | 4.4187
4830 | 1.5507e-05 | 0.00010361 | 0.021716 | 3.5625 | 3.5691 | 3.0192 | 5.793 | 5.8116 | 4.4187
4831 | 1.8079e-05 | 9.6483e-05 | 0.037227 | 3.6705 | 3.5706 | 3.0192 | 6.1034 | 5.8159 | 4.4187
4832 | 1.9753e-05 | 0.00010383 | 0.046589 | 3.7701 | 3.5721 | 3.0192 | 6.4024 | 5.8201 | 4.4187
4833 | 6.8297e-06 | 0.00010974 | 0.061103 | 3.9238 | 3.5721 | 3.0192 | 6.8894 | 5.8201 | 4.4187
4834 | 8.4444e-06 | 0.00010948 | 0.071352 | 3.9884 | 3.5721 | 3.0192 | 7.1042 | 5.8201 | 4.4187
4835 | 1.8494e-05 | 0.00011332 | 0.065757 | 4.0964 | 3.5706 | 3.0192 | 7.4774 | 5.8159 | 4.4187
4836 | 2.7793e-05 | 0.0001102 | 0.070466 | 4.1896 | 3.5721 | 3.0192 | 7.8146 | 5.8201 | 4.4187
4837 | 2.4022e-05 | 0.00010586 | 0.064039 | 4.1937 | 3.5721 | 3.0192 | 7.8299 | 5.8201 | 4.4187
4838 | 2.0529e-05 | 0.00010571 | 0.059774 | 4.2335 | 3.5721 | 3.0192 | 7.9788 | 5.8201 | 4.4187
4839 | 1.5138e-05 | 0.00010288 | 0.053237 | 4.1203 | 3.5736 | 3.0192 | 7.5625 | 5.8244 | 4.4187
4840 | 1.0729e-05 | 0.00010325 | 0.041326 | 4.0475 | 3.5736 | 3.0192 | 7.3061 | 5.8244 | 4.4187
4841 | 9.6406e-06 | 0.00010798 | 0.026369 | 3.9567 | 3.5736 | 3.0192 | 6.9982 | 5.8244 | 4.4187
4842 | 9.435e-06 | 0.00010976 | 0.012852 | 3.8735 | 3.5751 | 3.0192 | 6.7266 | 5.8287 | 4.4187
4843 | 1.6147e-05 | 0.00010932 | 0.0026591 | 3.7468 | 3.5751 | 3.0192 | 6.3313 | 5.8287 | 4.4187
4844 | 2.3616e-05 | 0.00011127 | 0.00016619 | 3.6437 | 3.5736 | 3.0192 | 6.025 | 5.8244 | 4.4187
4845 | 1.5367e-05 | 0.00010483 | 0 | 3.5655 | 3.5736 | 3.0192 | 5.8014 | 5.8244 | 4.4187
4846 | 6.0752e-06 | 0.00010913 | 0 | 3.4992 | 3.5736 | 3.0192 | 5.6174 | 5.8244 | 4.4187
4847 | 2.0641e-06 | 0.00011333 | 0 | 3.434 | 3.5721 | 3.0192 | 5.4411 | 5.8201 | 4.4187
4848 | 2.1719e-06 | 0.00011598 | 0 | 3.462 | 3.5736 | 3.0192 | 5.5164 | 5.8244 | 4.4187
4849 | 5.239e-07 | 0.0001172 | 0 | 3.4064 | 3.5736 | 3.0192 | 5.3678 | 5.8244 | 4.4187
4850 | 1.4437e-07 | 0.00011375 | 0 | 3.3738 | 3.5751 | 3.0192 | 5.2824 | 5.8287 | 4.4187
4851 | 1.8558e-07 | 0.00011134 | 0.00016619 | 3.3765 | 3.5751 | 3.0192 | 5.2894 | 5.8287 | 4.4187
4852 | 1.7469e-06 | 0.00010329 | 0.0027145 | 3.3778 | 3.5782 | 3.0192 | 5.293 | 5.8372 | 4.4187
4853 | 9.9755e-06 | 0.00010519 | 0.010359 | 3.4465 | 3.5782 | 3.0192 | 5.4747 | 5.8372 | 4.4187
4854 | 1.8085e-05 | 0.00010339 | 0.018724 | 3.5565 | 3.5782 | 3.0192 | 5.7762 | 5.8372 | 4.4187
4855 | 2.4312e-05 | 9.9453e-05 | 0.029638 | 3.6312 | 3.5797 | 3.0192 | 5.9888 | 5.8415 | 4.4187
4856 | 7.1493e-06 | 0.0001019 | 0.028474 | 3.6801 | 3.5797 | 3.0192 | 6.1316 | 5.8415 | 4.4187
4857 | 6.0714e-06 | 0.00010845 | 0.040219 | 3.727 | 3.5797 | 3.0192 | 6.2715 | 5.8415 | 4.4187
4858 | 3.7511e-06 | 0.00010908 | 0.04526 | 3.7718 | 3.5797 | 3.0192 | 6.4076 | 5.8415 | 4.4187
4859 | 1.0476e-05 | 0.00011302 | 0.04537 | 3.8074 | 3.5797 | 3.0192 | 6.5176 | 5.8415 | 4.4187
4860 | 1.3215e-05 | 0.00011077 | 0.040274 | 3.8806 | 3.5827 | 3.0192 | 6.7494 | 5.8501 | 4.4187
4861 | 8.3001e-06 | 0.0001065 | 0.049304 | 3.9021 | 3.5827 | 3.0192 | 6.8186 | 5.8501 | 4.4187
4862 | 9.8341e-06 | 0.00010586 | 0.056395 | 4.0359 | 3.5827 | 3.0192 | 7.2661 | 5.8501 | 4.4187
4863 | 7.723e-06 | 0.00010273 | 0.034956 | 3.9884 | 3.5827 | 3.0192 | 7.1042 | 5.8501 | 4.4187
4864 | 5.568e-06 | 0.00010278 | 0.026092 | 3.8682 | 3.5827 | 3.0192 | 6.7096 | 5.8501 | 4.4187
4865 | 3.2124e-06 | 0.00010736 | 0.018558 | 3.7385 | 3.5827 | 3.0192 | 6.3062 | 5.8501 | 4.4187
4866 | 6.7131e-06 | 0.00010926 | 0.0087528 | 3.6801 | 3.5827 | 3.0192 | 6.1316 | 5.8501 | 4.4187
4867 | 8.0486e-06 | 0.00010855 | 0.0019943 | 3.5685 | 3.5842 | 3.0192 | 5.8099 | 5.8544 | 4.4187
4868 | 1.4977e-05 | 0.00011047 | 0 | 3.5152 | 3.5842 | 3.0192 | 5.6613 | 5.8544 | 4.4187
4869 | 1.321e-05 | 0.00010362 | 0 | 3.4522 | 3.5857 | 3.0192 | 5.4898 | 5.8587 | 4.4187
4870 | 4.8872e-06 | 0.00010583 | 0 | 3.4119 | 3.5842 | 3.0192 | 5.3823 | 5.8544 | 4.4187
4871 | 2.6272e-06 | 0.00010609 | 0 | 3.3846 | 3.5842 | 3.0192 | 5.3106 | 5.8544 | 4.4187
4872 | 3.9564e-06 | 0.00010809 | 0 | 3.3859 | 3.5842 | 3.0192 | 5.3141 | 5.8544 | 4.4187
4873 | 3.1472e-06 | 0.00010491 | 0 | 3.3618 | 3.5842 | 3.0192 | 5.2511 | 5.8544 | 4.4187
4874 | 3.3018e-06 | 0.00010452 | 0 | 3.3183 | 3.5842 | 3.0192 | 5.1394 | 5.8544 | 4.4187
4875 | 3.7573e-06 | 0.00010342 | 5.5397e-05 | 3.2925 | 3.5857 | 3.0192 | 5.074 | 5.8587 | 4.4187
4876 | 6.8057e-06 | 0.00010342 | 0.0014403 | 3.2861 | 3.5857 | 3.0192 | 5.0579 | 5.8587 | 4.4187
4877 | 1.7599e-05 | 0.00010332 | 0.0064815 | 3.3327 | 3.5857 | 3.0192 | 5.1761 | 5.8587 | 4.4187
4878 | 1.2434e-05 | 0.00010396 | 0.013849 | 3.3805 | 3.5857 | 3.0192 | 5.3 | 5.8587 | 4.4187
4879 | 1.1834e-05 | 0.00010255 | 0.026092 | 3.4508 | 3.5873 | 3.0192 | 5.486 | 5.863 | 4.4187
4880 | 1.1386e-05 | 0.00010114 | 0.033682 | 3.4978 | 3.5903 | 3.0192 | 5.6135 | 5.8717 | 4.4187
4881 | 1.5045e-05 | 0.00010081 | 0.04177 | 3.552 | 3.5903 | 3.0192 | 5.7637 | 5.8717 | 4.4187
4882 | 8.3101e-06 | 9.9116e-05 | 0.036175 | 3.5625 | 3.5903 | 3.0192 | 5.793 | 5.8717 | 4.4187
4883 | 1.4906e-05 | 0.0001073 | 0.046645 | 3.57 | 3.5903 | 3.0192 | 5.8141 | 5.8717 | 4.4187
4884 | 1.7678e-05 | 0.00010454 | 0.059054 | 3.6531 | 3.5888 | 3.0192 | 6.0525 | 5.8673 | 4.4187
4885 | 2.5033e-05 | 0.00010262 | 0.052572 | 3.6327 | 3.5888 | 3.0192 | 5.9933 | 5.8673 | 4.4187
4886 | 2.1704e-05 | 0.00010359 | 0.046201 | 3.6343 | 3.5888 | 3.0192 | 5.9978 | 5.8673 | 4.4187
4887 | 1.8128e-05 | 9.7268e-05 | 0.040496 | 3.6769 | 3.5888 | 3.0192 | 6.1222 | 5.8673 | 4.4187
4888 | 1.3816e-05 | 9.9499e-05 | 0.030746 | 3.6515 | 3.5888 | 3.0192 | 6.0479 | 5.8673 | 4.4187
4889 | 1.2135e-05 | 0.00010491 | 0.019389 | 3.5942 | 3.5888 | 3.0192 | 5.8827 | 5.8673 | 4.4187
4890 | 1.0895e-05 | 0.00010689 | 0.0091406 | 3.5446 | 3.5873 | 3.0192 | 5.7429 | 5.863 | 4.4187
4891 | 1.0632e-05 | 0.00010734 | 0.0016619 | 3.4891 | 3.5842 | 3.0192 | 5.5899 | 5.8544 | 4.4187
4892 | 2.2083e-05 | 0.00010882 | 0 | 3.4256 | 3.5842 | 3.0192 | 5.4189 | 5.8544 | 4.4187
4893 | 1.5014e-05 | 0.00010591 | 0 | 3.3684 | 3.5827 | 3.0192 | 5.2685 | 5.8501 | 4.4187
4894 | 6.2297e-06 | 0.00010701 | 0 | 3.3366 | 3.5827 | 3.0192 | 5.1862 | 5.8501 | 4.4187
4895 | 3.1389e-06 | 0.0001045 | 0 | 3.3301 | 3.5827 | 3.0192 | 5.1694 | 5.8501 | 4.4187
4896 | 4.2185e-06 | 0.00010346 | 0 | 3.3054 | 3.5827 | 3.0192 | 5.1065 | 5.8501 | 4.4187
4897 | 3.7532e-06 | 0.00010495 | 0 | 3.3235 | 3.5827 | 3.0192 | 5.1527 | 5.8501 | 4.4187
4898 | 4.5367e-06 | 0.00010266 | 0 | 3.3261 | 3.5842 | 3.0192 | 5.1594 | 5.8544 | 4.4187
4899 | 5.8303e-06 | 0.00010349 | 0 | 3.3054 | 3.5842 | 3.0192 | 5.1065 | 5.8544 | 4.4187
4900 | 9.209e-06 | 0.00010358 | 0.0020497 | 3.3222 | 3.5842 | 3.0192 | 5.1494 | 5.8544 | 4.4187
4901 | 2.1947e-05 | 0.00010352 | 0.0067031 | 3.3644 | 3.5842 | 3.0192 | 5.258 | 5.8544 | 4.4187
4902 | 1.7228e-05 | 0.00010165 | 0.013462 | 3.4132 | 3.5842 | 3.0192 | 5.3859 | 5.8544 | 4.4187
4903 | 1.4977e-05 | 0.00010247 | 0.019112 | 3.4649 | 3.5842 | 3.0192 | 5.524 | 5.8544 | 4.4187
4904 | 1.2774e-05 | 0.00010264 | 0.032407 | 3.4978 | 3.5842 | 3.0192 | 5.6135 | 5.8544 | 4.4187
4905 | 1.299e-05 | 0.00010337 | 0.036562 | 3.558 | 3.5842 | 3.0192 | 5.7804 | 5.8544 | 4.4187
4906 | 6.6569e-06 | 0.00010165 | 0.030081 | 3.5988 | 3.5842 | 3.0192 | 5.8958 | 5.8544 | 4.4187
4907 | 1.6662e-05 | 0.00010237 | 0.035177 | 3.639 | 3.5827 | 3.0192 | 6.0114 | 5.8501 | 4.4187
4908 | 2.3878e-05 | 0.000103 | 0.036562 | 3.6657 | 3.5827 | 3.0192 | 6.0894 | 5.8501 | 4.4187
4909 | 2.0934e-05 | 0.00010339 | 0.034845 | 3.6801 | 3.5827 | 3.0192 | 6.1316 | 5.8501 | 4.4187
4910 | 1.9047e-05 | 0.00010188 | 0.030856 | 3.7042 | 3.5812 | 3.0192 | 6.2032 | 5.8458 | 4.4187
4911 | 1.5498e-05 | 9.9756e-05 | 0.02576 | 3.6785 | 3.5812 | 3.0192 | 6.1269 | 5.8458 | 4.4187
4912 | 1.184e-05 | 9.9083e-05 | 0.020054 | 3.6562 | 3.5812 | 3.0192 | 6.0617 | 5.8458 | 4.4187
4913 | 1.0789e-05 | 0.00010434 | 0.01468 | 3.661 | 3.5812 | 3.0192 | 6.0755 | 5.8458 | 4.4187
4914 | 1.5202e-05 | 0.00010659 | 0.0084758 | 3.6578 | 3.5797 | 3.0192 | 6.0663 | 5.8415 | 4.4187
4915 | 1.2845e-05 | 0.00010685 | 0.0024929 | 3.5942 | 3.5797 | 3.0192 | 5.8827 | 5.8415 | 4.4187
4916 | 1.7176e-05 | 0.00011037 | 0 | 3.5225 | 3.5797 | 3.0192 | 5.6815 | 5.8415 | 4.4187
4917 | 1.6177e-05 | 0.00010674 | 0 | 3.4963 | 3.5797 | 3.0192 | 5.6095 | 5.8415 | 4.4187
4918 | 6.1319e-06 | 0.00010509 | 0 | 3.4312 | 3.5797 | 3.0192 | 5.4337 | 5.8415 | 4.4187
4919 | 2.072e-06 | 0.00010458 | 0 | 3.3941 | 3.5797 | 3.0192 | 5.3355 | 5.8415 | 4.4187
4920 | 2.1896e-06 | 0.00010372 | 0 | 3.3604 | 3.5766 | 3.0192 | 5.2477 | 5.8329 | 4.4187
4921 | 5.2178e-07 | 0.00010468 | 0 | 3.3472 | 3.5766 | 3.0192 | 5.2133 | 5.8329 | 4.4187
4922 | 1.1648e-07 | 0.00010363 | 0 | 3.3235 | 3.5766 | 3.0192 | 5.1527 | 5.8329 | 4.4187
4923 | 5.6561e-07 | 0.00010358 | 0 | 3.3222 | 3.5751 | 3.0192 | 5.1494 | 5.8287 | 4.4187
4924 | 6.6434e-07 | 0.00010349 | 0.0027699 | 3.3222 | 3.5736 | 3.0192 | 5.1494 | 5.8244 | 4.4187
4925 | 7.2017e-06 | 0.00010315 | 0.010802 | 3.4119 | 3.5736 | 3.0192 | 5.3823 | 5.8244 | 4.4187
4926 | 1.0317e-05 | 0.00010334 | 0.021993 | 3.5123 | 3.5736 | 3.0192 | 5.6533 | 5.8244 | 4.4187
4927 | 2.2259e-05 | 0.00010201 | 0.030912 | 3.6018 | 3.5736 | 3.0192 | 5.9045 | 5.8244 | 4.4187
4928 | 1.3483e-05 | 0.00010149 | 0.040717 | 3.6594 | 3.5736 | 3.0192 | 6.0709 | 5.8244 | 4.4187
4929 | 9.1358e-06 | 0.00010208 | 0.055508 | 3.7451 | 3.5736 | 3.0192 | 6.3262 | 5.8244 | 4.4187
4930 | 8.7057e-06 | 9.9737e-05 | 0.058112 | 3.8246 | 3.5736 | 3.0192 | 6.5713 | 5.8244 | 4.4187
4931 | 1.5928e-05 | 0.00010331 | 0.063153 | 3.9183 | 3.5736 | 3.0192 | 6.8715 | 5.8244 | 4.4187
4932 | 2.2949e-05 | 0.00010371 | 0.061214 | 3.9809 | 3.5736 | 3.0192 | 7.079 | 5.8244 | 4.4187
4933 | 2.5199e-05 | 0.00010286 | 0.063873 | 4.0689 | 3.5751 | 3.0192 | 7.3805 | 5.8287 | 4.4187
4934 | 2.0961e-05 | 0.00010354 | 0.062045 | 4.1263 | 3.5736 | 3.0192 | 7.5841 | 5.8244 | 4.4187
4935 | 1.5706e-05 | 0.00010174 | 0.043875 | 4.1243 | 3.5721 | 3.0192 | 7.5769 | 5.8201 | 4.4187
4936 | 1.1805e-05 | 9.9267e-05 | 0.031078 | 3.9604 | 3.5706 | 3.0192 | 7.0105 | 5.8159 | 4.4187
4937 | 1.1883e-05 | 9.8453e-05 | 0.01806 | 3.9402 | 3.5706 | 3.0192 | 6.9434 | 5.8159 | 4.4187
4938 | 1.289e-05 | 0.00010133 | 0.0094176 | 3.8612 | 3.5706 | 3.0192 | 6.6871 | 5.8159 | 4.4187
4939 | 1.4233e-05 | 0.00010843 | 0.0022713 | 3.7534 | 3.5691 | 3.0192 | 6.3514 | 5.8116 | 4.4187
4940 | 2.6348e-05 | 0.00010464 | 0 | 3.6578 | 3.5691 | 3.0192 | 6.0663 | 5.8116 | 4.4187
4941 | 1.9147e-05 | 0.00010313 | 0 | 3.5866 | 3.5691 | 3.0192 | 5.8611 | 5.8116 | 4.4187
4942 | 6.1314e-06 | 0.00010306 | 0 | 3.567 | 3.5691 | 3.0192 | 5.8056 | 5.8116 | 4.4187
4943 | 2.0736e-06 | 0.00010277 | 0 | 3.4863 | 3.5691 | 3.0192 | 5.582 | 5.8116 | 4.4187
4944 | 2.1975e-06 | 0.00010374 | 0 | 3.4243 | 3.5676 | 3.0192 | 5.4152 | 5.8074 | 4.4187
4945 | 5.2336e-07 | 0.00010287 | 0 | 3.3859 | 3.5676 | 3.0192 | 5.3141 | 5.8074 | 4.4187
4946 | 1.1611e-07 | 0.00010375 | 0 | 3.3778 | 3.5691 | 3.0192 | 5.293 | 5.8116 | 4.4187
4947 | 1.1922e-07 | 0.00010308 | 0 | 3.3725 | 3.5691 | 3.0192 | 5.2789 | 5.8116 | 4.4187
4948 | 2.8755e-07 | 0.00010328 | 0.0023267 | 3.4077 | 3.5691 | 3.0192 | 5.3714 | 5.8116 | 4.4187
4949 | 1.7124e-05 | 0.00010343 | 0.010913 | 3.4649 | 3.5706 | 3.0192 | 5.524 | 5.8159 | 4.4187
4950 | 7.2323e-06 | 0.00010352 | 0.026369 | 3.5805 | 3.5706 | 3.0192 | 5.8439 | 5.8159 | 4.4187
4951 | 1.8761e-05 | 0.00010142 | 0.038224 | 3.6833 | 3.5706 | 3.0192 | 6.141 | 5.8159 | 4.4187
4952 | 5.5591e-06 | 9.9239e-05 | 0.048694 | 3.7904 | 3.5706 | 3.0192 | 6.4648 | 5.8159 | 4.4187
4953 | 6.33e-06 | 9.8371e-05 | 0.053957 | 3.8524 | 3.5706 | 3.0192 | 6.6592 | 5.8159 | 4.4187
4954 | 6.1922e-06 | 9.9905e-05 | 0.064372 | 3.9512 | 3.5706 | 3.0192 | 6.9798 | 5.8159 | 4.4187
4955 | 1.3313e-05 | 0.00010892 | 0.061768 | 4.0263 | 3.5706 | 3.0192 | 7.2332 | 5.8159 | 4.4187
4956 | 1.7578e-05 | 0.00010715 | 0.067142 | 4.1063 | 3.5706 | 3.0192 | 7.5126 | 5.8159 | 4.4187
4957 | 2.7184e-05 | 0.00010485 | 0.048307 | 4.1283 | 3.5706 | 3.0192 | 7.5913 | 5.8159 | 4.4187
4958 | 2.4008e-05 | 0.00010454 | 0.043598 | 4.1445 | 3.5691 | 3.0192 | 7.6496 | 5.8116 | 4.4187
4959 | 1.4769e-05 | 0.0001021 | 0.03972 | 4.0436 | 3.5691 | 3.0192 | 7.2927 | 5.8116 | 4.4187
4960 | 2.2445e-05 | 0.00010273 | 0.024541 | 3.8824 | 3.5691 | 3.0192 | 6.7551 | 5.8116 | 4.4187
4961 | 1.3135e-05 | 0.0001075 | 0.018447 | 3.8298 | 3.5706 | 3.0192 | 6.5876 | 5.8159 | 4.4187
4962 | 1.4878e-05 | 0.00010932 | 0.008088 | 3.7819 | 3.5721 | 3.0192 | 6.4386 | 5.8201 | 4.4187
4963 | 1.0321e-05 | 0.00010845 | 0.0024375 | 3.6753 | 3.5721 | 3.0192 | 6.1175 | 5.8201 | 4.4187
4964 | 1.8836e-05 | 0.0001107 | 0 | 3.6265 | 3.5721 | 3.0192 | 5.9753 | 5.8201 | 4.4187
4965 | 1.5619e-05 | 0.00010333 | 0 | 3.5896 | 3.5706 | 3.0192 | 5.8697 | 5.8159 | 4.4187
4966 | 6.5762e-06 | 0.00010563 | 0 | 3.5715 | 3.5706 | 3.0192 | 5.8183 | 5.8159 | 4.4187
4967 | 2.8857e-06 | 0.00010603 | 0 | 3.5446 | 3.5706 | 3.0192 | 5.7429 | 5.8159 | 4.4187
4968 | 3.9401e-06 | 0.00010727 | 0 | 3.5021 | 3.5706 | 3.0192 | 5.6254 | 5.8159 | 4.4187
4969 | 3.4972e-06 | 0.00010662 | 0 | 3.4649 | 3.5706 | 3.0192 | 5.524 | 5.8159 | 4.4187
4970 | 5.1284e-06 | 0.00010437 | 0 | 3.4494 | 3.5706 | 3.0192 | 5.4822 | 5.8159 | 4.4187
4971 | 5.6772e-06 | 0.00010349 | 0 | 3.4409 | 3.5721 | 3.0192 | 5.4597 | 5.8201 | 4.4187
4972 | 8.2302e-06 | 0.00010317 | 0.0018281 | 3.4215 | 3.5736 | 3.0192 | 5.4079 | 5.8244 | 4.4187
4973 | 1.6696e-05 | 0.00010308 | 0.0049304 | 3.4705 | 3.5736 | 3.0192 | 5.5394 | 5.8244 | 4.4187
4974 | 1.7163e-05 | 0.00010302 | 0.01047 | 3.5137 | 3.5751 | 3.0192 | 5.6573 | 5.8287 | 4.4187
4975 | 2.6394e-05 | 9.7147e-05 | 0.021217 | 3.5715 | 3.5751 | 3.0192 | 5.8183 | 5.8287 | 4.4187
4976 | 1.9523e-05 | 0.0001004 | 0.030025 | 3.608 | 3.5766 | 3.0192 | 5.9221 | 5.8329 | 4.4187
4977 | 8.7588e-06 | 0.00010756 | 0.02781 | 3.6157 | 3.5766 | 3.0192 | 5.9442 | 5.8329 | 4.4187
4978 | 9.8398e-06 | 0.00010859 | 0.044152 | 3.6817 | 3.5766 | 3.0192 | 6.1363 | 5.8329 | 4.4187
4979 | 1.2641e-05 | 0.00011194 | 0.048971 | 3.7123 | 3.5782 | 3.0192 | 6.2274 | 5.8372 | 4.4187
4980 | 2.0348e-05 | 0.00011006 | 0.0544 | 3.7718 | 3.5782 | 3.0192 | 6.4076 | 5.8372 | 4.4187
4981 | 2.0785e-05 | 0.00010586 | 0.063153 | 3.8006 | 3.5782 | 3.0192 | 6.4964 | 5.8372 | 4.4187
4982 | 2.2254e-05 | 0.00010546 | 0.042102 | 3.8402 | 3.5782 | 3.0192 | 6.6204 | 5.8372 | 4.4187
4983 | 2.042e-05 | 0.00010241 | 0.028585 | 3.8454 | 3.5782 | 3.0192 | 6.637 | 5.8372 | 4.4187
4984 | 1.3405e-05 | 0.00010272 | 0.022325 | 3.8023 | 3.5782 | 3.0192 | 6.5017 | 5.8372 | 4.4187
4985 | 8.1495e-06 | 0.00010743 | 0.01817 | 3.7156 | 3.5782 | 3.0192 | 6.2371 | 5.8372 | 4.4187
4986 | 8.7033e-06 | 0.00010924 | 0.008088 | 3.6929 | 3.5782 | 3.0192 | 6.1696 | 5.8372 | 4.4187
4987 | 1.4162e-05 | 0.00010882 | 0.0018835 | 3.5896 | 3.5751 | 3.0192 | 5.8697 | 5.8287 | 4.4187
4988 | 1.6696e-05 | 0.00011074 | 0 | 3.4891 | 3.5751 | 3.0192 | 5.5899 | 5.8287 | 4.4187
4989 | 1.972e-05 | 0.00010454 | 0 | 3.4201 | 3.5751 | 3.0192 | 5.4042 | 5.8287 | 4.4187
4990 | 7.5149e-06 | 0.000109 | 0 | 3.3738 | 3.5751 | 3.0192 | 5.2824 | 5.8287 | 4.4187
4991 | 4.8531e-06 | 0.00011382 | 0 | 3.3301 | 3.5751 | 3.0192 | 5.1694 | 5.8287 | 4.4187
4992 | 8.3439e-06 | 0.0001161 | 0 | 3.3054 | 3.5751 | 3.0192 | 5.1065 | 5.8287 | 4.4187
4993 | 8.8668e-06 | 0.00011897 | 0 | 3.3092 | 3.5766 | 3.0192 | 5.1163 | 5.8329 | 4.4187
4994 | 1.039e-05 | 0.0001162 | 0 | 3.3054 | 3.5766 | 3.0192 | 5.1065 | 5.8329 | 4.4187
4995 | 1.1332e-05 | 0.00011493 | 0 | 3.2785 | 3.5766 | 3.0192 | 5.0387 | 5.8329 | 4.4187
4996 | 1.3858e-05 | 0.00010256 | 0.0028253 | 3.2798 | 3.5766 | 3.0192 | 5.0419 | 5.8329 | 4.4187
4997 | 2.4569e-05 | 9.8068e-05 | 0.009473 | 3.3406 | 3.5766 | 3.0192 | 5.1964 | 5.8329 | 4.4187
4998 | 1.8475e-05 | 0.00010461 | 0.017561 | 3.4298 | 3.5766 | 3.0192 | 5.43 | 5.8329 | 4.4187
4999 | 2.3669e-05 | 9.7296e-05 | 0.029582 | 3.5166 | 3.5766 | 3.0192 | 5.6653 | 5.8329 | 4.4187
5000 | 2.2023e-05 | 0.00010683 | 0.035122 | 3.6219 | 3.5766 | 3.0192 | 5.9619 | 5.8329 | 4.4187
5001 | 9.714e-06 | 0.00011073 | 0.037393 | 3.6265 | 3.5751 | 3.0192 | 5.9753 | 5.8287 | 4.4187
5002 | 8.2848e-06 | 0.00011189 | 0.037393 | 3.6705 | 3.5751 | 3.0192 | 6.1034 | 5.8287 | 4.4187
5003 | 1.7172e-05 | 0.00011597 | 0.04321 | 3.7205 | 3.5751 | 3.0192 | 6.2518 | 5.8287 | 4.4187
5004 | 1.8918e-05 | 0.00011176 | 0.04537 | 3.7534 | 3.5736 | 3.0192 | 6.3514 | 5.8244 | 4.4187
5005 | 2.2913e-05 | 0.00010626 | 0.041825 | 3.7785 | 3.5736 | 3.0192 | 6.4283 | 5.8244 | 4.4187
5006 | 2.4462e-05 | 0.00010539 | 0.044207 | 3.8108 | 3.5721 | 3.0192 | 6.5283 | 5.8201 | 4.4187
5007 | 1.7863e-05 | 0.00010229 | 0.029638 | 3.8006 | 3.5721 | 3.0192 | 6.4964 | 5.8201 | 4.4187
5008 | 1.1013e-05 | 0.00010269 | 0.020719 | 3.7904 | 3.5706 | 3.0192 | 6.4648 | 5.8159 | 4.4187
5009 | 8.6168e-06 | 0.00010735 | 0.014957 | 3.7618 | 3.5706 | 3.0192 | 6.3768 | 5.8159 | 4.4187
5010 | 8.7672e-06 | 0.00010916 | 0.007811 | 3.7303 | 3.5706 | 3.0192 | 6.2814 | 5.8159 | 4.4187
5011 | 1.232e-05 | 0.00010874 | 0.0014957 | 3.6203 | 3.5706 | 3.0192 | 5.9575 | 5.8159 | 4.4187
5012 | 1.7218e-05 | 0.00011068 | 0 | 3.5446 | 3.5691 | 3.0192 | 5.7429 | 5.8116 | 4.4187
5013 | 2.8001e-05 | 0.00010449 | 0 | 3.5065 | 3.5691 | 3.0192 | 5.6373 | 5.8116 | 4.4187
5014 | 7.3799e-06 | 0.000109 | 0 | 3.4508 | 3.5676 | 3.0192 | 5.486 | 5.8074 | 4.4187
5015 | 3.4529e-06 | 0.00011378 | 0 | 3.4522 | 3.5676 | 3.0192 | 5.4898 | 5.8074 | 4.4187
5016 | 4.5889e-06 | 0.00011639 | 0 | 3.4256 | 3.5661 | 3.0192 | 5.4189 | 5.8032 | 4.4187
5017 | 3.9337e-06 | 0.00011883 | 0 | 3.3927 | 3.5661 | 3.0192 | 5.3319 | 5.8032 | 4.4187
5018 | 4.4022e-06 | 0.00011989 | 0 | 3.3671 | 3.5661 | 3.0192 | 5.265 | 5.8032 | 4.4187
5019 | 5.6774e-06 | 0.0001201 | 0 | 3.3604 | 3.5676 | 3.0192 | 5.2477 | 5.8074 | 4.4187
5020 | 7.2828e-06 | 0.00012011 | 0.0016065 | 3.3914 | 3.5676 | 3.0192 | 5.3283 | 5.8074 | 4.4187
5021 | 1.0745e-05 | 0.00012011 | 0.0090298 | 3.4064 | 3.5661 | 3.0192 | 5.3678 | 5.8032 | 4.4187
5022 | 1.6565e-05 | 0.00012004 | 0.01806 | 3.4663 | 3.5661 | 3.0192 | 5.5279 | 5.8032 | 4.4187
5023 | 2.9791e-05 | 0.00012003 | 0.027865 | 3.5342 | 3.5661 | 3.0192 | 5.7141 | 5.8032 | 4.4187
5024 | 9.5071e-06 | 0.00011939 | 0.033792 | 3.6003 | 3.5676 | 3.0192 | 5.9002 | 5.8074 | 4.4187
5025 | 8.2916e-06 | 0.00011715 | 0.039886 | 3.6234 | 3.5661 | 3.0192 | 5.9664 | 5.8032 | 4.4187
5026 | 7.2844e-06 | 0.00011545 | 0.046146 | 3.6642 | 3.5661 | 3.0192 | 6.0848 | 5.8032 | 4.4187
5027 | 7.9094e-06 | 0.00011636 | 0.053071 | 3.7205 | 3.5661 | 3.0192 | 6.2518 | 5.8032 | 4.4187
5028 | 8.5874e-06 | 0.00011168 | 0.054456 | 3.7768 | 3.5646 | 3.0192 | 6.4231 | 5.7989 | 4.4187
5029 | 1.0351e-05 | 0.00010618 | 0.053071 | 3.8246 | 3.5646 | 3.0192 | 6.5713 | 5.7989 | 4.4187
5030 | 7.2936e-06 | 0.00010532 | 0.045093 | 3.8402 | 3.5646 | 3.0192 | 6.6204 | 5.7989 | 4.4187
5031 | 6.9048e-06 | 0.00010223 | 0.044761 | 3.8091 | 3.5631 | 3.0192 | 6.5229 | 5.7947 | 4.4187
5032 | 3.9741e-06 | 0.00010262 | 0.033017 | 3.8472 | 3.5631 | 3.0192 | 6.6425 | 5.7947 | 4.4187
5033 | 4.0086e-06 | 0.00010727 | 0.018614 | 3.7601 | 3.5601 | 3.0192 | 6.3717 | 5.7863 | 4.4187
5034 | 8.114e-06 | 0.00010909 | 0.010692 | 3.7468 | 3.5601 | 3.0192 | 6.3313 | 5.7863 | 4.4187
5035 | 1.1394e-05 | 0.00010867 | 0.0017173 | 3.6327 | 3.5601 | 3.0192 | 5.9933 | 5.7863 | 4.4187
5036 | 1.7787e-05 | 0.00011062 | 0 | 3.555 | 3.5601 | 3.0192 | 5.772 | 5.7863 | 4.4187
5037 | 1.9104e-05 | 0.00010444 | 0 | 3.4508 | 3.5601 | 3.0192 | 5.486 | 5.7863 | 4.4187
5038 | 5.3714e-06 | 0.00010892 | 0 | 3.3982 | 3.5586 | 3.0192 | 5.3462 | 5.7821 | 4.4187
5039 | 3.7796e-06 | 0.0001137 | 0 | 3.3671 | 3.5586 | 3.0192 | 5.265 | 5.7821 | 4.4187
5040 | 4.5268e-06 | 0.00011632 | 0 | 3.3511 | 3.5586 | 3.0192 | 5.2236 | 5.7821 | 4.4187
5041 | 3.5919e-06 | 0.00011876 | 0 | 3.3131 | 3.5586 | 3.0192 | 5.1262 | 5.7821 | 4.4187
5042 | 4.0747e-06 | 0.00011982 | 0 | 3.3144 | 3.5601 | 3.0192 | 5.1295 | 5.7863 | 4.4187
5043 | 5.2023e-06 | 0.00012003 | 0 | 3.3314 | 3.5601 | 3.0192 | 5.1728 | 5.7863 | 4.4187
5044 | 9.0771e-06 | 0.00012004 | 0.0018281 | 3.3366 | 3.5616 | 3.0192 | 5.1862 | 5.7905 | 4.4187
5045 | 1.8436e-05 | 0.00012004 | 0.0095284 | 3.3671 | 3.5616 | 3.0192 | 5.265 | 5.7905 | 4.4187
5046 | 3.3622e-05 | 0.00012003 | 0.018946 | 3.4465 | 3.5616 | 3.0192 | 5.4747 | 5.7905 | 4.4187
5047 | 2.3614e-05 | 0.00011999 | 0.025095 | 3.5123 | 3.5601 | 3.0192 | 5.6533 | 5.7863 | 4.4187
5048 | 1.4625e-05 | 0.00011936 | 0.039277 | 3.6157 | 3.5601 | 3.0192 | 5.9442 | 5.7863 | 4.4187
5049 | 1.5502e-05 | 0.00011711 | 0.054012 | 3.6993 | 3.5601 | 3.0192 | 6.1887 | 5.7863 | 4.4187
5050 | 6.1908e-06 | 0.00011538 | 0.056949 | 3.7551 | 3.5601 | 3.0192 | 6.3565 | 5.7863 | 4.4187
5051 | 1.2757e-05 | 0.00011629 | 0.048971 | 3.8006 | 3.5601 | 3.0192 | 6.4964 | 5.7863 | 4.4187
5052 | 1.756e-05 | 0.00011162 | 0.065369 | 3.8594 | 3.5601 | 3.0192 | 6.6815 | 5.7863 | 4.4187
5053 | 2.0393e-05 | 0.00010611 | 0.061768 | 3.9402 | 3.5601 | 3.0192 | 6.9434 | 5.7863 | 4.4187
5054 | 2.1109e-05 | 0.00010525 | 0.044983 | 3.8542 | 3.5586 | 3.0192 | 6.6647 | 5.7821 | 4.4187
5055 | 1.4728e-05 | 0.00010216 | 0.046035 | 3.8315 | 3.5586 | 3.0192 | 6.5931 | 5.7821 | 4.4187
5056 | 1.4755e-05 | 0.00010255 | 0.031244 | 3.8753 | 3.5601 | 3.0192 | 6.7323 | 5.7863 | 4.4187
5057 | 2.1867e-05 | 0.0001072 | 0.014736 | 3.7484 | 3.5586 | 3.0192 | 6.3363 | 5.7821 | 4.4187
5058 | 1.215e-05 | 0.00010902 | 0.007811 | 3.701 | 3.5586 | 3.0192 | 6.1935 | 5.7821 | 4.4187
5059 | 1.2703e-05 | 0.00010861 | 0.0014403 | 3.6141 | 3.5556 | 3.0192 | 5.9397 | 5.7737 | 4.4187
5060 | 1.9824e-05 | 0.00011053 | 0 | 3.5416 | 3.5556 | 3.0192 | 5.7346 | 5.7737 | 4.4187
5061 | 1.7315e-05 | 0.00010433 | 0 | 3.4791 | 3.5556 | 3.0192 | 5.5626 | 5.7737 | 4.4187
5062 | 7.233e-06 | 0.00010883 | 0 | 3.4312 | 3.5556 | 3.0192 | 5.4337 | 5.7737 | 4.4187
5063 | 2.0836e-06 | 0.00011363 | 0 | 3.3927 | 3.5556 | 3.0192 | 5.3319 | 5.7737 | 4.4187
5064 | 2.2458e-06 | 0.00011624 | 0 | 3.3846 | 3.5556 | 3.0192 | 5.3106 | 5.7737 | 4.4187
5065 | 7.1328e-07 | 0.00011869 | 0 | 3.3578 | 3.5556 | 3.0192 | 5.2408 | 5.7737 | 4.4187
5066 | 5.2416e-07 | 0.00011975 | 0 | 3.3274 | 3.5556 | 3.0192 | 5.1627 | 5.7737 | 4.4187
5067 | 1.0113e-06 | 0.00011996 | 0 | 3.3222 | 3.5556 | 3.0192 | 5.1494 | 5.7737 | 4.4187
5068 | 2.3892e-06 | 0.00011995 | 0.0022159 | 3.3092 | 3.5556 | 3.0192 | 5.1163 | 5.7737 | 4.4187
5069 | 2.2992e-06 | 0.0001198 | 0.009196 | 3.3538 | 3.5571 | 3.0192 | 5.2304 | 5.7779 | 4.4187
5070 | 2.5483e-05 | 0.00011948 | 0.018724 | 3.434 | 3.5571 | 3.0192 | 5.4411 | 5.7779 | 4.4187
5071 | 4.8498e-05 | 0.0001196 | 0.024652 | 3.5225 | 3.5571 | 3.0192 | 5.6815 | 5.7779 | 4.4187
5072 | 1.2631e-05 | 0.00011893 | 0.039443 | 3.6049 | 3.5571 | 3.0192 | 5.9133 | 5.7779 | 4.4187
5073 | 1.1317e-05 | 0.00011686 | 0.050966 | 3.7402 | 3.5571 | 3.0192 | 6.3112 | 5.7779 | 4.4187
5074 | 6.6094e-06 | 0.00011531 | 0.054179 | 3.7768 | 3.5571 | 3.0192 | 6.4231 | 5.7779 | 4.4187
5075 | 1.2744e-05 | 0.00011622 | 0.057558 | 3.8718 | 3.5571 | 3.0192 | 6.7209 | 5.7779 | 4.4187
5076 | 1.8458e-05 | 0.00011157 | 0.069302 | 3.9274 | 3.5586 | 3.0192 | 6.9013 | 5.7821 | 4.4187
5077 | 2.4557e-05 | 0.00010605 | 0.059164 | 3.9903 | 3.5586 | 3.0192 | 7.1106 | 5.7821 | 4.4187
5078 | 1.9476e-05 | 0.0001052 | 0.045703 | 3.9075 | 3.5571 | 3.0192 | 6.8362 | 5.7779 | 4.4187
5079 | 1.5012e-05 | 0.00010216 | 0.046201 | 3.9679 | 3.5556 | 3.0192 | 7.0353 | 5.7737 | 4.4187
5080 | 1.3403e-05 | 0.00010241 | 0.032075 | 3.9021 | 3.5556 | 3.0192 | 6.8186 | 5.7737 | 4.4187
5081 | 2.1149e-05 | 0.00010712 | 0.021217 | 3.9147 | 3.5556 | 3.0192 | 6.8597 | 5.7737 | 4.4187
5082 | 1.2641e-05 | 0.00010896 | 0.0062599 | 3.8298 | 3.5541 | 3.0192 | 6.5876 | 5.7695 | 4.4187
5083 | 1.2944e-05 | 0.00010854 | 0.0014403 | 3.6817 | 3.5541 | 3.0192 | 6.1363 | 5.7695 | 4.4187
5084 | 1.7715e-05 | 0.00011046 | 0 | 3.5973 | 3.5541 | 3.0192 | 5.8914 | 5.7695 | 4.4187
5085 | 1.5902e-05 | 0.00010427 | 0 | 3.5225 | 3.5541 | 3.0192 | 5.6815 | 5.7695 | 4.4187
5086 | 6.3471e-06 | 0.00010876 | 0 | 3.4863 | 3.5541 | 3.0192 | 5.582 | 5.7695 | 4.4187
5087 | 2.1351e-06 | 0.00011356 | 0 | 3.4382 | 3.5556 | 3.0192 | 5.4522 | 5.7737 | 4.4187
5088 | 2.3492e-06 | 0.00011617 | 0 | 3.3982 | 3.5556 | 3.0192 | 5.3462 | 5.7737 | 4.4187
5089 | 7.1379e-07 | 0.00011862 | 0 | 3.3658 | 3.5556 | 3.0192 | 5.2615 | 5.7737 | 4.4187
5090 | 4.6305e-07 | 0.00011962 | 0 | 3.3261 | 3.5556 | 3.0192 | 5.1594 | 5.7737 | 4.4187
5091 | 7.07e-07 | 0.00011958 | 0 | 3.2823 | 3.5571 | 3.0192 | 5.0483 | 5.7779 | 4.4187
5092 | 1.2467e-06 | 0.00011795 | 0.0017173 | 3.2887 | 3.5571 | 3.0192 | 5.0643 | 5.7779 | 4.4187
5093 | 2.4694e-05 | 0.00011374 | 0.0079772 | 3.3406 | 3.5586 | 3.0192 | 5.1964 | 5.7821 | 4.4187
5094 | 1.0631e-05 | 0.00011296 | 0.017672 | 3.4522 | 3.5586 | 3.0192 | 5.4898 | 5.7821 | 4.4187
5095 | 3.7951e-05 | 9.8756e-05 | 0.023876 | 3.552 | 3.5601 | 3.0192 | 5.7637 | 5.7863 | 4.4187
5096 | 7.9601e-06 | 0.00010442 | 0.032463 | 3.6281 | 3.5601 | 3.0192 | 5.9798 | 5.7863 | 4.4187
5097 | 1.4131e-05 | 0.0001114 | 0.038834 | 3.6913 | 3.5601 | 3.0192 | 6.1648 | 5.7863 | 4.4187
5098 | 9.5637e-06 | 0.00011108 | 0.047309 | 3.7402 | 3.5601 | 3.0192 | 6.3112 | 5.7863 | 4.4187
5099 | 1.3089e-05 | 0.00011527 | 0.052849 | 3.8263 | 3.5601 | 3.0192 | 6.5768 | 5.7863 | 4.4187
5100 | 1.7585e-05 | 0.00011132 | 0.052461 | 3.8367 | 3.5601 | 3.0192 | 6.6095 | 5.7863 | 4.4187
5101 | 2.2996e-05 | 0.00010583 | 0.042268 | 3.8718 | 3.5616 | 3.0192 | 6.7209 | 5.7905 | 4.4187
5102 | 1.926e-05 | 0.00010505 | 0.037449 | 3.8718 | 3.5601 | 3.0192 | 6.7209 | 5.7863 | 4.4187
5103 | 1.4837e-05 | 0.00010209 | 0.031023 | 3.8985 | 3.5601 | 3.0192 | 6.807 | 5.7863 | 4.4187
5104 | 3.2294e-05 | 0.00010233 | 0.020054 | 3.8177 | 3.5601 | 3.0192 | 6.5497 | 5.7863 | 4.4187
5105 | 2.7396e-05 | 0.00010705 | 0.01468 | 3.8211 | 3.5601 | 3.0192 | 6.5605 | 5.7863 | 4.4187
5106 | 1.2424e-05 | 0.00010889 | 0.0075894 | 3.7802 | 3.5601 | 3.0192 | 6.4334 | 5.7863 | 4.4187
5107 | 1.2089e-05 | 0.00010847 | 0.00099715 | 3.6881 | 3.5601 | 3.0192 | 6.1553 | 5.7863 | 4.4187
5108 | 1.7671e-05 | 0.0001108 | 0 | 3.6281 | 3.5601 | 3.0192 | 5.9798 | 5.7863 | 4.4187
5109 | 2.182e-05 | 0.00010335 | 0 | 3.5745 | 3.5601 | 3.0192 | 5.8268 | 5.7863 | 4.4187
5110 | 1.0831e-05 | 0.00010514 | 0 | 3.5196 | 3.5601 | 3.0192 | 5.6734 | 5.7863 | 4.4187
5111 | 8.5778e-06 | 0.00010456 | 0 | 3.4791 | 3.5616 | 3.0192 | 5.5626 | 5.7905 | 4.4187
5112 | 1.2582e-05 | 0.00010936 | 0 | 3.4635 | 3.5616 | 3.0192 | 5.5202 | 5.7905 | 4.4187
5113 | 1.7561e-05 | 0.00010398 | 0 | 3.4382 | 3.5601 | 3.0192 | 5.4522 | 5.7863 | 4.4187
5114 | 2.4812e-05 | 0.00010322 | 0 | 3.4105 | 3.5601 | 3.0192 | 5.3787 | 5.7863 | 4.4187
5115 | 2.7811e-05 | 0.0001043 | 0 | 3.4009 | 3.5601 | 3.0192 | 5.3534 | 5.7863 | 4.4187
5116 | 3.1805e-05 | 0.00010286 | 0.0014957 | 3.39 | 3.5601 | 3.0192 | 5.3248 | 5.7863 | 4.4187
5117 | 4.7244e-05 | 0.00010223 | 0.0071463 | 3.4229 | 3.5631 | 3.0192 | 5.4115 | 5.7947 | 4.4187
5118 | 4.9462e-05 | 0.00010308 | 0.016896 | 3.4791 | 3.5646 | 3.0192 | 5.5626 | 5.7989 | 4.4187
5119 | 4.238e-05 | 9.9448e-05 | 0.025926 | 3.5595 | 3.5646 | 3.0192 | 5.7846 | 5.7989 | 4.4187
5120 | 2.1016e-05 | 9.73e-05 | 0.039166 | 3.6468 | 3.5646 | 3.0192 | 6.0341 | 5.7989 | 4.4187
5121 | 1.2896e-05 | 0.00010511 | 0.052517 | 3.7091 | 3.5646 | 3.0192 | 6.2177 | 5.7989 | 4.4187
5122 | 9.076e-06 | 0.00010712 | 0.065701 | 3.8074 | 3.5661 | 3.0192 | 6.5176 | 5.8032 | 4.4187
5123 | 1.3068e-05 | 0.00011008 | 0.05512 | 3.9003 | 3.5646 | 3.0192 | 6.8128 | 5.7989 | 4.4187
5124 | 1.997e-05 | 0.0001081 | 0.049691 | 3.7904 | 3.5646 | 3.0192 | 6.4648 | 5.7989 | 4.4187
5125 | 2.039e-05 | 0.00010365 | 0.03479 | 3.816 | 3.5646 | 3.0192 | 6.5444 | 5.7989 | 4.4187
5126 | 1.9458e-05 | 0.00010316 | 0.036784 | 3.8125 | 3.5646 | 3.0192 | 6.5336 | 5.7989 | 4.4187
5127 | 1.489e-05 | 0.00010016 | 0.04188 | 3.8367 | 3.5646 | 3.0192 | 6.6095 | 5.7989 | 4.4187
5128 | 1.2086e-05 | 0.00010027 | 0.032297 | 3.8507 | 3.5646 | 3.0192 | 6.6536 | 5.7989 | 4.4187
5129 | 3.2807e-05 | 0.00010505 | 0.016564 | 3.8108 | 3.5661 | 3.0192 | 6.5283 | 5.8032 | 4.4187
5130 | 1.6372e-05 | 0.00010717 | 0.0074233 | 3.7188 | 3.5646 | 3.0192 | 6.2469 | 5.7989 | 4.4187
5131 | 1.5085e-05 | 0.00010734 | 0.0014403 | 3.6064 | 3.5646 | 3.0192 | 5.9177 | 5.7989 | 4.4187
5132 | 2.1156e-05 | 0.00011022 | 0 | 3.524 | 3.5646 | 3.0192 | 5.6856 | 5.7989 | 4.4187
5133 | 1.5185e-05 | 0.00010566 | 0 | 3.4734 | 3.5631 | 3.0192 | 5.5471 | 5.7947 | 4.4187
5134 | 6.378e-06 | 0.00010267 | 0 | 3.4326 | 3.5631 | 3.0192 | 5.4374 | 5.7947 | 4.4187
5135 | 2.4827e-06 | 0.00010344 | 0 | 3.3941 | 3.5646 | 3.0192 | 5.3355 | 5.7989 | 4.4187
5136 | 3.1784e-06 | 0.00010444 | 0 | 3.3485 | 3.5646 | 3.0192 | 5.2168 | 5.7989 | 4.4187
5137 | 1.9185e-06 | 0.00010426 | 0 | 3.3525 | 3.5631 | 3.0192 | 5.227 | 5.7947 | 4.4187
5138 | 2.4375e-06 | 0.00010088 | 0 | 3.3327 | 3.5661 | 3.0192 | 5.1761 | 5.8032 | 4.4187
5139 | 4.0689e-06 | 0.00010296 | 0 | 3.3092 | 3.5661 | 3.0192 | 5.1163 | 5.8032 | 4.4187
5140 | 6.7652e-06 | 0.00010244 | 0.0011079 | 3.2925 | 3.5661 | 3.0192 | 5.074 | 5.8032 | 4.4187
5141 | 3.928e-06 | 0.00010299 | 0.0059275 | 3.3054 | 3.5676 | 3.0192 | 5.1065 | 5.8074 | 4.4187
5142 | 2.1351e-05 | 0.00010263 | 0.014514 | 3.3859 | 3.5676 | 3.0192 | 5.3141 | 5.8074 | 4.4187
5143 | 3.3192e-05 | 0.00010073 | 0.025981 | 3.455 | 3.5676 | 3.0192 | 5.4974 | 5.8074 | 4.4187
5144 | 2.4139e-05 | 0.00010009 | 0.035676 | 3.5021 | 3.5691 | 3.0192 | 5.6254 | 5.8116 | 4.4187
5145 | 9.0825e-06 | 9.9903e-05 | 0.042988 | 3.5912 | 3.5706 | 3.0192 | 5.8741 | 5.8159 | 4.4187
5146 | 8.4555e-06 | 9.897e-05 | 0.044484 | 3.6547 | 3.5706 | 3.0192 | 6.0571 | 5.8159 | 4.4187
5147 | 2.1082e-05 | 0.00010307 | 0.046811 | 3.6721 | 3.5691 | 3.0192 | 6.1081 | 5.8116 | 4.4187
5148 | 1.9474e-05 | 0.00010508 | 0.042711 | 3.7584 | 3.5691 | 3.0192 | 6.3667 | 5.8116 | 4.4187
5149 | 2.845e-05 | 0.00010341 | 0.042656 | 3.7551 | 3.5691 | 3.0192 | 6.3565 | 5.8116 | 4.4187
5150 | 3.0884e-05 | 0.00010376 | 0.042767 | 3.8108 | 3.5676 | 3.0192 | 6.5283 | 5.8074 | 4.4187
5151 | 1.5265e-05 | 0.00010094 | 0.032407 | 3.804 | 3.5676 | 3.0192 | 6.507 | 5.8074 | 4.4187
5152 | 1.1488e-05 | 0.00010064 | 0.018115 | 3.7156 | 3.5676 | 3.0192 | 6.2371 | 5.8074 | 4.4187
5153 | 1.213e-05 | 0.00010509 | 0.011523 | 3.7107 | 3.5676 | 3.0192 | 6.2225 | 5.8074 | 4.4187
5154 | 2.5357e-05 | 0.0001068 | 0.0062599 | 3.6977 | 3.5661 | 3.0192 | 6.1839 | 5.8032 | 4.4187
5155 | 3.2338e-05 | 0.00010839 | 0.0011079 | 3.639 | 3.5646 | 3.0192 | 6.0114 | 5.7989 | 4.4187
5156 | 1.6598e-05 | 0.00010874 | 0 | 3.5912 | 3.5661 | 3.0192 | 5.8741 | 5.8032 | 4.4187
5157 | 2.41e-05 | 0.00010152 | 0 | 3.5123 | 3.5661 | 3.0192 | 5.6533 | 5.8032 | 4.4187
5158 | 6.2597e-06 | 0.00010192 | 0 | 3.4592 | 3.5661 | 3.0192 | 5.5088 | 5.8032 | 4.4187
5159 | 2.0926e-06 | 0.00010399 | 0 | 3.427 | 3.5661 | 3.0192 | 5.4226 | 5.8032 | 4.4187
5160 | 2.2574e-06 | 0.00010466 | 0 | 3.4284 | 3.5661 | 3.0192 | 5.4263 | 5.8032 | 4.4187
5161 | 5.3556e-07 | 0.00010451 | 0 | 3.39 | 3.5646 | 3.0192 | 5.3248 | 5.7989 | 4.4187
5162 | 1.8015e-07 | 0.00010308 | 0 | 3.3792 | 3.5646 | 3.0192 | 5.2965 | 5.7989 | 4.4187
5163 | 7.5873e-07 | 0.00010204 | 0 | 3.3419 | 3.5646 | 3.0192 | 5.1997 | 5.7989 | 4.4187
5164 | 3.4489e-06 | 0.00010241 | 0.0013849 | 3.3327 | 3.5646 | 3.0192 | 5.1761 | 5.7989 | 4.4187
5165 | 4.3097e-06 | 0.00010315 | 0.007534 | 3.3525 | 3.5646 | 3.0192 | 5.227 | 5.7989 | 4.4187
5166 | 1.732e-05 | 0.00010295 | 0.018503 | 3.5079 | 3.5661 | 3.0192 | 5.6413 | 5.8032 | 4.4187
5167 | 3.6106e-05 | 0.00010112 | 0.031521 | 3.6327 | 3.5661 | 3.0192 | 5.9933 | 5.8032 | 4.4187
5168 | 2.5563e-05 | 0.00010026 | 0.036341 | 3.7042 | 3.5661 | 3.0192 | 6.2032 | 5.8032 | 4.4187
5169 | 7.7423e-06 | 0.00010011 | 0.047863 | 3.7718 | 3.5661 | 3.0192 | 6.4076 | 5.8032 | 4.4187
5170 | 6.4158e-06 | 9.9533e-05 | 0.054068 | 3.8125 | 3.5661 | 3.0192 | 6.5336 | 5.8032 | 4.4187
5171 | 1.3787e-05 | 0.00010053 | 0.058278 | 3.8753 | 3.5646 | 3.0192 | 6.7323 | 5.7989 | 4.4187
5172 | 2.3999e-05 | 0.00010463 | 0.056616 | 3.922 | 3.5646 | 3.0192 | 6.8834 | 5.7989 | 4.4187
5173 | 2.8854e-05 | 0.0001033 | 0.053292 | 3.9978 | 3.5661 | 3.0192 | 7.136 | 5.8032 | 4.4187
5174 | 3.5923e-05 | 0.00010283 | 0.040939 | 3.9941 | 3.5661 | 3.0192 | 7.1233 | 5.8032 | 4.4187
5175 | 1.5433e-05 | 0.00010028 | 0.038723 | 4.0572 | 3.5661 | 3.0192 | 7.3397 | 5.8032 | 4.4187
5176 | 1.4559e-05 | 0.00010012 | 0.028086 | 4.0282 | 3.5661 | 3.0192 | 7.2397 | 5.8032 | 4.4187
5177 | 1.0629e-05 | 0.000105 | 0.020109 | 3.8735 | 3.5661 | 3.0192 | 6.7266 | 5.8032 | 4.4187
5178 | 1.0987e-05 | 0.00010698 | 0.0078664 | 3.8332 | 3.5661 | 3.0192 | 6.5985 | 5.8032 | 4.4187
5179 | 1.2725e-05 | 0.00010684 | 0.0013849 | 3.6801 | 3.5631 | 3.0192 | 6.1316 | 5.7947 | 4.4187
5180 | 2.2115e-05 | 0.0001098 | 0 | 3.5805 | 3.5631 | 3.0192 | 5.8439 | 5.7947 | 4.4187
5181 | 1.8637e-05 | 0.00010405 | 0 | 3.5505 | 3.5631 | 3.0192 | 5.7595 | 5.7947 | 4.4187
5182 | 6.2755e-06 | 0.00010174 | 0 | 3.4963 | 3.5631 | 3.0192 | 5.6095 | 5.7947 | 4.4187
5183 | 2.0942e-06 | 0.00010449 | 0 | 3.4536 | 3.5631 | 3.0192 | 5.4936 | 5.7947 | 4.4187
5184 | 2.2637e-06 | 0.00010247 | 0 | 3.4354 | 3.5631 | 3.0192 | 5.4448 | 5.7947 | 4.4187
5185 | 5.2809e-07 | 0.00010299 | 0 | 3.416 | 3.5646 | 3.0192 | 5.3932 | 5.7989 | 4.4187
5186 | 1.2347e-07 | 0.00010302 | 0 | 3.3873 | 3.5646 | 3.0192 | 5.3177 | 5.7989 | 4.4187
5187 | 1.4851e-07 | 0.00010278 | 0 | 3.3725 | 3.5646 | 3.0192 | 5.2789 | 5.7989 | 4.4187
5188 | 4.7905e-07 | 0.00010269 | 0.0012741 | 3.3738 | 3.5646 | 3.0192 | 5.2824 | 5.7989 | 4.4187
5189 | 1.2177e-05 | 0.00010267 | 0.0072017 | 3.4229 | 3.5661 | 3.0192 | 5.4115 | 5.8032 | 4.4187
5190 | 1.8356e-05 | 0.00010184 | 0.01601 | 3.5094 | 3.5661 | 3.0192 | 5.6453 | 5.8032 | 4.4187
5191 | 1.7092e-05 | 0.00010094 | 0.026923 | 3.6111 | 3.5661 | 3.0192 | 5.9309 | 5.8032 | 4.4187
5192 | 1.349e-05 | 0.00010068 | 0.034457 | 3.7254 | 3.5661 | 3.0192 | 6.2666 | 5.8032 | 4.4187
5193 | 3.8722e-06 | 0.00010061 | 0.048417 | 3.7718 | 3.5691 | 3.0192 | 6.4076 | 5.8116 | 4.4187
5194 | 3.8173e-06 | 9.7503e-05 | 0.053957 | 3.8842 | 3.5691 | 3.0192 | 6.7608 | 5.8116 | 4.4187
5195 | 8.0252e-06 | 0.00010162 | 0.059441 | 3.8949 | 3.5691 | 3.0192 | 6.7954 | 5.8116 | 4.4187
5196 | 9.8227e-06 | 0.00010425 | 0.036452 | 3.9238 | 3.5691 | 3.0192 | 6.8894 | 5.8116 | 4.4187
5197 | 1.2293e-05 | 0.00010331 | 0.052683 | 3.9567 | 3.5691 | 3.0192 | 6.9982 | 5.8116 | 4.4187
5198 | 8.1249e-06 | 0.00010329 | 0.045869 | 3.9959 | 3.5691 | 3.0192 | 7.1297 | 5.8116 | 4.4187
5199 | 1.1878e-05 | 0.0001002 | 0.026979 | 3.835 | 3.5691 | 3.0192 | 6.604 | 5.8116 | 4.4187
5200 | 1.8657e-05 | 0.00010103 | 0.022547 | 3.7735 | 3.5676 | 3.0192 | 6.4127 | 5.8074 | 4.4187
5201 | 9.2775e-06 | 0.00010636 | 0.019168 | 3.6801 | 3.5676 | 3.0192 | 6.1316 | 5.8074 | 4.4187
5202 | 6.4817e-06 | 0.00010855 | 0.0082542 | 3.6343 | 3.5676 | 3.0192 | 5.9978 | 5.8074 | 4.4187
5203 | 1.0552e-05 | 0.00010806 | 0.00099715 | 3.5595 | 3.5676 | 3.0192 | 5.7846 | 5.8074 | 4.4187
5204 | 1.4318e-05 | 0.00010969 | 0 | 3.4848 | 3.5676 | 3.0192 | 5.5781 | 5.8074 | 4.4187
5205 | 1.1018e-05 | 0.00010381 | 0 | 3.3941 | 3.5691 | 3.0192 | 5.3355 | 5.8116 | 4.4187
5206 | 7.9055e-06 | 0.0001053 | 0 | 3.3485 | 3.5676 | 3.0192 | 5.2168 | 5.8074 | 4.4187
5207 | 9.0908e-06 | 0.00010571 | 0 | 3.3274 | 3.5676 | 3.0192 | 5.1627 | 5.8074 | 4.4187
5208 | 1.4403e-05 | 0.00010641 | 0 | 3.3015 | 3.5676 | 3.0192 | 5.0967 | 5.8074 | 4.4187
5209 | 1.6433e-05 | 0.00010303 | 0 | 3.317 | 3.5676 | 3.0192 | 5.1361 | 5.8074 | 4.4187
5210 | 1.9454e-05 | 0.00010227 | 0 | 3.3538 | 3.5691 | 3.0192 | 5.2304 | 5.8116 | 4.4187
5211 | 2.4317e-05 | 0.00010249 | 0 | 3.3778 | 3.5706 | 3.0192 | 5.293 | 5.8159 | 4.4187
5212 | 2.4632e-05 | 0.00010259 | 0.00083096 | 3.3419 | 3.5706 | 3.0192 | 5.1997 | 5.8159 | 4.4187
5213 | 3.4907e-05 | 0.00010215 | 0.0046534 | 3.3604 | 3.5706 | 3.0192 | 5.2477 | 5.8159 | 4.4187
5214 | 3.9789e-05 | 0.00010244 | 0.012686 | 3.4229 | 3.5721 | 3.0192 | 5.4115 | 5.8201 | 4.4187
5215 | 3.846e-05 | 0.00010133 | 0.026757 | 3.5021 | 3.5736 | 3.0192 | 5.6254 | 5.8244 | 4.4187
5216 | 1.5149e-05 | 9.9478e-05 | 0.038335 | 3.6219 | 3.5736 | 3.0192 | 5.9619 | 5.8244 | 4.4187
5217 | 1.5422e-05 | 9.8087e-05 | 0.037282 | 3.6865 | 3.5736 | 3.0192 | 6.1505 | 5.8244 | 4.4187
5218 | 8.0966e-06 | 9.8065e-05 | 0.051464 | 3.7518 | 3.5736 | 3.0192 | 6.3464 | 5.8244 | 4.4187
5219 | 1.3193e-05 | 0.00010264 | 0.059386 | 3.8211 | 3.5751 | 3.0192 | 6.5605 | 5.8287 | 4.4187
5220 | 1.7739e-05 | 0.00010523 | 0.050689 | 3.8437 | 3.5736 | 3.0192 | 6.6315 | 5.8244 | 4.4187
5221 | 2.185e-05 | 0.00010362 | 0.055231 | 3.8263 | 3.5721 | 3.0192 | 6.5768 | 5.8201 | 4.4187
5222 | 2.2431e-05 | 0.00010425 | 0.051076 | 3.8931 | 3.5721 | 3.0192 | 6.7896 | 5.8201 | 4.4187
5223 | 1.5871e-05 | 0.00010184 | 0.047808 | 3.9494 | 3.5721 | 3.0192 | 6.9737 | 5.8201 | 4.4187
5224 | 1.6144e-05 | 0.00010206 | 0.036175 | 3.9329 | 3.5721 | 3.0192 | 6.9193 | 5.8201 | 4.4187
5225 | 2.3982e-05 | 0.00010676 | 0.02371 | 3.9365 | 3.5721 | 3.0192 | 6.9313 | 5.8201 | 4.4187
5226 | 1.0075e-05 | 0.00010863 | 0.0091406 | 3.8489 | 3.5721 | 3.0192 | 6.6481 | 5.8201 | 4.4187
5227 | 1.2268e-05 | 0.00010823 | 0.0012741 | 3.6769 | 3.5721 | 3.0192 | 6.1222 | 5.8201 | 4.4187
5228 | 1.9023e-05 | 0.00011004 | 0 | 3.555 | 3.5706 | 3.0192 | 5.772 | 5.8159 | 4.4187
5229 | 2.1225e-05 | 0.00010395 | 0 | 3.492 | 3.5706 | 3.0192 | 5.5977 | 5.8159 | 4.4187
5230 | 1.1436e-05 | 0.0001082 | 0 | 3.4691 | 3.5691 | 3.0192 | 5.5355 | 5.8116 | 4.4187
5231 | 9.527e-06 | 0.00011248 | 0 | 3.4522 | 3.5691 | 3.0192 | 5.4898 | 5.8116 | 4.4187
5232 | 1.4743e-05 | 0.00011588 | 0 | 3.405 | 3.5691 | 3.0192 | 5.3642 | 5.8116 | 4.4187
5233 | 2.0937e-05 | 0.00011376 | 0 | 3.3778 | 3.5691 | 3.0192 | 5.293 | 5.8116 | 4.4187
5234 | 2.4794e-05 | 0.00011198 | 0 | 3.3458 | 3.5691 | 3.0192 | 5.2099 | 5.8116 | 4.4187
5235 | 2.8379e-05 | 0.00010504 | 0 | 3.3287 | 3.5691 | 3.0192 | 5.166 | 5.8116 | 4.4187
5236 | 3.2074e-05 | 0.00010248 | 0.0012741 | 3.317 | 3.5691 | 3.0192 | 5.1361 | 5.8116 | 4.4187
5237 | 5.1644e-05 | 0.00010205 | 0.0090298 | 3.3778 | 3.5691 | 3.0192 | 5.293 | 5.8116 | 4.4187
5238 | 5.2703e-05 | 0.00010227 | 0.019777 | 3.4734 | 3.5706 | 3.0192 | 5.5471 | 5.8159 | 4.4187
5239 | 3.8183e-05 | 9.7999e-05 | 0.034069 | 3.608 | 3.5691 | 3.0192 | 5.9221 | 5.8116 | 4.4187
5240 | 1.9751e-05 | 0.00010046 | 0.045703 | 3.6977 | 3.5691 | 3.0192 | 6.1839 | 5.8116 | 4.4187
5241 | 7.9469e-06 | 0.00010858 | 0.054899 | 3.7989 | 3.5706 | 3.0192 | 6.4911 | 5.8159 | 4.4187
5242 | 8.1311e-06 | 0.0001086 | 0.058777 | 3.886 | 3.5706 | 3.0192 | 6.7666 | 5.8159 | 4.4187
5243 | 1.2851e-05 | 0.00011321 | 0.059386 | 3.9623 | 3.5721 | 3.0192 | 7.0167 | 5.8201 | 4.4187
5244 | 1.9626e-05 | 0.00011091 | 0.062101 | 4.034 | 3.5721 | 3.0192 | 7.2595 | 5.8201 | 4.4187
5245 | 2.1237e-05 | 0.00010572 | 0.05717 | 4.0806 | 3.5736 | 3.0192 | 7.4217 | 5.8244 | 4.4187
5246 | 2.2319e-05 | 0.00010482 | 0.04742 | 4.1163 | 3.5736 | 3.0192 | 7.5482 | 5.8244 | 4.4187
5247 | 1.5834e-05 | 0.00010185 | 0.035067 | 3.9734 | 3.5721 | 3.0192 | 7.0539 | 5.8201 | 4.4187
5248 | 2.0228e-05 | 0.000102 | 0.025317 | 3.9847 | 3.5721 | 3.0192 | 7.0916 | 5.8201 | 4.4187
5249 | 8.5328e-06 | 0.00010671 | 0.017339 | 3.9679 | 3.5706 | 3.0192 | 7.0353 | 5.8159 | 4.4187
5250 | 1.3601e-05 | 0.00010858 | 0.0074787 | 3.922 | 3.5706 | 3.0192 | 6.8834 | 5.8159 | 4.4187
5251 | 1.6817e-05 | 0.00010818 | 0.00083096 | 3.8332 | 3.5691 | 3.0192 | 6.5985 | 5.8116 | 4.4187
5252 | 2.5262e-05 | 0.0001097 | 0 | 3.6737 | 3.5676 | 3.0192 | 6.1128 | 5.8074 | 4.4187
5253 | 2.2972e-05 | 0.00010342 | 0 | 3.5957 | 3.5676 | 3.0192 | 5.8871 | 5.8074 | 4.4187
5254 | 9.3242e-06 | 0.00010735 | 0 | 3.5123 | 3.5676 | 3.0192 | 5.6533 | 5.8074 | 4.4187
5255 | 5.8161e-06 | 0.00011184 | 0 | 3.4606 | 3.5691 | 3.0192 | 5.5126 | 5.8116 | 4.4187
5256 | 8.612e-06 | 0.00011408 | 0 | 3.4284 | 3.5691 | 3.0192 | 5.4263 | 5.8116 | 4.4187
5257 | 1.0801e-05 | 0.00011707 | 0 | 3.4023 | 3.5676 | 3.0192 | 5.357 | 5.8074 | 4.4187
5258 | 1.3642e-05 | 0.0001159 | 0 | 3.3698 | 3.5691 | 3.0192 | 5.272 | 5.8116 | 4.4187
5259 | 1.751e-05 | 0.00011527 | 0 | 3.3564 | 3.5691 | 3.0192 | 5.2373 | 5.8116 | 4.4187
5260 | 2.0913e-05 | 0.00010669 | 0.0012187 | 3.3445 | 3.5691 | 3.0192 | 5.2065 | 5.8116 | 4.4187
5261 | 2.3529e-05 | 0.00010351 | 0.008088 | 3.3954 | 3.5691 | 3.0192 | 5.339 | 5.8116 | 4.4187
5262 | 3.764e-05 | 0.00010237 | 0.016952 | 3.5298 | 3.5691 | 3.0192 | 5.7018 | 5.8116 | 4.4187
5263 | 3.9216e-05 | 0.00010086 | 0.029084 | 3.6468 | 3.5721 | 3.0192 | 6.0341 | 5.8201 | 4.4187
5264 | 1.6215e-05 | 9.4518e-05 | 0.042601 | 3.7468 | 3.5721 | 3.0192 | 6.3313 | 5.8201 | 4.4187
5265 | 8.1529e-06 | 0.00010314 | 0.051575 | 3.8402 | 3.5721 | 3.0192 | 6.6204 | 5.8201 | 4.4187
5266 | 9.7774e-06 | 0.00010804 | 0.062433 | 3.9549 | 3.5721 | 3.0192 | 6.9921 | 5.8201 | 4.4187
5267 | 1.2756e-05 | 0.00011126 | 0.053126 | 4.0417 | 3.5721 | 3.0192 | 7.286 | 5.8201 | 4.4187
5268 | 1.7748e-05 | 0.00011095 | 0.045647 | 4.0398 | 3.5736 | 3.0192 | 7.2794 | 5.8244 | 4.4187
5269 | 2.1411e-05 | 0.00010567 | 0.045149 | 3.942 | 3.5721 | 3.0192 | 6.9494 | 5.8201 | 4.4187
5270 | 1.968e-05 | 0.00010478 | 0.047309 | 4.0035 | 3.5721 | 3.0192 | 7.1553 | 5.8201 | 4.4187
5271 | 1.4672e-05 | 0.00010182 | 0.025261 | 3.9329 | 3.5721 | 3.0192 | 6.9193 | 5.8201 | 4.4187
5272 | 2.3509e-05 | 0.00010196 | 0.024929 | 3.8612 | 3.5721 | 3.0192 | 6.6871 | 5.8201 | 4.4187
5273 | 1.5687e-05 | 0.00010667 | 0.020109 | 3.8718 | 3.5721 | 3.0192 | 6.7209 | 5.8201 | 4.4187
5274 | 1.8652e-05 | 0.00010854 | 0.0055951 | 3.7568 | 3.5736 | 3.0192 | 6.3616 | 5.8244 | 4.4187
5275 | 1.1898e-05 | 0.00010814 | 0.00083096 | 3.6531 | 3.5721 | 3.0192 | 6.0525 | 5.8201 | 4.4187
5276 | 1.6998e-05 | 0.00010995 | 0 | 3.567 | 3.5736 | 3.0192 | 5.8056 | 5.8244 | 4.4187
5277 | 1.5573e-05 | 0.00010388 | 0 | 3.524 | 3.5721 | 3.0192 | 5.6856 | 5.8201 | 4.4187
5278 | 7.8146e-06 | 0.00010791 | 0 | 3.4635 | 3.5721 | 3.0192 | 5.5202 | 5.8201 | 4.4187
5279 | 5.4142e-06 | 0.00011229 | 0 | 3.4243 | 3.5721 | 3.0192 | 5.4152 | 5.8201 | 4.4187
5280 | 7.5056e-06 | 0.00011422 | 0 | 3.3819 | 3.5721 | 3.0192 | 5.3035 | 5.8201 | 4.4187
5281 | 7.8173e-06 | 0.00011409 | 0 | 3.3591 | 3.5721 | 3.0192 | 5.2442 | 5.8201 | 4.4187
5282 | 9.7772e-06 | 0.00011254 | 0 | 3.3274 | 3.5721 | 3.0192 | 5.1627 | 5.8201 | 4.4187
5283 | 1.4997e-05 | 0.00010969 | 0 | 3.2964 | 3.5736 | 3.0192 | 5.0837 | 5.8244 | 4.4187
5284 | 1.7328e-05 | 0.00010879 | 0.0012741 | 3.2849 | 3.5736 | 3.0192 | 5.0547 | 5.8244 | 4.4187
5285 | 2.0067e-05 | 0.00010662 | 0.008365 | 3.3511 | 3.5736 | 3.0192 | 5.2236 | 5.8244 | 4.4187
5286 | 4.268e-05 | 0.00010416 | 0.017229 | 3.472 | 3.5751 | 3.0192 | 5.5432 | 5.8287 | 4.4187
5287 | 4.0946e-05 | 9.5042e-05 | 0.027256 | 3.5851 | 3.5766 | 3.0192 | 5.8568 | 5.8329 | 4.4187
5288 | 1.6333e-05 | 0.00010323 | 0.032961 | 3.6801 | 3.5766 | 3.0192 | 6.1316 | 5.8329 | 4.4187
5289 | 9.7403e-06 | 0.00010876 | 0.035621 | 3.7042 | 3.5766 | 3.0192 | 6.2032 | 5.8329 | 4.4187
5290 | 7.4553e-06 | 0.00010897 | 0.047143 | 3.7921 | 3.5766 | 3.0192 | 6.47 | 5.8329 | 4.4187
5291 | 1.2768e-05 | 0.00011323 | 0.051298 | 3.8454 | 3.5766 | 3.0192 | 6.637 | 5.8329 | 4.4187
5292 | 1.7586e-05 | 0.00011072 | 0.05573 | 3.8931 | 3.5782 | 3.0192 | 6.7896 | 5.8372 | 4.4187
5293 | 2.1684e-05 | 0.00010562 | 0.053015 | 3.9884 | 3.5766 | 3.0192 | 7.1042 | 5.8329 | 4.4187
5294 | 1.9264e-05 | 0.00010476 | 0.042933 | 3.9697 | 3.5766 | 3.0192 | 7.0415 | 5.8329 | 4.4187
5295 | 1.5055e-05 | 0.00010178 | 0.033682 | 3.942 | 3.5766 | 3.0192 | 6.9494 | 5.8329 | 4.4187
5296 | 1.7784e-05 | 0.00010192 | 0.023987 | 3.8895 | 3.5766 | 3.0192 | 6.7781 | 5.8329 | 4.4187
5297 | 1.0919e-05 | 0.00010663 | 0.017007 | 3.8559 | 3.5766 | 3.0192 | 6.6703 | 5.8329 | 4.4187
5298 | 2.5508e-05 | 0.0001085 | 0.0069801 | 3.7921 | 3.5736 | 3.0192 | 6.47 | 5.8244 | 4.4187
5299 | 1.8398e-05 | 0.00010811 | 0.00094176 | 3.6721 | 3.5736 | 3.0192 | 6.1081 | 5.8244 | 4.4187
5300 | 1.8522e-05 | 0.00010991 | 0 | 3.555 | 3.5736 | 3.0192 | 5.772 | 5.8244 | 4.4187
5301 | 2.4392e-05 | 0.00010389 | 0 | 3.5036 | 3.5721 | 3.0192 | 5.6293 | 5.8201 | 4.4187
5302 | 9.0859e-06 | 0.00010825 | 0 | 3.4677 | 3.5721 | 3.0192 | 5.5317 | 5.8201 | 4.4187
5303 | 6.5757e-06 | 0.00011308 | 0 | 3.4298 | 3.5721 | 3.0192 | 5.43 | 5.8201 | 4.4187
5304 | 8.695e-06 | 0.0001157 | 0 | 3.3927 | 3.5721 | 3.0192 | 5.3319 | 5.8201 | 4.4187
5305 | 8.4304e-06 | 0.00011816 | 0 | 3.3725 | 3.5721 | 3.0192 | 5.2789 | 5.8201 | 4.4187
5306 | 1.1495e-05 | 0.00011924 | 0 | 3.3564 | 3.5721 | 3.0192 | 5.2373 | 5.8201 | 4.4187
5307 | 1.6749e-05 | 0.00011939 | 0 | 3.3604 | 3.5736 | 3.0192 | 5.2477 | 5.8244 | 4.4187
5308 | 2.3474e-05 | 0.00011927 | 0.00094176 | 3.3472 | 3.5736 | 3.0192 | 5.2133 | 5.8244 | 4.4187
5309 | 2.9325e-05 | 0.00011904 | 0.0071463 | 3.3846 | 3.5736 | 3.0192 | 5.3106 | 5.8244 | 4.4187
5310 | 3.38e-05 | 0.00011865 | 0.018392 | 3.4592 | 3.5751 | 3.0192 | 5.5088 | 5.8287 | 4.4187
5311 | 4.4548e-05 | 0.00011873 | 0.030856 | 3.5715 | 3.5766 | 3.0192 | 5.8183 | 5.8329 | 4.4187
5312 | 1.8669e-05 | 0.00011839 | 0.038667 | 3.6642 | 3.5751 | 3.0192 | 6.0848 | 5.8287 | 4.4187
5313 | 2.1309e-05 | 0.0001164 | 0.051021 | 3.7955 | 3.5751 | 3.0192 | 6.4805 | 5.8287 | 4.4187
5314 | 1.1723e-05 | 0.00011484 | 0.055785 | 3.8594 | 3.5751 | 3.0192 | 6.6815 | 5.8287 | 4.4187
5315 | 1.8413e-05 | 0.00011568 | 0.049082 | 3.9347 | 3.5751 | 3.0192 | 6.9253 | 5.8287 | 4.4187
5316 | 1.7739e-05 | 0.00011127 | 0.045426 | 3.9494 | 3.5766 | 3.0192 | 6.9737 | 5.8329 | 4.4187
5317 | 2.048e-05 | 0.00010557 | 0.051243 | 3.979 | 3.5766 | 3.0192 | 7.0727 | 5.8329 | 4.4187
5318 | 3.2829e-05 | 0.00010471 | 0.037449 | 3.9567 | 3.5766 | 3.0192 | 6.9982 | 5.8329 | 4.4187
5319 | 1.7413e-05 | 0.00010176 | 0.035067 | 3.9238 | 3.5766 | 3.0192 | 6.8894 | 5.8329 | 4.4187
5320 | 1.1728e-05 | 0.00010188 | 0.030856 | 3.9604 | 3.5721 | 3.0192 | 7.0105 | 5.8201 | 4.4187
5321 | 2.3142e-05 | 0.00010658 | 0.01817 | 3.9201 | 3.5721 | 3.0192 | 6.8775 | 5.8201 | 4.4187
5322 | 1.3105e-05 | 0.00010847 | 0.007811 | 3.8091 | 3.5721 | 3.0192 | 6.5229 | 5.8201 | 4.4187
5323 | 1.149e-05 | 0.00010808 | 0.00077556 | 3.6657 | 3.5706 | 3.0192 | 6.0894 | 5.8159 | 4.4187
5324 | 1.9815e-05 | 0.00010988 | 0 | 3.573 | 3.5706 | 3.0192 | 5.8226 | 5.8159 | 4.4187
5325 | 1.662e-05 | 0.00010385 | 0 | 3.4748 | 3.5721 | 3.0192 | 5.5509 | 5.8201 | 4.4187
5326 | 6.3924e-06 | 0.0001082 | 0 | 3.4312 | 3.5721 | 3.0192 | 5.4337 | 5.8201 | 4.4187
5327 | 2.2767e-06 | 0.00011303 | 0 | 3.39 | 3.5721 | 3.0192 | 5.3248 | 5.8201 | 4.4187
5328 | 3.0653e-06 | 0.00011566 | 0 | 3.3564 | 3.5706 | 3.0192 | 5.2373 | 5.8159 | 4.4187
5329 | 3.4946e-06 | 0.00011813 | 0 | 3.308 | 3.5721 | 3.0192 | 5.113 | 5.8201 | 4.4187
5330 | 5.4133e-06 | 0.00011922 | 0 | 3.2785 | 3.5721 | 3.0192 | 5.0387 | 5.8201 | 4.4187
5331 | 1.0284e-05 | 0.00011944 | 0 | 3.2823 | 3.5706 | 3.0192 | 5.0483 | 5.8159 | 4.4187
5332 | 1.251e-05 | 0.00011946 | 0.00088636 | 3.2571 | 3.5721 | 3.0192 | 4.9851 | 5.8201 | 4.4187
5333 | 2.986e-05 | 0.0001194 | 0.0070909 | 3.3196 | 3.5721 | 3.0192 | 5.1427 | 5.8201 | 4.4187
5334 | 2.1924e-05 | 0.00011924 | 0.016121 | 3.4494 | 3.5721 | 3.0192 | 5.4822 | 5.8201 | 4.4187
5335 | 1.8712e-05 | 0.00011915 | 0.027976 | 3.579 | 3.5721 | 3.0192 | 5.8397 | 5.8201 | 4.4187
5336 | 4.4242e-05 | 0.00011864 | 0.040662 | 3.7091 | 3.5721 | 3.0192 | 6.2177 | 5.8201 | 4.4187
5337 | 1.2367e-05 | 0.00011649 | 0.055231 | 3.8454 | 3.5721 | 3.0192 | 6.637 | 5.8201 | 4.4187
5338 | 1.2704e-05 | 0.00011482 | 0.065314 | 3.9439 | 3.5721 | 3.0192 | 6.9555 | 5.8201 | 4.4187
5339 | 1.7527e-05 | 0.00011566 | 0.060051 | 3.9997 | 3.5736 | 3.0192 | 7.1424 | 5.8244 | 4.4187
5340 | 2.1562e-05 | 0.00011127 | 0.059109 | 4.0168 | 3.5721 | 3.0192 | 7.2005 | 5.8201 | 4.4187
5341 | 3.2741e-05 | 0.00010554 | 0.062156 | 4.0964 | 3.5706 | 3.0192 | 7.4774 | 5.8159 | 4.4187
5342 | 2.8684e-05 | 0.00010468 | 0.040606 | 4.1485 | 3.5721 | 3.0192 | 7.6643 | 5.8201 | 4.4187
5343 | 1.5629e-05 | 0.00010174 | 0.039886 | 4.0475 | 3.5721 | 3.0192 | 7.3061 | 5.8201 | 4.4187
5344 | 1.2932e-05 | 0.00010184 | 0.029305 | 4.0263 | 3.5706 | 3.0192 | 7.2332 | 5.8159 | 4.4187
5345 | 8.1123e-06 | 0.00010655 | 0.019334 | 3.9772 | 3.5706 | 3.0192 | 7.0665 | 5.8159 | 4.4187
5346 | 9.7321e-06 | 0.00010844 | 0.0070909 | 3.8842 | 3.5691 | 3.0192 | 6.7608 | 5.8116 | 4.4187
5347 | 1.1812e-05 | 0.00010805 | 0.00083096 | 3.7534 | 3.5676 | 3.0192 | 6.3514 | 5.8074 | 4.4187
5348 | 2.117e-05 | 0.00010985 | 0 | 3.6531 | 3.5676 | 3.0192 | 6.0525 | 5.8074 | 4.4187
5349 | 2.6958e-05 | 0.00010371 | 0 | 3.5836 | 3.5676 | 3.0192 | 5.8525 | 5.8074 | 4.4187
5350 | 6.3741e-06 | 0.00010817 | 0 | 3.5036 | 3.5691 | 3.0192 | 5.6293 | 5.8116 | 4.4187
5351 | 2.1087e-06 | 0.000113 | 0 | 3.4451 | 3.5691 | 3.0192 | 5.4709 | 5.8116 | 4.4187
5352 | 2.814e-06 | 0.00011555 | 0 | 3.3819 | 3.5706 | 3.0192 | 5.3035 | 5.8159 | 4.4187
5353 | 6.0242e-07 | 0.00011784 | 0 | 3.3752 | 3.5706 | 3.0192 | 5.2859 | 5.8159 | 4.4187
5354 | 3.6933e-07 | 0.00011878 | 0 | 3.3301 | 3.5706 | 3.0192 | 5.1694 | 5.8159 | 4.4187
5355 | 1.2891e-06 | 0.00011864 | 0 | 3.3419 | 3.5706 | 3.0192 | 5.1997 | 5.8159 | 4.4187
5356 | 5.8062e-06 | 0.0001185 | 0.00077556 | 3.334 | 3.5706 | 3.0192 | 5.1795 | 5.8159 | 4.4187
5357 | 3.1185e-06 | 0.00011832 | 0.007534 | 3.3725 | 3.5706 | 3.0192 | 5.2789 | 5.8159 | 4.4187
5358 | 1.5884e-05 | 0.00011817 | 0.019278 | 3.5357 | 3.5721 | 3.0192 | 5.7182 | 5.8201 | 4.4187
5359 | 2.3703e-05 | 0.00011854 | 0.032463 | 3.6929 | 3.5721 | 3.0192 | 6.1696 | 5.8201 | 4.4187
5360 | 2.7289e-05 | 0.00011824 | 0.040329 | 3.8143 | 3.5736 | 3.0192 | 6.539 | 5.8244 | 4.4187
5361 | 1.0652e-05 | 0.00011631 | 0.053348 | 3.9512 | 3.5721 | 3.0192 | 6.9798 | 5.8201 | 4.4187
5362 | 6.1661e-06 | 0.00011478 | 0.057946 | 4.0669 | 3.5721 | 3.0192 | 7.3737 | 5.8201 | 4.4187
5363 | 7.5559e-06 | 0.00011565 | 0.068914 | 4.1669 | 3.5721 | 3.0192 | 7.7312 | 5.8201 | 4.4187
5364 | 8.5564e-06 | 0.00011126 | 0.066255 | 4.2441 | 3.5736 | 3.0192 | 8.0189 | 5.8244 | 4.4187
5365 | 9.5888e-06 | 0.00010551 | 0.070133 | 4.3001 | 3.5736 | 3.0192 | 8.2343 | 5.8244 | 4.4187
5366 | 9.5279e-06 | 0.00010465 | 0.055065 | 4.3155 | 3.5736 | 3.0192 | 8.2943 | 5.8244 | 4.4187
5367 | 6.7882e-06 | 0.00010172 | 0.047863 | 4.3331 | 3.5736 | 3.0192 | 8.3639 | 5.8244 | 4.4187
5368 | 5.8623e-06 | 0.00010181 | 0.034236 | 4.3177 | 3.5721 | 3.0192 | 8.3029 | 5.8201 | 4.4187
5369 | 3.7004e-06 | 0.00010651 | 0.021383 | 4.2633 | 3.5721 | 3.0192 | 8.0922 | 5.8201 | 4.4187
5370 | 3.5707e-05 | 0.00010841 | 0.007534 | 4.1103 | 3.5721 | 3.0192 | 7.5268 | 5.8201 | 4.4187
5371 | 1.4063e-05 | 0.00010802 | 0.00060937 | 3.8559 | 3.5721 | 3.0192 | 6.6703 | 5.8201 | 4.4187
5372 | 9.5919e-06 | 0.00010982 | 0 | 3.7468 | 3.5736 | 3.0192 | 6.3313 | 5.8244 | 4.4187
5373 | 9.6833e-06 | 0.00010376 | 0 | 3.6421 | 3.5736 | 3.0192 | 6.0205 | 5.8244 | 4.4187
5374 | 4.7035e-06 | 0.00010786 | 0 | 3.5655 | 3.5736 | 3.0192 | 5.8014 | 5.8244 | 4.4187
5375 | 1.9797e-06 | 0.00011232 | 0 | 3.505 | 3.5736 | 3.0192 | 5.6333 | 5.8244 | 4.4187
5376 | 2.3173e-06 | 0.00011488 | 0 | 3.4791 | 3.5736 | 3.0192 | 5.5626 | 5.8244 | 4.4187
5377 | 5.3312e-07 | 0.00011469 | 0 | 3.4284 | 3.5751 | 3.0192 | 5.4263 | 5.8287 | 4.4187
5378 | 1.571e-07 | 0.00011163 | 0 | 3.4009 | 3.5751 | 3.0192 | 5.3534 | 5.8287 | 4.4187
5379 | 1.8956e-07 | 0.00011011 | 0 | 3.3671 | 3.5766 | 3.0192 | 5.265 | 5.8329 | 4.4187
5380 | 6.4789e-07 | 0.00010719 | 0.00094176 | 3.3445 | 3.5766 | 3.0192 | 5.2065 | 5.8329 | 4.4187
5381 | 1.4992e-05 | 0.0001027 | 0.0078664 | 3.3873 | 3.5766 | 3.0192 | 5.3177 | 5.8329 | 4.4187
5382 | 1.447e-05 | 0.00010222 | 0.017561 | 3.5269 | 3.5797 | 3.0192 | 5.6937 | 5.8415 | 4.4187
5383 | 3.8523e-05 | 9.8426e-05 | 0.03141 | 3.6801 | 3.5797 | 3.0192 | 6.1316 | 5.8415 | 4.4187
5384 | 1.1001e-05 | 0.00010079 | 0.045093 | 3.835 | 3.5812 | 3.0192 | 6.604 | 5.8458 | 4.4187
5385 | 8.242e-06 | 0.00010794 | 0.05501 | 4.0035 | 3.5812 | 3.0192 | 7.1553 | 5.8458 | 4.4187
5386 | 6.2438e-06 | 0.00010926 | 0.061048 | 4.1506 | 3.5812 | 3.0192 | 7.6717 | 5.8458 | 4.4187
5387 | 1.2663e-05 | 0.00011375 | 0.064372 | 4.2484 | 3.5812 | 3.0192 | 8.0351 | 5.8458 | 4.4187
5388 | 1.7582e-05 | 0.00011119 | 0.059109 | 4.3221 | 3.5827 | 3.0192 | 8.3202 | 5.8501 | 4.4187
5389 | 2.4919e-05 | 0.00010549 | 0.054954 | 4.3576 | 3.5827 | 3.0192 | 8.4615 | 5.8501 | 4.4187
5390 | 1.8699e-05 | 0.00010464 | 0.052683 | 4.419 | 3.5827 | 3.0192 | 8.7112 | 5.8501 | 4.4187
5391 | 1.8359e-05 | 0.0001017 | 0.042933 | 4.4352 | 3.5827 | 3.0192 | 8.7783 | 5.8501 | 4.4187
5392 | 1.1493e-05 | 0.00010178 | 0.029194 | 4.4098 | 3.5827 | 3.0192 | 8.6733 | 5.8501 | 4.4187
5393 | 1.8678e-05 | 0.00010649 | 0.016287 | 4.2936 | 3.5827 | 3.0192 | 8.2089 | 5.8501 | 4.4187
5394 | 2.9126e-05 | 0.00010839 | 0.0073125 | 4.1324 | 3.5842 | 3.0192 | 7.6058 | 5.8544 | 4.4187
5395 | 2.1452e-05 | 0.000108 | 0.00069247 | 3.9384 | 3.5842 | 3.0192 | 6.9373 | 5.8544 | 4.4187
5396 | 1.9193e-05 | 0.0001098 | 0 | 3.7785 | 3.5857 | 3.0192 | 6.4283 | 5.8587 | 4.4187
5397 | 1.74e-05 | 0.00010365 | 0 | 3.6689 | 3.5857 | 3.0192 | 6.0988 | 5.8587 | 4.4187
5398 | 7.2426e-06 | 0.0001081 | 0 | 3.6405 | 3.5857 | 3.0192 | 6.0159 | 5.8587 | 4.4187
5399 | 2.1131e-06 | 0.00011295 | 0 | 3.564 | 3.5857 | 3.0192 | 5.7972 | 5.8587 | 4.4187
5400 | 2.3236e-06 | 0.00011557 | 0 | 3.5328 | 3.5888 | 3.0192 | 5.71 | 5.8673 | 4.4187
5401 | 5.3282e-07 | 0.00011799 | 0 | 3.5065 | 3.5888 | 3.0192 | 5.6373 | 5.8673 | 4.4187
5402 | 1.2771e-07 | 0.00011911 | 0 | 3.4906 | 3.5888 | 3.0192 | 5.5938 | 5.8673 | 4.4187
5403 | 1.154e-07 | 0.00011926 | 0 | 3.4777 | 3.5903 | 3.0192 | 5.5587 | 5.8717 | 4.4187
5404 | 1.1513e-06 | 0.00011905 | 0.00077556 | 3.427 | 3.5918 | 3.0192 | 5.4226 | 5.876 | 4.4187
5405 | 4.9106e-06 | 0.00011868 | 0.0072571 | 3.4479 | 3.5918 | 3.0192 | 5.4785 | 5.876 | 4.4187
5406 | 2.7151e-05 | 0.00011654 | 0.019057 | 3.6172 | 3.5934 | 3.0192 | 5.9486 | 5.8803 | 4.4187
5407 | 2.3435e-05 | 0.00011164 | 0.035842 | 3.8143 | 3.5934 | 3.0192 | 6.539 | 5.8803 | 4.4187
5408 | 6.9952e-06 | 0.00011432 | 0.049691 | 3.9997 | 3.5949 | 3.0192 | 7.1424 | 5.8847 | 4.4187
5409 | 1.5939e-05 | 0.00011349 | 0.061325 | 4.1425 | 3.5964 | 3.0192 | 7.6423 | 5.889 | 4.4187
5410 | 1.0466e-05 | 0.00011347 | 0.065978 | 4.2914 | 3.5979 | 3.0192 | 8.2004 | 5.8934 | 4.4187
5411 | 1.2895e-05 | 0.00011541 | 0.059552 | 4.3802 | 3.5979 | 3.0192 | 8.5523 | 5.8934 | 4.4187
5412 | 1.7502e-05 | 0.00011125 | 0.063596 | 4.4703 | 3.5995 | 3.0192 | 8.9258 | 5.8978 | 4.4187
5413 | 2.1451e-05 | 0.00010547 | 0.052461 | 4.5035 | 3.5995 | 3.0192 | 9.0679 | 5.8978 | 4.4187
5414 | 2.2158e-05 | 0.00010462 | 0.049913 | 4.5276 | 3.5995 | 3.0192 | 9.1722 | 5.8978 | 4.4187
5415 | 1.5289e-05 | 0.00010169 | 0.042656 | 4.5012 | 3.5995 | 3.0192 | 9.0576 | 5.8978 | 4.4187
5416 | 1.3319e-05 | 0.00010176 | 0.02997 | 4.4282 | 3.5995 | 3.0192 | 8.7494 | 5.8978 | 4.4187
5417 | 2.8076e-05 | 0.00010646 | 0.014348 | 4.3155 | 3.5995 | 3.0192 | 8.2943 | 5.8978 | 4.4187
5418 | 1.9889e-05 | 0.00010837 | 0.0054843 | 4.1546 | 3.5995 | 3.0192 | 7.6865 | 5.8978 | 4.4187
5419 | 1.2394e-05 | 0.00010798 | 0.00055397 | 4.0092 | 3.5995 | 3.0192 | 7.1746 | 5.8978 | 4.4187
5420 | 1.6453e-05 | 0.00010978 | 0 | 3.8842 | 3.5995 | 3.0192 | 6.7608 | 5.8978 | 4.4187
5421 | 1.7654e-05 | 0.00010364 | 0 | 3.7921 | 3.5995 | 3.0192 | 6.47 | 5.8978 | 4.4187
5422 | 6.4254e-06 | 0.00010807 | 0 | 3.7484 | 3.5995 | 3.0192 | 6.3363 | 5.8978 | 4.4187
5423 | 2.1166e-06 | 0.00011292 | 0 | 3.7074 | 3.601 | 3.0192 | 6.2128 | 5.9021 | 4.4187
5424 | 2.3315e-06 | 0.00011556 | 0 | 3.6562 | 3.6025 | 3.0192 | 6.0617 | 5.9065 | 4.4187
5425 | 5.3439e-07 | 0.00011802 | 0 | 3.5912 | 3.6025 | 3.0192 | 5.8741 | 5.9065 | 4.4187
5426 | 1.2611e-07 | 0.00011912 | 0 | 3.573 | 3.6056 | 3.0192 | 5.8226 | 5.9153 | 4.4187
5427 | 6.1479e-07 | 0.00011934 | 0 | 3.5372 | 3.6056 | 3.0192 | 5.7223 | 5.9153 | 4.4187
5428 | 7.8435e-07 | 0.00011936 | 0.00055397 | 3.4934 | 3.6056 | 3.0192 | 5.6017 | 5.9153 | 4.4187
5429 | 3.0269e-07 | 0.00011936 | 0.0060383 | 3.5284 | 3.6087 | 3.0192 | 5.6977 | 5.9241 | 4.4187
5430 | 9.2601e-06 | 0.00011936 | 0.013572 | 3.6468 | 3.6087 | 3.0192 | 6.0341 | 5.9241 | 4.4187
5431 | 3.9545e-05 | 0.00011928 | 0.023932 | 3.7369 | 3.6087 | 3.0192 | 6.3012 | 5.9241 | 4.4187
5432 | 2.4896e-05 | 0.00011872 | 0.038723 | 3.8594 | 3.6102 | 3.0192 | 6.6815 | 5.9285 | 4.4187
5433 | 7.8351e-06 | 0.00011651 | 0.049802 | 4.0073 | 3.6118 | 3.0192 | 7.1681 | 5.9329 | 4.4187
5434 | 7.7098e-06 | 0.00011475 | 0.040163 | 4.0552 | 3.6133 | 3.0192 | 7.333 | 5.9374 | 4.4187
5435 | 1.2556e-05 | 0.00011563 | 0.040717 | 4.1103 | 3.6133 | 3.0192 | 7.5268 | 5.9374 | 4.4187
5436 | 1.878e-05 | 0.00011126 | 0.043653 | 4.1546 | 3.6133 | 3.0192 | 7.6865 | 5.9374 | 4.4187
5437 | 2.0752e-05 | 0.00010545 | 0.04465 | 4.2083 | 3.6133 | 3.0192 | 7.8841 | 5.9374 | 4.4187
5438 | 1.8752e-05 | 0.0001046 | 0.033183 | 4.2484 | 3.6133 | 3.0192 | 8.0351 | 5.9374 | 4.4187
5439 | 1.9271e-05 | 0.00010168 | 0.031189 | 4.2612 | 3.6133 | 3.0192 | 8.084 | 5.9374 | 4.4187
5440 | 1.9532e-05 | 0.00010173 | 0.024929 | 4.202 | 3.6133 | 3.0192 | 7.8608 | 5.9374 | 4.4187
5441 | 2.3752e-05 | 0.00010644 | 0.015123 | 4.1813 | 3.6133 | 3.0192 | 7.784 | 5.9374 | 4.4187
5442 | 1.3877e-05 | 0.00010835 | 0.004598 | 4.0494 | 3.6149 | 3.0192 | 7.3128 | 5.9418 | 4.4187
5443 | 1.4225e-05 | 0.00010797 | 0.00033238 | 3.8931 | 3.6149 | 3.0192 | 6.7896 | 5.9418 | 4.4187
5444 | 2.0844e-05 | 0.00010976 | 0 | 3.8023 | 3.6149 | 3.0192 | 6.5017 | 5.9418 | 4.4187
5445 | 2.347e-05 | 0.00010362 | 0 | 3.7484 | 3.6164 | 3.0192 | 6.3363 | 5.9462 | 4.4187
5446 | 9.6563e-06 | 0.00010805 | 0 | 3.6993 | 3.6164 | 3.0192 | 6.1887 | 5.9462 | 4.4187
5447 | 2.1182e-06 | 0.0001129 | 0 | 3.6203 | 3.6164 | 3.0192 | 5.9575 | 5.9462 | 4.4187
5448 | 2.3378e-06 | 0.00011554 | 0 | 3.5836 | 3.6179 | 3.0192 | 5.8525 | 5.9507 | 4.4187
5449 | 5.3439e-07 | 0.000118 | 0 | 3.555 | 3.6179 | 3.0192 | 5.772 | 5.9507 | 4.4187
5450 | 1.2861e-07 | 0.00011911 | 0 | 3.5535 | 3.6179 | 3.0192 | 5.7678 | 5.9507 | 4.4187
5451 | 6.2163e-07 | 0.00011933 | 0 | 3.5446 | 3.6179 | 3.0192 | 5.7429 | 5.9507 | 4.4187
5452 | 2.4237e-06 | 0.00011935 | 0.00027699 | 3.4978 | 3.6195 | 3.0192 | 5.6135 | 5.9551 | 4.4187
5453 | 2.5465e-07 | 0.00011935 | 0.004321 | 3.549 | 3.6195 | 3.0192 | 5.7553 | 5.9551 | 4.4187
5454 | 1.3172e-05 | 0.00011935 | 0.01468 | 3.6689 | 3.621 | 3.0192 | 6.0988 | 5.9596 | 4.4187
5455 | 4.0862e-05 | 0.00011926 | 0.021771 | 3.7938 | 3.621 | 3.0192 | 6.4753 | 5.9596 | 4.4187
5456 | 1.4157e-05 | 0.0001187 | 0.025926 | 3.8949 | 3.621 | 3.0192 | 6.7954 | 5.9596 | 4.4187
5457 | 6.0024e-06 | 0.0001165 | 0.034679 | 3.9623 | 3.6241 | 3.0192 | 7.0167 | 5.9685 | 4.4187
5458 | 8.0196e-06 | 0.00011474 | 0.047199 | 4.063 | 3.6226 | 3.0192 | 7.36 | 5.964 | 4.4187
5459 | 1.2545e-05 | 0.00011565 | 0.054622 | 4.1669 | 3.6226 | 3.0192 | 7.7312 | 5.964 | 4.4187
5460 | 1.8904e-05 | 0.00011125 | 0.060272 | 4.2676 | 3.6241 | 3.0192 | 8.1087 | 5.9685 | 4.4187
5461 | 2.0415e-05 | 0.00010544 | 0.065591 | 4.4006 | 3.6241 | 3.0192 | 8.6357 | 5.9685 | 4.4187
5462 | 1.9859e-05 | 0.00010459 | 0.044318 | 4.3554 | 3.6241 | 3.0192 | 8.4526 | 5.9685 | 4.4187
5463 | 1.5764e-05 | 0.00010167 | 0.037172 | 4.3599 | 3.6226 | 3.0192 | 8.4705 | 5.964 | 4.4187
5464 | 2.4788e-05 | 0.00010172 | 0.019832 | 4.2612 | 3.6226 | 3.0192 | 8.084 | 5.964 | 4.4187
5465 | 1.9165e-05 | 0.00010642 | 0.012908 | 4.2209 | 3.6226 | 3.0192 | 7.9312 | 5.964 | 4.4187
5466 | 1.6374e-05 | 0.00010834 | 0.0043764 | 4.0747 | 3.6226 | 3.0192 | 7.401 | 5.964 | 4.4187
5467 | 1.9023e-05 | 0.00010795 | 0.00060937 | 3.9347 | 3.6226 | 3.0192 | 6.9253 | 5.964 | 4.4187
5468 | 2.1819e-05 | 0.00010975 | 0 | 3.828 | 3.6226 | 3.0192 | 6.5822 | 5.964 | 4.4187
5469 | 1.8317e-05 | 0.00010361 | 0 | 3.7618 | 3.6226 | 3.0192 | 6.3768 | 5.964 | 4.4187
5470 | 6.4462e-06 | 0.00010802 | 0 | 3.6945 | 3.6241 | 3.0192 | 6.1743 | 5.9685 | 4.4187
5471 | 2.1182e-06 | 0.00011289 | 0 | 3.639 | 3.6241 | 3.0192 | 6.0114 | 5.9685 | 4.4187
5472 | 2.3441e-06 | 0.00011552 | 0 | 3.6095 | 3.6241 | 3.0192 | 5.9265 | 5.9685 | 4.4187
5473 | 5.3597e-07 | 0.00011799 | 0 | 3.567 | 3.6226 | 3.0192 | 5.8056 | 5.964 | 4.4187
5474 | 1.2769e-07 | 0.0001191 | 0 | 3.5313 | 3.6257 | 3.0192 | 5.7059 | 5.973 | 4.4187
5475 | 1.1319e-07 | 0.00011932 | 0 | 3.4777 | 3.6257 | 3.0192 | 5.5587 | 5.973 | 4.4187
5476 | 1.7453e-06 | 0.00011934 | 0.00033238 | 3.4848 | 3.6257 | 3.0192 | 5.5781 | 5.973 | 4.4187
5477 | 3.2881e-06 | 0.00011934 | 0.0046534 | 3.4949 | 3.6273 | 3.0192 | 5.6056 | 5.9775 | 4.4187
5478 | 1.6587e-05 | 0.00011934 | 0.013849 | 3.6203 | 3.6273 | 3.0192 | 5.9575 | 5.9775 | 4.4187
5479 | 2.8772e-05 | 0.00011923 | 0.025871 | 3.7188 | 3.6273 | 3.0192 | 6.2469 | 5.9775 | 4.4187
5480 | 3.1128e-05 | 0.00011869 | 0.040496 | 3.8507 | 3.6273 | 3.0192 | 6.6536 | 5.9775 | 4.4187
5481 | 1.1734e-05 | 0.00011649 | 0.048916 | 3.9734 | 3.6273 | 3.0192 | 7.0539 | 5.9775 | 4.4187
5482 | 8.9621e-06 | 0.00011473 | 0.049414 | 4.0092 | 3.6288 | 3.0192 | 7.1746 | 5.982 | 4.4187
5483 | 2.0333e-05 | 0.00011565 | 0.042268 | 3.9941 | 3.6304 | 3.0192 | 7.1233 | 5.9865 | 4.4187
5484 | 2.225e-05 | 0.00011126 | 0.044484 | 4.0455 | 3.6304 | 3.0192 | 7.2994 | 5.9865 | 4.4187
5485 | 2.3283e-05 | 0.00010543 | 0.043875 | 4.0475 | 3.6319 | 3.0192 | 7.3061 | 5.991 | 4.4187
5486 | 3.0598e-05 | 0.00010458 | 0.037282 | 4.034 | 3.6319 | 3.0192 | 7.2595 | 5.991 | 4.4187
5487 | 1.6249e-05 | 0.00010167 | 0.029582 | 4.0533 | 3.6319 | 3.0192 | 7.3262 | 5.991 | 4.4187
5488 | 1.0848e-05 | 0.00010173 | 0.021827 | 4.0417 | 3.6319 | 3.0192 | 7.286 | 5.991 | 4.4187
5489 | 2.3958e-05 | 0.00010641 | 0.013905 | 4.0187 | 3.6319 | 3.0192 | 7.207 | 5.991 | 4.4187
5490 | 8.8017e-06 | 0.00010832 | 0.0031577 | 3.9274 | 3.6319 | 3.0192 | 6.9013 | 5.991 | 4.4187
5491 | 2.5409e-05 | 0.00010794 | 0.00027699 | 3.8332 | 3.6319 | 3.0192 | 6.5985 | 5.991 | 4.4187
5492 | 2.8533e-05 | 0.00010973 | 0 | 3.7518 | 3.6319 | 3.0192 | 6.3464 | 5.991 | 4.4187
5493 | 1.7815e-05 | 0.0001036 | 0 | 3.6578 | 3.6319 | 3.0192 | 6.0663 | 5.991 | 4.4187
5494 | 8.5231e-06 | 0.00010801 | 0 | 3.6018 | 3.6319 | 3.0192 | 5.9045 | 5.991 | 4.4187
5495 | 2.1339e-06 | 0.00011287 | 0 | 3.5535 | 3.6319 | 3.0192 | 5.7678 | 5.991 | 4.4187
5496 | 2.4064e-06 | 0.00011551 | 0 | 3.5745 | 3.6319 | 3.0192 | 5.8268 | 5.991 | 4.4187
5497 | 7.1993e-07 | 0.00011798 | 0 | 3.5431 | 3.6335 | 3.0192 | 5.7388 | 5.9955 | 4.4187
5498 | 3.4164e-07 | 0.00011909 | 0 | 3.5137 | 3.6319 | 3.0192 | 5.6573 | 5.991 | 4.4187
5499 | 3.4076e-07 | 0.00011929 | 0 | 3.472 | 3.6335 | 3.0192 | 5.5432 | 5.9955 | 4.4187
5500 | 1.2775e-06 | 0.00011925 | 0.00038778 | 3.4312 | 3.6335 | 3.0192 | 5.4337 | 5.9955 | 4.4187
5501 | 3.0159e-06 | 0.00011901 | 0.0050412 | 3.4187 | 3.6335 | 3.0192 | 5.4005 | 5.9955 | 4.4187
5502 | 8.6303e-06 | 0.00011861 | 0.013365 | 3.5416 | 3.6335 | 3.0192 | 5.7346 | 5.9955 | 4.4187
5503 | 2.7576e-05 | 0.00011872 | 0.02022 | 3.6374 | 3.6335 | 3.0192 | 6.0069 | 5.9955 | 4.4187
5504 | 2.9188e-05 | 0.00011813 | 0.028308 | 3.7221 | 3.6319 | 3.0192 | 6.2567 | 5.991 | 4.4187
5505 | 2.332e-05 | 0.00011616 | 0.030912 | 3.7938 | 3.6335 | 3.0192 | 6.4753 | 5.9955 | 4.4187
5506 | 8.9441e-06 | 0.00011466 | 0.037726 | 3.8542 | 3.6335 | 3.0192 | 6.6647 | 5.9955 | 4.4187
5507 | 1.6529e-05 | 0.00011566 | 0.031632 | 3.8895 | 3.6335 | 3.0192 | 6.7781 | 5.9955 | 4.4187
5508 | 1.9881e-05 | 0.00011127 | 0.031687 | 3.8895 | 3.6335 | 3.0192 | 6.7781 | 5.9955 | 4.4187
5509 | 4.7685e-05 | 0.00010542 | 0.026868 | 3.8931 | 3.6335 | 3.0192 | 6.7896 | 5.9955 | 4.4187
5510 | 1.8668e-05 | 0.00010458 | 0.01745 | 3.8384 | 3.6335 | 3.0192 | 6.615 | 5.9955 | 4.4187
5511 | 1.4712e-05 | 0.00010167 | 0.016508 | 3.7501 | 3.6335 | 3.0192 | 6.3413 | 5.9955 | 4.4187
5512 | 1.0888e-05 | 0.00010172 | 0.015954 | 3.7718 | 3.6319 | 3.0192 | 6.4076 | 5.991 | 4.4187
5513 | 8.3874e-06 | 0.00010639 | 0.010359 | 3.7955 | 3.6319 | 3.0192 | 6.4805 | 5.991 | 4.4187
5514 | 1.27e-05 | 0.00010832 | 0.0028253 | 3.7336 | 3.6319 | 3.0192 | 6.2913 | 5.991 | 4.4187
5515 | 1.1862e-05 | 0.00010794 | 0.00022159 | 3.6721 | 3.6319 | 3.0192 | 6.1081 | 5.991 | 4.4187
5516 | 2.0847e-05 | 0.00010963 | 0 | 3.5505 | 3.6319 | 3.0192 | 5.7595 | 5.991 | 4.4187
5517 | 1.5379e-05 | 0.00010359 | 0 | 3.5298 | 3.6319 | 3.0192 | 5.7018 | 5.991 | 4.4187
5518 | 8.0195e-06 | 0.00010799 | 0 | 3.4963 | 3.6319 | 3.0192 | 5.6095 | 5.991 | 4.4187
5519 | 3.0329e-06 | 0.00011286 | 0 | 3.492 | 3.6304 | 3.0192 | 5.5977 | 5.9865 | 4.4187
5520 | 4.3744e-06 | 0.0001155 | 0 | 3.505 | 3.6304 | 3.0192 | 5.6333 | 5.9865 | 4.4187
5521 | 3.9081e-06 | 0.00011796 | 0 | 3.4963 | 3.6304 | 3.0192 | 5.6095 | 5.9865 | 4.4187
5522 | 4.781e-06 | 0.00011884 | 0 | 3.455 | 3.6304 | 3.0192 | 5.4974 | 5.9865 | 4.4187
5523 | 5.6488e-06 | 0.00011814 | 0 | 3.434 | 3.6304 | 3.0192 | 5.4411 | 5.9865 | 4.4187
5524 | 8.4724e-06 | 0.00011446 | 0.00041548 | 3.4105 | 3.6304 | 3.0192 | 5.3787 | 5.9865 | 4.4187
5525 | 2.0321e-05 | 0.00011009 | 0.0038778 | 3.4423 | 3.6304 | 3.0192 | 5.4634 | 5.9865 | 4.4187
5526 | 2.2631e-05 | 0.00010695 | 0.0097499 | 3.5007 | 3.6304 | 3.0192 | 5.6214 | 5.9865 | 4.4187
5527 | 2.6145e-05 | 0.00010847 | 0.01745 | 3.5715 | 3.6304 | 3.0192 | 5.8183 | 5.9865 | 4.4187
5528 | 2.4182e-05 | 0.00011293 | 0.022658 | 3.5881 | 3.6304 | 3.0192 | 5.8654 | 5.9865 | 4.4187
5529 | 6.9274e-06 | 0.00011278 | 0.030081 | 3.6531 | 3.6288 | 3.0192 | 6.0525 | 5.982 | 4.4187
5530 | 5.6213e-06 | 0.00011366 | 0.039443 | 3.7352 | 3.6288 | 3.0192 | 6.2963 | 5.982 | 4.4187
5531 | 7.6082e-06 | 0.00011553 | 0.045093 | 3.816 | 3.6288 | 3.0192 | 6.5444 | 5.982 | 4.4187
5532 | 8.4858e-06 | 0.00011128 | 0.048196 | 3.8842 | 3.6288 | 3.0192 | 6.7608 | 5.982 | 4.4187
5533 | 1.0926e-05 | 0.00010542 | 0.046866 | 3.9531 | 3.6288 | 3.0192 | 6.986 | 5.982 | 4.4187
5534 | 7.3682e-06 | 0.00010457 | 0.038778 | 4.0168 | 3.6257 | 3.0192 | 7.2005 | 5.973 | 4.4187
5535 | 6.3682e-06 | 0.00010167 | 0.028253 | 3.8967 | 3.6257 | 3.0192 | 6.8012 | 5.973 | 4.4187
5536 | 5.6609e-06 | 0.00010169 | 0.022381 | 3.8967 | 3.6257 | 3.0192 | 6.8012 | 5.973 | 4.4187
5537 | 5.6459e-06 | 0.00010638 | 0.01252 | 3.8895 | 3.6257 | 3.0192 | 6.7781 | 5.973 | 4.4187
5538 | 2.9099e-05 | 0.00010832 | 0.0053735 | 3.7989 | 3.6257 | 3.0192 | 6.4911 | 5.973 | 4.4187
5539 | 9.4005e-06 | 0.00010794 | 0.00055397 | 3.6562 | 3.6241 | 3.0192 | 6.0617 | 5.9685 | 4.4187
5540 | 2.0286e-05 | 0.00010962 | 0 | 3.5745 | 3.621 | 3.0192 | 5.8268 | 5.9596 | 4.4187
5541 | 9.7956e-06 | 0.00010364 | 0 | 3.5152 | 3.6195 | 3.0192 | 5.6613 | 5.9551 | 4.4187
5542 | 4.7757e-06 | 0.00010798 | 0 | 3.5079 | 3.6195 | 3.0192 | 5.6413 | 5.9551 | 4.4187
5543 | 2.0203e-06 | 0.00011285 | 0 | 3.4691 | 3.6195 | 3.0192 | 5.5355 | 5.9551 | 4.4187
5544 | 2.4195e-06 | 0.00011549 | 0 | 3.455 | 3.6195 | 3.0192 | 5.4974 | 5.9551 | 4.4187
5545 | 6.2669e-07 | 0.00011797 | 0 | 3.4479 | 3.6195 | 3.0192 | 5.4785 | 5.9551 | 4.4187
5546 | 2.9858e-07 | 0.00011908 | 0 | 3.4423 | 3.6195 | 3.0192 | 5.4634 | 5.9551 | 4.4187
5547 | 4.7184e-07 | 0.0001193 | 0 | 3.4368 | 3.621 | 3.0192 | 5.4485 | 5.9596 | 4.4187
5548 | 3.2888e-06 | 0.00011932 | 0.00022159 | 3.4354 | 3.621 | 3.0192 | 5.4448 | 5.9596 | 4.4187
5549 | 2.1575e-06 | 0.00011932 | 0.0039886 | 3.4423 | 3.621 | 3.0192 | 5.4634 | 5.9596 | 4.4187
5550 | 2.824e-05 | 0.00011932 | 0.012963 | 3.5152 | 3.621 | 3.0192 | 5.6613 | 5.9596 | 4.4187
5551 | 3.1036e-05 | 0.00011928 | 0.023101 | 3.6157 | 3.621 | 3.0192 | 5.9442 | 5.9596 | 4.4187
5552 | 1.0743e-05 | 0.00011869 | 0.031244 | 3.6993 | 3.6195 | 3.0192 | 6.1887 | 5.9551 | 4.4187
5553 | 7.111e-06 | 0.00011649 | 0.039277 | 3.7836 | 3.6195 | 3.0192 | 6.4439 | 5.9551 | 4.4187
5554 | 6.2054e-06 | 0.00011472 | 0.042213 | 3.8143 | 3.6195 | 3.0192 | 6.539 | 5.9551 | 4.4187
5555 | 1.8189e-05 | 0.00011569 | 0.053292 | 3.8949 | 3.6179 | 3.0192 | 6.7954 | 5.9507 | 4.4187
5556 | 1.7898e-05 | 0.00011131 | 0.043598 | 3.9959 | 3.6179 | 3.0192 | 7.1297 | 5.9507 | 4.4187
5557 | 2.0312e-05 | 0.00010542 | 0.033626 | 3.9959 | 3.6179 | 3.0192 | 7.1297 | 5.9507 | 4.4187
5558 | 2.1554e-05 | 0.00010457 | 0.026979 | 4.0225 | 3.6179 | 3.0192 | 7.2201 | 5.9507 | 4.4187
5559 | 1.4596e-05 | 0.00010168 | 0.020497 | 4.0244 | 3.6164 | 3.0192 | 7.2266 | 5.9462 | 4.4187
5560 | 1.2404e-05 | 0.00010168 | 0.019389 | 4.0263 | 3.6164 | 3.0192 | 7.2332 | 5.9462 | 4.4187
5561 | 1.2546e-05 | 0.00010637 | 0.012021 | 3.9865 | 3.6164 | 3.0192 | 7.0979 | 5.9462 | 4.4187
5562 | 1.9929e-05 | 0.00010832 | 0.00349 | 3.8524 | 3.6179 | 3.0192 | 6.6592 | 5.9507 | 4.4187
5563 | 1.4958e-05 | 0.00010794 | 0.00022159 | 3.7123 | 3.6164 | 3.0192 | 6.2274 | 5.9462 | 4.4187
5564 | 2.8265e-05 | 0.00010962 | 0 | 3.5973 | 3.6164 | 3.0192 | 5.8914 | 5.9462 | 4.4187
5565 | 1.9415e-05 | 0.00010359 | 0 | 3.5505 | 3.6149 | 3.0192 | 5.7595 | 5.9418 | 4.4187
5566 | 6.7467e-06 | 0.00010797 | 0 | 3.5166 | 3.6149 | 3.0192 | 5.6653 | 5.9418 | 4.4187
5567 | 2.8623e-06 | 0.00011285 | 0 | 3.5152 | 3.6149 | 3.0192 | 5.6613 | 5.9418 | 4.4187
5568 | 4.0367e-06 | 0.00011549 | 0 | 3.4891 | 3.6149 | 3.0192 | 5.5899 | 5.9418 | 4.4187
5569 | 3.3425e-06 | 0.00011796 | 0 | 3.4691 | 3.6133 | 3.0192 | 5.5355 | 5.9374 | 4.4187
5570 | 4.2369e-06 | 0.00011908 | 0 | 3.4284 | 3.6133 | 3.0192 | 5.4263 | 5.9374 | 4.4187
5571 | 5.1495e-06 | 0.0001193 | 0 | 3.4256 | 3.6133 | 3.0192 | 5.4189 | 5.9374 | 4.4187
5572 | 7.793e-06 | 0.00011932 | 0.00011079 | 3.4215 | 3.6133 | 3.0192 | 5.4079 | 5.9374 | 4.4187
5573 | 7.4018e-06 | 0.00011933 | 0.0030469 | 3.455 | 3.6149 | 3.0192 | 5.4974 | 5.9418 | 4.4187
5574 | 2.7982e-05 | 0.00011933 | 0.0092514 | 3.5152 | 3.6149 | 3.0192 | 5.6613 | 5.9418 | 4.4187
5575 | 1.9937e-05 | 0.00011928 | 0.019168 | 3.5912 | 3.6149 | 3.0192 | 5.8741 | 5.9418 | 4.4187
5576 | 1.9101e-05 | 0.00011869 | 0.030413 | 3.6865 | 3.6149 | 3.0192 | 6.1505 | 5.9418 | 4.4187
5577 | 1.0203e-05 | 0.0001165 | 0.043598 | 3.8023 | 3.6149 | 3.0192 | 6.5017 | 5.9418 | 4.4187
5578 | 1.0947e-05 | 0.00011472 | 0.045038 | 3.8913 | 3.6149 | 3.0192 | 6.7838 | 5.9418 | 4.4187
5579 | 1.2613e-05 | 0.00011571 | 0.050301 | 3.942 | 3.6149 | 3.0192 | 6.9494 | 5.9418 | 4.4187
5580 | 1.773e-05 | 0.00011133 | 0.048694 | 4.0263 | 3.6149 | 3.0192 | 7.2332 | 5.9418 | 4.4187
5581 | 2.1399e-05 | 0.00010543 | 0.044373 | 4.0359 | 3.6133 | 3.0192 | 7.2661 | 5.9374 | 4.4187
5582 | 1.9492e-05 | 0.00010458 | 0.044429 | 4.0964 | 3.6133 | 3.0192 | 7.4774 | 5.9374 | 4.4187
5583 | 1.7968e-05 | 0.00010169 | 0.040496 | 4.0865 | 3.6118 | 3.0192 | 7.4425 | 5.9329 | 4.4187
5584 | 3.2276e-05 | 0.00010167 | 0.030524 | 4.063 | 3.6118 | 3.0192 | 7.36 | 5.9329 | 4.4187
5585 | 2.5517e-05 | 0.00010637 | 0.015123 | 3.9978 | 3.6118 | 3.0192 | 7.136 | 5.9329 | 4.4187
5586 | 8.3574e-06 | 0.00010831 | 0.0043764 | 3.9003 | 3.6118 | 3.0192 | 6.8128 | 5.9329 | 4.4187
5587 | 1.1227e-05 | 0.00010794 | 0.00022159 | 3.7451 | 3.6118 | 3.0192 | 6.3262 | 5.9329 | 4.4187
5588 | 1.8536e-05 | 0.00010962 | 0 | 3.6034 | 3.6133 | 3.0192 | 5.9089 | 5.9374 | 4.4187
5589 | 1.7349e-05 | 0.0001036 | 0 | 3.524 | 3.6118 | 3.0192 | 5.6856 | 5.9329 | 4.4187
5590 | 7.4835e-06 | 0.00010797 | 0 | 3.4934 | 3.6118 | 3.0192 | 5.6017 | 5.9329 | 4.4187
5591 | 2.2503e-06 | 0.00011285 | 0 | 3.427 | 3.6102 | 3.0192 | 5.4226 | 5.9285 | 4.4187
5592 | 2.728e-06 | 0.00011549 | 0 | 3.4023 | 3.6102 | 3.0192 | 5.357 | 5.9285 | 4.4187
5593 | 1.4632e-06 | 0.00011796 | 0 | 3.3792 | 3.6102 | 3.0192 | 5.2965 | 5.9285 | 4.4187
5594 | 2.5695e-06 | 0.00011908 | 0 | 3.3604 | 3.6102 | 3.0192 | 5.2477 | 5.9285 | 4.4187
5595 | 3.4158e-06 | 0.00011931 | 0 | 3.3445 | 3.6102 | 3.0192 | 5.2065 | 5.9285 | 4.4187
5596 | 5.5514e-06 | 0.00011933 | 0.00011079 | 3.3445 | 3.6102 | 3.0192 | 5.2065 | 5.9285 | 4.4187
5597 | 2.5619e-05 | 0.00011933 | 0.0035454 | 3.3725 | 3.6102 | 3.0192 | 5.2789 | 5.9285 | 4.4187
5598 | 1.1982e-05 | 0.00011933 | 0.013074 | 3.4805 | 3.6102 | 3.0192 | 5.5665 | 5.9285 | 4.4187
5599 | 3.152e-05 | 0.00011929 | 0.024596 | 3.5851 | 3.6102 | 3.0192 | 5.8568 | 5.9285 | 4.4187
5600 | 1.2706e-05 | 0.0001187 | 0.03479 | 3.6849 | 3.6133 | 3.0192 | 6.1458 | 5.9374 | 4.4187
5601 | 1.2306e-05 | 0.00011651 | 0.041049 | 3.7568 | 3.6133 | 3.0192 | 6.3616 | 5.9374 | 4.4187
5602 | 6.2143e-06 | 0.00011473 | 0.056727 | 3.7785 | 3.6133 | 3.0192 | 6.4283 | 5.9374 | 4.4187
5603 | 1.2979e-05 | 0.00011573 | 0.055785 | 3.8824 | 3.6118 | 3.0192 | 6.7551 | 5.9329 | 4.4187
5604 | 1.8588e-05 | 0.00011141 | 0.053071 | 3.8524 | 3.6118 | 3.0192 | 6.6592 | 5.9329 | 4.4187
5605 | 2.0723e-05 | 0.00010543 | 0.04814 | 3.9274 | 3.6118 | 3.0192 | 6.9013 | 5.9329 | 4.4187
5606 | 2.2861e-05 | 0.00010459 | 0.049581 | 3.942 | 3.6118 | 3.0192 | 6.9494 | 5.9329 | 4.4187
5607 | 1.5961e-05 | 0.0001017 | 0.04321 | 3.9772 | 3.6118 | 3.0192 | 7.0665 | 5.9329 | 4.4187
5608 | 2.4562e-05 | 0.00010166 | 0.030746 | 4.0016 | 3.6118 | 3.0192 | 7.1488 | 5.9329 | 4.4187
5609 | 1.2365e-05 | 0.00010637 | 0.015677 | 3.9679 | 3.6118 | 3.0192 | 7.0353 | 5.9329 | 4.4187
5610 | 1.6043e-05 | 0.00010832 | 0.0037116 | 3.8454 | 3.6118 | 3.0192 | 6.637 | 5.9329 | 4.4187
5611 | 1.1517e-05 | 0.00010795 | 0.00016619 | 3.7156 | 3.6118 | 3.0192 | 6.2371 | 5.9329 | 4.4187
5612 | 2.6528e-05 | 0.00010963 | 0 | 3.6049 | 3.6118 | 3.0192 | 5.9133 | 5.9329 | 4.4187
5613 | 1.8928e-05 | 0.0001036 | 0 | 3.558 | 3.6102 | 3.0192 | 5.7804 | 5.9285 | 4.4187
5614 | 6.5325e-06 | 0.00010796 | 0 | 3.492 | 3.6102 | 3.0192 | 5.5977 | 5.9285 | 4.4187
5615 | 2.1584e-06 | 0.00011285 | 0 | 3.4663 | 3.6102 | 3.0192 | 5.5279 | 5.9285 | 4.4187
5616 | 3.5076e-06 | 0.00011549 | 0 | 3.4423 | 3.6102 | 3.0192 | 5.4634 | 5.9285 | 4.4187
5617 | 6.1512e-07 | 0.00011797 | 0 | 3.4354 | 3.6102 | 3.0192 | 5.4448 | 5.9285 | 4.4187
5618 | 1.9472e-07 | 0.00011909 | 0 | 3.4146 | 3.6118 | 3.0192 | 5.3896 | 5.9329 | 4.4187
5619 | 2.0572e-07 | 0.00011932 | 0 | 3.4187 | 3.6118 | 3.0192 | 5.4005 | 5.9329 | 4.4187
5620 | 9.7626e-07 | 0.00011934 | 5.5397e-05 | 3.4396 | 3.6118 | 3.0192 | 5.456 | 5.9329 | 4.4187
5621 | 4.1064e-06 | 0.00011934 | 0.0014957 | 3.4691 | 3.6118 | 3.0192 | 5.5355 | 5.9329 | 4.4187
5622 | 2.4408e-05 | 0.00011925 | 0.0060937 | 3.5181 | 3.6118 | 3.0192 | 5.6694 | 5.9329 | 4.4187
5623 | 3.0441e-05 | 0.00011926 | 0.018946 | 3.6049 | 3.6118 | 3.0192 | 5.9133 | 5.9329 | 4.4187
5624 | 1.7898e-05 | 0.00011864 | 0.025317 | 3.6547 | 3.6118 | 3.0192 | 6.0571 | 5.9329 | 4.4187
5625 | 6.4931e-06 | 0.00011647 | 0.045093 | 3.7768 | 3.6118 | 3.0192 | 6.4231 | 5.9329 | 4.4187
5626 | 9.3713e-06 | 0.00011474 | 0.051076 | 3.8665 | 3.6118 | 3.0192 | 6.704 | 5.9329 | 4.4187
5627 | 1.3301e-05 | 0.00011576 | 0.047254 | 3.8472 | 3.6102 | 3.0192 | 6.6425 | 5.9285 | 4.4187
5628 | 1.8587e-05 | 0.00011138 | 0.04814 | 3.886 | 3.6102 | 3.0192 | 6.7666 | 5.9285 | 4.4187
5629 | 2.065e-05 | 0.00010544 | 0.036839 | 3.8806 | 3.6102 | 3.0192 | 6.7494 | 5.9285 | 4.4187
5630 | 2.2766e-05 | 0.0001046 | 0.030524 | 3.8949 | 3.6102 | 3.0192 | 6.7954 | 5.9285 | 4.4187
5631 | 1.4589e-05 | 0.00010172 | 0.0272 | 3.9057 | 3.6102 | 3.0192 | 6.8303 | 5.9285 | 4.4187
5632 | 1.0949e-05 | 0.00010168 | 0.016675 | 3.8332 | 3.6102 | 3.0192 | 6.5985 | 5.9285 | 4.4187
5633 | 3.1524e-05 | 0.00010638 | 0.008088 | 3.7819 | 3.6102 | 3.0192 | 6.4386 | 5.9285 | 4.4187
5634 | 1.2737e-05 | 0.00010833 | 0.0024929 | 3.6929 | 3.6087 | 3.0192 | 6.1696 | 5.9241 | 4.4187
5635 | 1.2692e-05 | 0.00010796 | 5.5397e-05 | 3.6126 | 3.6071 | 3.0192 | 5.9353 | 5.9197 | 4.4187
5636 | 1.6416e-05 | 0.00010965 | 0 | 3.5821 | 3.6071 | 3.0192 | 5.8482 | 5.9197 | 4.4187
5637 | 1.7644e-05 | 0.00010361 | 0 | 3.5745 | 3.6071 | 3.0192 | 5.8268 | 5.9197 | 4.4187
5638 | 6.5537e-06 | 0.00010797 | 0 | 3.561 | 3.6071 | 3.0192 | 5.7888 | 5.9197 | 4.4187
5639 | 2.1356e-06 | 0.00011286 | 0 | 3.5372 | 3.6071 | 3.0192 | 5.7223 | 5.9197 | 4.4187
5640 | 2.3914e-06 | 0.00011545 | 0 | 3.5108 | 3.6071 | 3.0192 | 5.6493 | 5.9197 | 4.4187
5641 | 5.3912e-07 | 0.00011755 | 0 | 3.5079 | 3.6071 | 3.0192 | 5.6413 | 5.9197 | 4.4187
5642 | 1.3301e-07 | 0.00011837 | 0 | 3.4877 | 3.6071 | 3.0192 | 5.586 | 5.9197 | 4.4187
5643 | 1.2743e-07 | 0.00011649 | 0 | 3.462 | 3.6071 | 3.0192 | 5.5164 | 5.9197 | 4.4187
5644 | 1.1731e-06 | 0.00011215 | 0.00011079 | 3.4508 | 3.6071 | 3.0192 | 5.486 | 5.9197 | 4.4187
5645 | 1.9491e-05 | 0.00010886 | 0.0033238 | 3.455 | 3.6071 | 3.0192 | 5.4974 | 5.9197 | 4.4187
5646 | 1.0791e-05 | 0.00010715 | 0.012908 | 3.5225 | 3.6071 | 3.0192 | 5.6815 | 5.9197 | 4.4187
5647 | 3.6914e-05 | 0.0001102 | 0.028807 | 3.6126 | 3.6071 | 3.0192 | 5.9353 | 5.9197 | 4.4187
5648 | 2.1849e-05 | 0.00011411 | 0.041493 | 3.7139 | 3.6056 | 3.0192 | 6.2323 | 5.9153 | 4.4187
5649 | 1.2697e-05 | 0.00011356 | 0.05224 | 3.787 | 3.6056 | 3.0192 | 6.4543 | 5.9153 | 4.4187
5650 | 6.1209e-06 | 0.00011422 | 0.060217 | 3.8789 | 3.6056 | 3.0192 | 6.7437 | 5.9153 | 4.4187
5651 | 1.9228e-05 | 0.00011577 | 0.066643 | 4.0225 | 3.6056 | 3.0192 | 7.2201 | 5.9153 | 4.4187
5652 | 1.8252e-05 | 0.00011142 | 0.060328 | 4.0244 | 3.6056 | 3.0192 | 7.2266 | 5.9153 | 4.4187
5653 | 2.1545e-05 | 0.00010546 | 0.053514 | 4.0649 | 3.6056 | 3.0192 | 7.3668 | 5.9153 | 4.4187
5654 | 2.2067e-05 | 0.00010461 | 0.046645 | 4.0767 | 3.6056 | 3.0192 | 7.4079 | 5.9153 | 4.4187
5655 | 2.6771e-05 | 0.00010174 | 0.033238 | 4.0417 | 3.6056 | 3.0192 | 7.286 | 5.9153 | 4.4187
5656 | 1.0924e-05 | 0.00010167 | 0.021051 | 3.9439 | 3.6056 | 3.0192 | 6.9555 | 5.9153 | 4.4187
5657 | 9.2564e-06 | 0.00010638 | 0.012631 | 3.8824 | 3.6025 | 3.0192 | 6.7551 | 5.9065 | 4.4187
5658 | 1.3115e-05 | 0.00010835 | 0.0030469 | 3.7735 | 3.6025 | 3.0192 | 6.4127 | 5.9065 | 4.4187
5659 | 1.5359e-05 | 0.00010798 | 5.5397e-05 | 3.6547 | 3.601 | 3.0192 | 6.0571 | 5.9021 | 4.4187
5660 | 2.1271e-05 | 0.00010965 | 0 | 3.5896 | 3.601 | 3.0192 | 5.8697 | 5.9021 | 4.4187
5661 | 1.5248e-05 | 0.00010366 | 0 | 3.5284 | 3.601 | 3.0192 | 5.6977 | 5.9021 | 4.4187
5662 | 6.5578e-06 | 0.00010798 | 0 | 3.5036 | 3.601 | 3.0192 | 5.6293 | 5.9021 | 4.4187
5663 | 2.1371e-06 | 0.00011286 | 0 | 3.4691 | 3.601 | 3.0192 | 5.5355 | 5.9021 | 4.4187
5664 | 2.3977e-06 | 0.00011546 | 0 | 3.4187 | 3.5995 | 3.0192 | 5.4005 | 5.8978 | 4.4187
5665 | 5.3912e-07 | 0.00011777 | 0 | 3.3982 | 3.5995 | 3.0192 | 5.3462 | 5.8978 | 4.4187
5666 | 1.3242e-07 | 0.00011868 | 0 | 3.3618 | 3.601 | 3.0192 | 5.2511 | 5.9021 | 4.4187
5667 | 1.1035e-07 | 0.00011864 | 0 | 3.3392 | 3.601 | 3.0192 | 5.193 | 5.9021 | 4.4187
5668 | 1.3465e-06 | 0.00011838 | 0.00011079 | 3.3157 | 3.601 | 3.0192 | 5.1328 | 5.9021 | 4.4187
5669 | 3.1229e-06 | 0.00011834 | 0.0038778 | 3.3301 | 3.601 | 3.0192 | 5.1694 | 5.9021 | 4.4187
5670 | 2.725e-05 | 0.00011827 | 0.013462 | 3.4382 | 3.601 | 3.0192 | 5.4522 | 5.9021 | 4.4187
5671 | 3.0854e-05 | 0.00011808 | 0.026923 | 3.579 | 3.6025 | 3.0192 | 5.8397 | 5.9065 | 4.4187
5672 | 1.6727e-05 | 0.00011789 | 0.035731 | 3.6657 | 3.6041 | 3.0192 | 6.0894 | 5.9109 | 4.4187
5673 | 1.0327e-05 | 0.0001159 | 0.044484 | 3.7938 | 3.6041 | 3.0192 | 6.4753 | 5.9109 | 4.4187
5674 | 8.4081e-06 | 0.00011426 | 0.048528 | 3.8524 | 3.6056 | 3.0192 | 6.6592 | 5.9153 | 4.4187
5675 | 3.0265e-05 | 0.00011525 | 0.057946 | 3.9384 | 3.6056 | 3.0192 | 6.9373 | 5.9153 | 4.4187
5676 | 1.859e-05 | 0.00011087 | 0.052572 | 4.013 | 3.6041 | 3.0192 | 7.1875 | 5.9109 | 4.4187
5677 | 2.9658e-05 | 0.00010522 | 0.051187 | 4.0533 | 3.6041 | 3.0192 | 7.3262 | 5.9109 | 4.4187
5678 | 1.9553e-05 | 0.00010458 | 0.045038 | 4.1083 | 3.6025 | 3.0192 | 7.5197 | 5.9065 | 4.4187
5679 | 1.9575e-05 | 0.00010176 | 0.037449 | 4.0885 | 3.6025 | 3.0192 | 7.4494 | 5.9065 | 4.4187
5680 | 1.0887e-05 | 0.0001017 | 0.023876 | 4.0984 | 3.6025 | 3.0192 | 7.4844 | 5.9065 | 4.4187
5681 | 8.1597e-06 | 0.0001064 | 0.013517 | 4.0111 | 3.6025 | 3.0192 | 7.181 | 5.9065 | 4.4187
5682 | 8.2237e-06 | 0.00010836 | 0.0029915 | 3.9147 | 3.6025 | 3.0192 | 6.8597 | 5.9065 | 4.4187
5683 | 2.2831e-05 | 0.00010797 | 0 | 3.7618 | 3.601 | 3.0192 | 6.3768 | 5.9021 | 4.4187
5684 | 1.648e-05 | 0.00010928 | 0 | 3.6929 | 3.601 | 3.0192 | 6.1696 | 5.9021 | 4.4187
5685 | 2.158e-05 | 0.00010343 | 0 | 3.5401 | 3.5995 | 3.0192 | 5.7305 | 5.8978 | 4.4187
5686 | 6.5736e-06 | 0.00010673 | 0 | 3.4791 | 3.5995 | 3.0192 | 5.5626 | 5.8978 | 4.4187
5687 | 2.1387e-06 | 0.00010603 | 0 | 3.4437 | 3.5995 | 3.0192 | 5.4672 | 5.8978 | 4.4187
5688 | 2.404e-06 | 0.00010358 | 0 | 3.4368 | 3.5995 | 3.0192 | 5.4485 | 5.8978 | 4.4187
5689 | 5.407e-07 | 0.00010283 | 0 | 3.4187 | 3.5995 | 3.0192 | 5.4005 | 5.8978 | 4.4187
5690 | 1.3242e-07 | 0.00010264 | 0 | 3.4009 | 3.601 | 3.0192 | 5.3534 | 5.9021 | 4.4187
5691 | 1.1035e-07 | 0.00010204 | 0 | 3.3846 | 3.601 | 3.0192 | 5.3106 | 5.9021 | 4.4187
5692 | 6.936e-07 | 0.00010251 | 0 | 3.3511 | 3.601 | 3.0192 | 5.2236 | 5.9021 | 4.4187
5693 | 1.3653e-05 | 0.00010279 | 0.0032131 | 3.3591 | 3.601 | 3.0192 | 5.2442 | 5.9021 | 4.4187
5694 | 1.0958e-05 | 0.00010085 | 0.010304 | 3.4105 | 3.5995 | 3.0192 | 5.3787 | 5.8978 | 4.4187
5695 | 2.4796e-05 | 0.00010141 | 0.017893 | 3.4777 | 3.5995 | 3.0192 | 5.5587 | 5.8978 | 4.4187
5696 | 1.1728e-05 | 0.00010064 | 0.033571 | 3.549 | 3.601 | 3.0192 | 5.7553 | 5.9021 | 4.4187
5697 | 1.0767e-05 | 9.5495e-05 | 0.035067 | 3.6219 | 3.6025 | 3.0192 | 5.9619 | 5.9065 | 4.4187
5698 | 7.1467e-06 | 0.00010098 | 0.039554 | 3.7042 | 3.6025 | 3.0192 | 6.2032 | 5.9065 | 4.4187
5699 | 9.9749e-06 | 0.00010805 | 0.041271 | 3.7802 | 3.6025 | 3.0192 | 6.4334 | 5.9065 | 4.4187
5700 | 9.2014e-06 | 0.00010658 | 0.039166 | 3.7887 | 3.601 | 3.0192 | 6.4595 | 5.9021 | 4.4187
5701 | 1.0301e-05 | 0.00010342 | 0.030358 | 3.804 | 3.601 | 3.0192 | 6.507 | 5.9021 | 4.4187
5702 | 1.0826e-05 | 0.00010332 | 0.025427 | 3.8108 | 3.601 | 3.0192 | 6.5283 | 5.9021 | 4.4187
5703 | 8.4394e-06 | 0.00010126 | 0.023765 | 3.816 | 3.6025 | 3.0192 | 6.5444 | 5.9065 | 4.4187
5704 | 4.2894e-06 | 0.00010157 | 0.01745 | 3.8143 | 3.601 | 3.0192 | 6.539 | 5.9021 | 4.4187
5705 | 3.2037e-06 | 0.00010633 | 0.008642 | 3.7752 | 3.601 | 3.0192 | 6.4179 | 5.9021 | 4.4187
5706 | 1.7803e-05 | 0.00010835 | 0.0019943 | 3.6977 | 3.601 | 3.0192 | 6.1839 | 5.9021 | 4.4187
5707 | 1.8922e-05 | 0.00010751 | 0 | 3.6157 | 3.601 | 3.0192 | 5.9442 | 5.9021 | 4.4187
5708 | 1.4451e-05 | 0.00010949 | 0 | 3.5775 | 3.601 | 3.0192 | 5.8354 | 5.9021 | 4.4187
5709 | 9.4315e-06 | 0.00010212 | 0 | 3.5715 | 3.5995 | 3.0192 | 5.8183 | 5.8978 | 4.4187
5710 | 4.8243e-06 | 0.0001028 | 0 | 3.5181 | 3.5995 | 3.0192 | 5.6694 | 5.8978 | 4.4187
5711 | 2.0012e-06 | 0.00010422 | 0 | 3.4848 | 3.5995 | 3.0192 | 5.5781 | 5.8978 | 4.4187
5712 | 2.4119e-06 | 0.00010396 | 0 | 3.4834 | 3.5995 | 3.0192 | 5.5742 | 5.8978 | 4.4187
5713 | 5.4165e-07 | 0.00010322 | 0 | 3.4564 | 3.5995 | 3.0192 | 5.5012 | 5.8978 | 4.4187
5714 | 1.3526e-07 | 0.00010353 | 0 | 3.4423 | 3.5979 | 3.0192 | 5.4634 | 5.8934 | 4.4187
5715 | 1.1429e-07 | 0.00010208 | 0 | 3.4312 | 3.5979 | 3.0192 | 5.4337 | 5.8934 | 4.4187
5716 | 2.8606e-07 | 0.00010234 | 0 | 3.4229 | 3.5979 | 3.0192 | 5.4115 | 5.8934 | 4.4187
5717 | 5.2895e-06 | 0.00010259 | 0.0023267 | 3.4326 | 3.5979 | 3.0192 | 5.4374 | 5.8934 | 4.4187
5718 | 1.7525e-05 | 0.00010249 | 0.0099161 | 3.472 | 3.5979 | 3.0192 | 5.5432 | 5.8934 | 4.4187
5719 | 2.2702e-05 | 0.000101 | 0.019888 | 3.4978 | 3.5995 | 3.0192 | 5.6135 | 5.8978 | 4.4187
5720 | 1.014e-05 | 0.00010131 | 0.034956 | 3.6157 | 3.5995 | 3.0192 | 5.9442 | 5.8978 | 4.4187
5721 | 7.0811e-06 | 0.0001025 | 0.033571 | 3.6421 | 3.5979 | 3.0192 | 6.0205 | 5.8934 | 4.4187
5722 | 9.9799e-06 | 0.00010143 | 0.033682 | 3.6833 | 3.5964 | 3.0192 | 6.141 | 5.889 | 4.4187
5723 | 1.2911e-05 | 0.00010419 | 0.038335 | 3.7385 | 3.5979 | 3.0192 | 6.3062 | 5.8934 | 4.4187
5724 | 1.7496e-05 | 0.00010347 | 0.043487 | 3.7601 | 3.5979 | 3.0192 | 6.3717 | 5.8934 | 4.4187
5725 | 2.4265e-05 | 0.00010266 | 0.036285 | 3.7735 | 3.5964 | 3.0192 | 6.4127 | 5.889 | 4.4187
5726 | 1.9663e-05 | 0.00010183 | 0.034069 | 3.7651 | 3.5949 | 3.0192 | 6.3871 | 5.8847 | 4.4187
5727 | 1.5228e-05 | 0.00010124 | 0.030856 | 3.8023 | 3.5934 | 3.0192 | 6.5017 | 5.8803 | 4.4187
5728 | 1.4257e-05 | 0.00010042 | 0.023212 | 3.7718 | 3.5934 | 3.0192 | 6.4076 | 5.8803 | 4.4187
5729 | 1.1376e-05 | 0.00010177 | 0.0088082 | 3.7091 | 3.5934 | 3.0192 | 6.2177 | 5.8803 | 4.4187
5730 | 2.9579e-05 | 0.00010261 | 0.0019389 | 3.5821 | 3.5934 | 3.0192 | 5.8482 | 5.8803 | 4.4187
5731 | 2.4783e-05 | 0.00010455 | 0 | 3.5196 | 3.5934 | 3.0192 | 5.6734 | 5.8803 | 4.4187
5732 | 1.6333e-05 | 0.00010232 | 0 | 3.4677 | 3.5934 | 3.0192 | 5.5317 | 5.8803 | 4.4187
5733 | 1.7515e-05 | 0.0001021 | 0 | 3.4494 | 3.5918 | 3.0192 | 5.4822 | 5.876 | 4.4187
5734 | 6.7373e-06 | 0.00010251 | 0 | 3.4119 | 3.5918 | 3.0192 | 5.3823 | 5.876 | 4.4187
5735 | 2.4704e-06 | 0.0001025 | 0 | 3.3982 | 3.5903 | 3.0192 | 5.3462 | 5.8717 | 4.4187
5736 | 3.0505e-06 | 0.00010259 | 0 | 3.3564 | 3.5903 | 3.0192 | 5.2373 | 5.8717 | 4.4187
5737 | 1.794e-06 | 0.00010243 | 0 | 3.3485 | 3.5903 | 3.0192 | 5.2168 | 5.8717 | 4.4187
5738 | 2.1862e-06 | 0.00010254 | 0 | 3.3379 | 3.5903 | 3.0192 | 5.1896 | 5.8717 | 4.4187
5739 | 3.1666e-06 | 0.00010179 | 0 | 3.3067 | 3.5903 | 3.0192 | 5.1098 | 5.8717 | 4.4187
5740 | 5.3113e-06 | 0.00010236 | 0 | 3.3144 | 3.5888 | 3.0192 | 5.1295 | 5.8673 | 4.4187
5741 | 2.7714e-05 | 0.00010265 | 0.0020497 | 3.3287 | 3.5888 | 3.0192 | 5.166 | 5.8673 | 4.4187
5742 | 9.136e-06 | 0.00010194 | 0.0095284 | 3.3564 | 3.5888 | 3.0192 | 5.2373 | 5.8673 | 4.4187
5743 | 2.501e-05 | 0.00010158 | 0.015844 | 3.427 | 3.5888 | 3.0192 | 5.4226 | 5.8673 | 4.4187
5744 | 1.872e-05 | 0.00010125 | 0.025594 | 3.4834 | 3.5888 | 3.0192 | 5.5742 | 5.8673 | 4.4187
5745 | 2.1476e-05 | 0.000102 | 0.033737 | 3.5401 | 3.5888 | 3.0192 | 5.7305 | 5.8673 | 4.4187
5746 | 6.4227e-06 | 0.0001015 | 0.042933 | 3.6343 | 3.5873 | 3.0192 | 5.9978 | 5.863 | 4.4187
5747 | 1.2447e-05 | 0.00010137 | 0.04465 | 3.6865 | 3.5873 | 3.0192 | 6.1505 | 5.863 | 4.4187
5748 | 2.5359e-05 | 0.00010135 | 0.038889 | 3.7172 | 3.5857 | 3.0192 | 6.242 | 5.8587 | 4.4187
5749 | 2.0402e-05 | 0.00010192 | 0.039277 | 3.6929 | 3.5857 | 3.0192 | 6.1696 | 5.8587 | 4.4187
5750 | 1.9125e-05 | 0.00010113 | 0.044817 | 3.7752 | 3.5857 | 3.0192 | 6.4179 | 5.8587 | 4.4187
5751 | 1.5039e-05 | 9.9034e-05 | 0.039277 | 3.7938 | 3.5857 | 3.0192 | 6.4753 | 5.8587 | 4.4187
5752 | 1.5749e-05 | 9.6773e-05 | 0.025926 | 3.7989 | 3.5857 | 3.0192 | 6.4911 | 5.8587 | 4.4187
5753 | 1.2219e-05 | 0.00010181 | 0.012298 | 3.7303 | 3.5857 | 3.0192 | 6.2814 | 5.8587 | 4.4187
5754 | 1.9265e-05 | 0.00010479 | 0.0029361 | 3.5942 | 3.5857 | 3.0192 | 5.8827 | 5.8587 | 4.4187
5755 | 2.2222e-05 | 0.00010944 | 0 | 3.4256 | 3.5842 | 3.0192 | 5.4189 | 5.8544 | 4.4187
5756 | 2.2542e-05 | 0.00010571 | 0 | 3.3458 | 3.5827 | 3.0192 | 5.2099 | 5.8501 | 4.4187
5757 | 2.1042e-05 | 0.00010398 | 0 | 3.3261 | 3.5812 | 3.0192 | 5.1594 | 5.8458 | 4.4187
5758 | 1.0837e-05 | 0.00010244 | 0 | 3.3157 | 3.5797 | 3.0192 | 5.1328 | 5.8415 | 4.4187
5759 | 1.003e-05 | 0.00010291 | 0 | 3.3301 | 3.5782 | 3.0192 | 5.1694 | 5.8372 | 4.4187
5760 | 1.0511e-05 | 0.00010247 | 0 | 3.3028 | 3.5782 | 3.0192 | 5.0999 | 5.8372 | 4.4187
5761 | 9.7155e-06 | 0.00010279 | 0 | 3.2798 | 3.5797 | 3.0192 | 5.0419 | 5.8415 | 4.4187
5762 | 9.9272e-06 | 0.00010206 | 0 | 3.276 | 3.5797 | 3.0192 | 5.0323 | 5.8415 | 4.4187
5763 | 1.0758e-05 | 0.00010243 | 0 | 3.2861 | 3.5797 | 3.0192 | 5.0579 | 5.8415 | 4.4187
5764 | 1.5508e-05 | 0.00010248 | 0 | 3.2925 | 3.5797 | 3.0192 | 5.074 | 5.8415 | 4.4187
5765 | 3.2452e-05 | 0.00010267 | 0.0022159 | 3.2823 | 3.5797 | 3.0192 | 5.0483 | 5.8415 | 4.4187
5766 | 2.9404e-05 | 0.0001028 | 0.010802 | 3.3353 | 3.5782 | 3.0192 | 5.1828 | 5.8372 | 4.4187
5767 | 4.5513e-05 | 0.0001009 | 0.021716 | 3.4326 | 3.5782 | 3.0192 | 5.4374 | 5.8372 | 4.4187
5768 | 1.2339e-05 | 0.00010127 | 0.033128 | 3.5254 | 3.5782 | 3.0192 | 5.6896 | 5.8372 | 4.4187
5769 | 1.1195e-05 | 0.00010183 | 0.037282 | 3.5896 | 3.5766 | 3.0192 | 5.8697 | 5.8329 | 4.4187
5770 | 1.0104e-05 | 0.00010091 | 0.040052 | 3.6405 | 3.5766 | 3.0192 | 6.0159 | 5.8329 | 4.4187
5771 | 1.3098e-05 | 0.0001018 | 0.039221 | 3.6801 | 3.5766 | 3.0192 | 6.1316 | 5.8329 | 4.4187
5772 | 1.8101e-05 | 0.00010159 | 0.044318 | 3.7518 | 3.5766 | 3.0192 | 6.3464 | 5.8329 | 4.4187
5773 | 2.1512e-05 | 0.00010115 | 0.041105 | 3.7836 | 3.5766 | 3.0192 | 6.4439 | 5.8329 | 4.4187
5774 | 2.3017e-05 | 0.00010197 | 0.040496 | 3.8367 | 3.5766 | 3.0192 | 6.6095 | 5.8329 | 4.4187
5775 | 1.4644e-05 | 9.9172e-05 | 0.033017 | 3.8246 | 3.5751 | 3.0192 | 6.5713 | 5.8287 | 4.4187
5776 | 2.9509e-05 | 9.8663e-05 | 0.021827 | 3.8263 | 3.5721 | 3.0192 | 6.5768 | 5.8201 | 4.4187
5777 | 2.4914e-05 | 0.00010347 | 0.0094176 | 3.7568 | 3.5721 | 3.0192 | 6.3616 | 5.8201 | 4.4187
5778 | 1.0291e-05 | 0.00010549 | 0.0019943 | 3.6897 | 3.5721 | 3.0192 | 6.16 | 5.8201 | 4.4187
5779 | 1.2554e-05 | 0.00010886 | 0 | 3.567 | 3.5721 | 3.0192 | 5.8056 | 5.8201 | 4.4187
5780 | 1.7377e-05 | 0.00010686 | 0 | 3.4592 | 3.5721 | 3.0192 | 5.5088 | 5.8201 | 4.4187
5781 | 1.7085e-05 | 0.00010286 | 0 | 3.4201 | 3.5721 | 3.0192 | 5.4042 | 5.8201 | 4.4187
5782 | 9.0794e-06 | 0.00010161 | 0 | 3.4009 | 3.5691 | 3.0192 | 5.3534 | 5.8116 | 4.4187
5783 | 5.4515e-06 | 0.00010214 | 0 | 3.4036 | 3.5691 | 3.0192 | 5.3606 | 5.8116 | 4.4187
5784 | 6.6826e-06 | 0.00010267 | 0 | 3.3698 | 3.5661 | 3.0192 | 5.272 | 5.8032 | 4.4187
5785 | 5.5179e-06 | 0.00010279 | 0 | 3.3511 | 3.5676 | 3.0192 | 5.2236 | 5.8074 | 4.4187
5786 | 5.9827e-06 | 0.00010272 | 0 | 3.3445 | 3.5676 | 3.0192 | 5.2065 | 5.8074 | 4.4187
5787 | 7.6812e-06 | 0.00010152 | 0 | 3.3419 | 3.5676 | 3.0192 | 5.1997 | 5.8074 | 4.4187
5788 | 1.0056e-05 | 0.00010229 | 0 | 3.2964 | 3.5676 | 3.0192 | 5.0837 | 5.8074 | 4.4187
5789 | 2.6392e-05 | 0.00010257 | 0.0023821 | 3.2951 | 3.5676 | 3.0192 | 5.0804 | 5.8074 | 4.4187
5790 | 4.0616e-05 | 0.00010123 | 0.010193 | 3.3578 | 3.5676 | 3.0192 | 5.2408 | 5.8074 | 4.4187
5791 | 2.4094e-05 | 0.00010085 | 0.023101 | 3.455 | 3.5691 | 3.0192 | 5.4974 | 5.8116 | 4.4187
5792 | 2.2367e-05 | 0.00010092 | 0.031078 | 3.5655 | 3.5691 | 3.0192 | 5.8014 | 5.8116 | 4.4187
5793 | 8.2993e-06 | 0.00010165 | 0.033349 | 3.6499 | 3.5691 | 3.0192 | 6.0433 | 5.8116 | 4.4187
5794 | 6.5977e-06 | 0.0001014 | 0.041049 | 3.7484 | 3.5676 | 3.0192 | 6.3363 | 5.8074 | 4.4187
5795 | 1.3327e-05 | 0.0001024 | 0.04742 | 3.8006 | 3.5676 | 3.0192 | 6.4964 | 5.8074 | 4.4187
5796 | 2.0855e-05 | 0.00010231 | 0.046589 | 3.8594 | 3.5676 | 3.0192 | 6.6815 | 5.8074 | 4.4187
5797 | 2.0785e-05 | 0.0001023 | 0.033959 | 3.8489 | 3.5646 | 3.0192 | 6.6481 | 5.7989 | 4.4187
5798 | 2.0349e-05 | 0.00010113 | 0.032851 | 3.8718 | 3.5646 | 3.0192 | 6.7209 | 5.7989 | 4.4187
5799 | 2.0472e-05 | 9.759e-05 | 0.030192 | 3.8842 | 3.5661 | 3.0192 | 6.7608 | 5.8032 | 4.4187
5800 | 1.1033e-05 | 9.7893e-05 | 0.018835 | 3.8489 | 3.5661 | 3.0192 | 6.6481 | 5.8032 | 4.4187
5801 | 1.1024e-05 | 0.00010273 | 0.010082 | 3.7584 | 3.5661 | 3.0192 | 6.3667 | 5.8032 | 4.4187
5802 | 1.1408e-05 | 0.00010479 | 0.0022713 | 3.6769 | 3.5646 | 3.0192 | 6.1222 | 5.7989 | 4.4187
5803 | 2.9172e-05 | 0.00011212 | 0 | 3.5881 | 3.5646 | 3.0192 | 5.8654 | 5.7989 | 4.4187
5804 | 2.2047e-05 | 0.00010528 | 0 | 3.482 | 3.5646 | 3.0192 | 5.5703 | 5.7989 | 4.4187
5805 | 1.6614e-05 | 0.00010149 | 0 | 3.4409 | 3.5646 | 3.0192 | 5.4597 | 5.7989 | 4.4187
5806 | 7.2775e-06 | 0.00010186 | 0 | 3.4354 | 3.5631 | 3.0192 | 5.4448 | 5.7947 | 4.4187
5807 | 3.4936e-06 | 0.00010243 | 0 | 3.3792 | 3.5631 | 3.0192 | 5.2965 | 5.7947 | 4.4187
5808 | 4.7177e-06 | 0.00010232 | 0 | 3.334 | 3.5616 | 3.0192 | 5.1795 | 5.7905 | 4.4187
5809 | 4.1763e-06 | 0.00010152 | 0 | 3.3002 | 3.5616 | 3.0192 | 5.0934 | 5.7905 | 4.4187
5810 | 5.4578e-06 | 0.00010259 | 0 | 3.2861 | 3.5616 | 3.0192 | 5.0579 | 5.7905 | 4.4187
5811 | 7.3393e-06 | 0.00010259 | 0 | 3.2849 | 3.5616 | 3.0192 | 5.0547 | 5.7905 | 4.4187
5812 | 8.5488e-06 | 0.00010237 | 0 | 3.2684 | 3.5616 | 3.0192 | 5.0134 | 5.7905 | 4.4187
5813 | 2.6517e-05 | 0.00010252 | 0.0017173 | 3.2836 | 3.5631 | 3.0192 | 5.0515 | 5.7947 | 4.4187
5814 | 3.2705e-05 | 0.00010257 | 0.008365 | 3.3392 | 3.5631 | 3.0192 | 5.193 | 5.7947 | 4.4187
5815 | 4.0444e-05 | 0.00010127 | 0.019943 | 3.462 | 3.5631 | 3.0192 | 5.5164 | 5.7947 | 4.4187
5816 | 1.1937e-05 | 0.00010129 | 0.02781 | 3.5461 | 3.5631 | 3.0192 | 5.747 | 5.7947 | 4.4187
5817 | 1.2731e-05 | 0.00010177 | 0.031023 | 3.6126 | 3.5646 | 3.0192 | 5.9353 | 5.7989 | 4.4187
5818 | 7.0359e-06 | 0.00010056 | 0.035621 | 3.6515 | 3.5646 | 3.0192 | 6.0479 | 5.7989 | 4.4187
5819 | 2.0337e-05 | 0.00010207 | 0.039332 | 3.701 | 3.5646 | 3.0192 | 6.1935 | 5.7989 | 4.4187
5820 | 2.1584e-05 | 9.9741e-05 | 0.034125 | 3.6977 | 3.5646 | 3.0192 | 6.1839 | 5.7989 | 4.4187
5821 | 2.7531e-05 | 0.00010347 | 0.040163 | 3.7319 | 3.5646 | 3.0192 | 6.2863 | 5.7989 | 4.4187
5822 | 2.0445e-05 | 0.00010391 | 0.039665 | 3.7718 | 3.5646 | 3.0192 | 6.4076 | 5.7989 | 4.4187
5823 | 1.5326e-05 | 0.00010181 | 0.026646 | 3.7385 | 3.5646 | 3.0192 | 6.3062 | 5.7989 | 4.4187
5824 | 2.5968e-05 | 0.00010184 | 0.016287 | 3.7402 | 3.5646 | 3.0192 | 6.3112 | 5.7989 | 4.4187
5825 | 1.6161e-05 | 0.00010653 | 0.010082 | 3.661 | 3.5616 | 3.0192 | 6.0755 | 5.7905 | 4.4187
5826 | 9.0813e-06 | 0.00010853 | 0.0021051 | 3.5565 | 3.5616 | 3.0192 | 5.7762 | 5.7905 | 4.4187
5827 | 3.2133e-05 | 0.00010784 | 0 | 3.4423 | 3.5616 | 3.0192 | 5.4634 | 5.7905 | 4.4187
5828 | 2.7336e-05 | 0.00011005 | 0 | 3.3591 | 3.5616 | 3.0192 | 5.2442 | 5.7905 | 4.4187
5829 | 2.6324e-05 | 0.00010261 | 0 | 3.3209 | 3.5616 | 3.0192 | 5.146 | 5.7905 | 4.4187
5830 | 1.3786e-05 | 0.00010609 | 0 | 3.2496 | 3.5616 | 3.0192 | 4.9665 | 5.7905 | 4.4187
5831 | 3.4766e-06 | 0.00010818 | 0 | 3.209 | 3.5601 | 3.0192 | 4.8665 | 5.7863 | 4.4187
5832 | 5.0087e-06 | 0.00010773 | 0 | 3.1837 | 3.5616 | 3.0192 | 4.8049 | 5.7905 | 4.4187
5833 | 4.5182e-06 | 0.00010676 | 0 | 3.1801 | 3.5616 | 3.0192 | 4.7962 | 5.7905 | 4.4187
5834 | 5.5111e-06 | 0.0001038 | 0 | 3.1365 | 3.5616 | 3.0192 | 4.6917 | 5.7905 | 4.4187
5835 | 1.0713e-05 | 0.00010337 | 0 | 3.0975 | 3.5616 | 3.0192 | 4.5997 | 5.7905 | 4.4187
5836 | 2.0155e-05 | 0.00010191 | 0 | 3.0908 | 3.5616 | 3.0192 | 4.5838 | 5.7905 | 4.4187
5837 | 3.947e-05 | 0.00010265 | 0.0022713 | 3.0851 | 3.5616 | 3.0192 | 4.5707 | 5.7905 | 4.4187
5838 | 4.5468e-05 | 0.00010192 | 0.013129 | 3.1646 | 3.5616 | 3.0192 | 4.759 | 5.7905 | 4.4187
5839 | 3.3489e-05 | 0.00010009 | 0.025871 | 3.3274 | 3.5616 | 3.0192 | 5.1627 | 5.7905 | 4.4187
5840 | 2.6482e-05 | 9.732e-05 | 0.042822 | 3.4465 | 3.5601 | 3.0192 | 5.4747 | 5.7863 | 4.4187
5841 | 1.0573e-05 | 0.00010005 | 0.056616 | 3.5431 | 3.5601 | 3.0192 | 5.7388 | 5.7863 | 4.4187
5842 | 1.6262e-05 | 0.00010762 | 0.063264 | 3.6374 | 3.5601 | 3.0192 | 6.0069 | 5.7863 | 4.4187
5843 | 1.2709e-05 | 0.00011107 | 0.055287 | 3.6642 | 3.5601 | 3.0192 | 6.0848 | 5.7863 | 4.4187
5844 | 2.2781e-05 | 0.00011126 | 0.05994 | 3.7188 | 3.5586 | 3.0192 | 6.2469 | 5.7821 | 4.4187
5845 | 3.6539e-05 | 0.00010572 | 0.059995 | 3.7287 | 3.5586 | 3.0192 | 6.2764 | 5.7821 | 4.4187
5846 | 2.9845e-05 | 0.00010486 | 0.046257 | 3.7601 | 3.5556 | 3.0192 | 6.3717 | 5.7737 | 4.4187
5847 | 1.4696e-05 | 0.00010196 | 0.029416 | 3.7551 | 3.5556 | 3.0192 | 6.3565 | 5.7737 | 4.4187
5848 | 1.1697e-05 | 0.00010183 | 0.019666 | 3.7237 | 3.5556 | 3.0192 | 6.2616 | 5.7737 | 4.4187
5849 | 1.0485e-05 | 0.00010656 | 0.011689 | 3.6753 | 3.5556 | 3.0192 | 6.1175 | 5.7737 | 4.4187
5850 | 8.3717e-06 | 0.00010857 | 0.0021605 | 3.5655 | 3.5556 | 3.0192 | 5.8014 | 5.7737 | 4.4187
5851 | 1.9607e-05 | 0.00010821 | 0 | 3.4635 | 3.5541 | 3.0192 | 5.5202 | 5.7695 | 4.4187
5852 | 1.9852e-05 | 0.00010989 | 0 | 3.3725 | 3.5526 | 3.0192 | 5.2789 | 5.7653 | 4.4187
5853 | 2.3691e-05 | 0.0001038 | 0 | 3.3379 | 3.5526 | 3.0192 | 5.1896 | 5.7653 | 4.4187
5854 | 9.5448e-06 | 0.00010812 | 0 | 3.2772 | 3.5526 | 3.0192 | 5.0355 | 5.7653 | 4.4187
5855 | 6.2563e-06 | 0.00011288 | 0 | 3.2459 | 3.5511 | 3.0192 | 4.9572 | 5.7611 | 4.4187
5856 | 8.7512e-06 | 0.00011515 | 0 | 3.2384 | 3.5511 | 3.0192 | 4.9388 | 5.7611 | 4.4187
5857 | 8.8419e-06 | 0.00011822 | 0 | 3.2151 | 3.5511 | 3.0192 | 4.8814 | 5.7611 | 4.4187
5858 | 1.1801e-05 | 0.0001172 | 0 | 3.1933 | 3.5511 | 3.0192 | 4.8281 | 5.7611 | 4.4187
5859 | 1.5101e-05 | 0.00011342 | 0 | 3.1623 | 3.5511 | 3.0192 | 4.7533 | 5.7611 | 4.4187
5860 | 1.7831e-05 | 0.00011013 | 0 | 3.1296 | 3.5511 | 3.0192 | 4.6752 | 5.7611 | 4.4187
5861 | 3.5563e-05 | 0.00010721 | 0.0023821 | 3.1354 | 3.5511 | 3.0192 | 4.689 | 5.7611 | 4.4187
5862 | 4.1099e-05 | 0.00010506 | 0.012464 | 3.2163 | 3.5511 | 3.0192 | 4.8843 | 5.7611 | 4.4187
5863 | 4.6479e-05 | 0.00010606 | 0.025649 | 3.3618 | 3.5511 | 3.0192 | 5.2511 | 5.7611 | 4.4187
5864 | 1.3927e-05 | 0.00011216 | 0.041991 | 3.5007 | 3.5511 | 3.0192 | 5.6214 | 5.7611 | 4.4187
5865 | 6.1708e-06 | 0.00011243 | 0.054012 | 3.625 | 3.5511 | 3.0192 | 5.9709 | 5.7611 | 4.4187
5866 | 8.9403e-06 | 0.00011376 | 0.062322 | 3.7042 | 3.5511 | 3.0192 | 6.2032 | 5.7611 | 4.4187
5867 | 8.2899e-06 | 0.00011618 | 0.064649 | 3.7718 | 3.5526 | 3.0192 | 6.4076 | 5.7653 | 4.4187
5868 | 9.1402e-06 | 0.00011188 | 0.058777 | 3.7785 | 3.5526 | 3.0192 | 6.4283 | 5.7653 | 4.4187
5869 | 1.343e-05 | 0.00010578 | 0.060106 | 3.8437 | 3.5511 | 3.0192 | 6.6315 | 5.7611 | 4.4187
5870 | 7.3079e-06 | 0.0001049 | 0.049248 | 3.8524 | 3.5511 | 3.0192 | 6.6592 | 5.7611 | 4.4187
5871 | 7.5476e-06 | 0.00010208 | 0.040219 | 3.8263 | 3.5496 | 3.0192 | 6.5768 | 5.757 | 4.4187
5872 | 5.3394e-06 | 0.00010189 | 0.026203 | 3.7989 | 3.5496 | 3.0192 | 6.4911 | 5.757 | 4.4187
5873 | 9.6909e-06 | 0.0001066 | 0.013406 | 3.7091 | 3.5481 | 3.0192 | 6.2177 | 5.7528 | 4.4187
5874 | 1.0426e-05 | 0.00010861 | 0.0021605 | 3.564 | 3.5481 | 3.0192 | 5.7972 | 5.7528 | 4.4187
5875 | 1.2381e-05 | 0.00010825 | 0 | 3.4508 | 3.5481 | 3.0192 | 5.486 | 5.7528 | 4.4187
5876 | 1.5599e-05 | 0.00010994 | 0 | 3.3472 | 3.5481 | 3.0192 | 5.2133 | 5.7528 | 4.4187
5877 | 1.293e-05 | 0.00010391 | 0 | 3.2836 | 3.5481 | 3.0192 | 5.0515 | 5.7528 | 4.4187
5878 | 5.996e-06 | 0.00010804 | 0 | 3.22 | 3.5467 | 3.0192 | 4.8933 | 5.7487 | 4.4187
5879 | 3.0508e-06 | 0.00011285 | 0 | 3.1789 | 3.5467 | 3.0192 | 4.7933 | 5.7487 | 4.4187
5880 | 4.9691e-06 | 0.00011547 | 0 | 3.1646 | 3.5467 | 3.0192 | 4.759 | 5.7487 | 4.4187
5881 | 5.6102e-06 | 0.00011771 | 0 | 3.1158 | 3.5467 | 3.0192 | 4.6426 | 5.7487 | 4.4187
5882 | 6.7866e-06 | 0.00011875 | 0 | 3.0975 | 3.5481 | 3.0192 | 4.5997 | 5.7528 | 4.4187
5883 | 8.6801e-06 | 0.00011894 | 0 | 3.0941 | 3.5481 | 3.0192 | 4.5918 | 5.7528 | 4.4187
5884 | 1.1037e-05 | 0.00011877 | 0 | 3.1089 | 3.5481 | 3.0192 | 4.6264 | 5.7528 | 4.4187
5885 | 2.2728e-05 | 0.00011848 | 0.0022159 | 3.1146 | 3.5481 | 3.0192 | 4.6399 | 5.7528 | 4.4187
5886 | 4.1116e-05 | 0.00011918 | 0.010802 | 3.2041 | 3.5481 | 3.0192 | 4.8546 | 5.7528 | 4.4187
5887 | 3.163e-05 | 0.0001166 | 0.02227 | 3.3671 | 3.5496 | 3.0192 | 5.265 | 5.757 | 4.4187
5888 | 2.429e-05 | 0.00011747 | 0.036618 | 3.5225 | 3.5496 | 3.0192 | 5.6815 | 5.757 | 4.4187
5889 | 1.3642e-05 | 0.00011603 | 0.045592 | 3.6188 | 3.5496 | 3.0192 | 5.953 | 5.757 | 4.4187
5890 | 6.7757e-06 | 0.00011492 | 0.051409 | 3.6833 | 3.5496 | 3.0192 | 6.141 | 5.757 | 4.4187
5891 | 1.2545e-05 | 0.00011641 | 0.046977 | 3.7139 | 3.5481 | 3.0192 | 6.2323 | 5.7528 | 4.4187
5892 | 1.8332e-05 | 0.00011196 | 0.051963 | 3.7836 | 3.5481 | 3.0192 | 6.4439 | 5.7528 | 4.4187
5893 | 2.3527e-05 | 0.00010579 | 0.045924 | 3.8108 | 3.5481 | 3.0192 | 6.5283 | 5.7528 | 4.4187
5894 | 2.1456e-05 | 0.00010495 | 0.040606 | 3.8559 | 3.5481 | 3.0192 | 6.6703 | 5.7528 | 4.4187
5895 | 1.712e-05 | 0.00010213 | 0.031743 | 3.8647 | 3.5481 | 3.0192 | 6.6983 | 5.7528 | 4.4187
5896 | 1.3408e-05 | 0.00010192 | 0.02299 | 3.8384 | 3.5467 | 3.0192 | 6.615 | 5.7487 | 4.4187
5897 | 2.1375e-05 | 0.00010664 | 0.0098053 | 3.7584 | 3.5467 | 3.0192 | 6.3667 | 5.7487 | 4.4187
5898 | 7.5266e-06 | 0.00010865 | 0.0014957 | 3.6468 | 3.5467 | 3.0192 | 6.0341 | 5.7487 | 4.4187
5899 | 2.5887e-05 | 0.00010764 | 0 | 3.5108 | 3.5452 | 3.0192 | 5.6493 | 5.7445 | 4.4187
5900 | 2.4137e-05 | 0.00011118 | 0 | 3.4396 | 3.5452 | 3.0192 | 5.456 | 5.7445 | 4.4187
5901 | 2.7143e-05 | 0.00010577 | 0 | 3.3941 | 3.5452 | 3.0192 | 5.3355 | 5.7445 | 4.4187
5902 | 1.2399e-05 | 0.00010211 | 0 | 3.3222 | 3.5452 | 3.0192 | 5.1494 | 5.7445 | 4.4187
5903 | 7.14e-06 | 0.00010248 | 0 | 3.2684 | 3.5452 | 3.0192 | 5.0134 | 5.7445 | 4.4187
5904 | 9.9179e-06 | 0.00010364 | 0 | 3.2521 | 3.5437 | 3.0192 | 4.9727 | 5.7404 | 4.4187
5905 | 1.1749e-05 | 0.00010309 | 0 | 3.2322 | 3.5437 | 3.0192 | 4.9236 | 5.7404 | 4.4187
5906 | 1.6869e-05 | 0.00010344 | 0 | 3.22 | 3.5437 | 3.0192 | 4.8933 | 5.7404 | 4.4187
5907 | 2.0573e-05 | 0.00010206 | 0 | 3.2017 | 3.5437 | 3.0192 | 4.8487 | 5.7404 | 4.4187
5908 | 2.3168e-05 | 0.00010279 | 0 | 3.2126 | 3.5437 | 3.0192 | 4.8754 | 5.7404 | 4.4187
5909 | 2.6187e-05 | 0.00010286 | 0.0017727 | 3.2126 | 3.5437 | 3.0192 | 4.8754 | 5.7404 | 4.4187
5910 | 5.5872e-05 | 0.0001029 | 0.011633 | 3.3002 | 3.5437 | 3.0192 | 5.0934 | 5.7404 | 4.4187
5911 | 5.1464e-05 | 0.00010069 | 0.023433 | 3.4592 | 3.5437 | 3.0192 | 5.5088 | 5.7404 | 4.4187
5912 | 3.3491e-05 | 0.00010041 | 0.035953 | 3.5805 | 3.5437 | 3.0192 | 5.8439 | 5.7404 | 4.4187
5913 | 1.8269e-05 | 0.00010124 | 0.050024 | 3.6881 | 3.5467 | 3.0192 | 6.1553 | 5.7487 | 4.4187
5914 | 9.6e-06 | 9.7272e-05 | 0.051464 | 3.7921 | 3.5467 | 3.0192 | 6.47 | 5.7487 | 4.4187
5915 | 1.475e-05 | 0.00010482 | 0.049027 | 3.8006 | 3.5467 | 3.0192 | 6.4964 | 5.7487 | 4.4187
5916 | 1.7592e-05 | 0.00010485 | 0.048916 | 3.8454 | 3.5467 | 3.0192 | 6.637 | 5.7487 | 4.4187
5917 | 2.6073e-05 | 0.00010337 | 0.045093 | 3.8594 | 3.5467 | 3.0192 | 6.6815 | 5.7487 | 4.4187
5918 | 2.0083e-05 | 0.00010413 | 0.03767 | 3.8665 | 3.5467 | 3.0192 | 6.704 | 5.7487 | 4.4187
5919 | 1.8118e-05 | 0.00010204 | 0.029915 | 3.8177 | 3.5467 | 3.0192 | 6.5497 | 5.7487 | 4.4187
5920 | 1.4845e-05 | 0.00010197 | 0.019888 | 3.7853 | 3.5467 | 3.0192 | 6.4491 | 5.7487 | 4.4187
5921 | 2.4286e-05 | 0.00010669 | 0.0090298 | 3.7336 | 3.5467 | 3.0192 | 6.2913 | 5.7487 | 4.4187
5922 | 1.1686e-05 | 0.0001087 | 0.0012187 | 3.6172 | 3.5467 | 3.0192 | 5.9486 | 5.7487 | 4.4187
5923 | 1.4174e-05 | 0.00010764 | 0 | 3.5094 | 3.5452 | 3.0192 | 5.6453 | 5.7445 | 4.4187
5924 | 2.0086e-05 | 0.0001098 | 0 | 3.4906 | 3.5452 | 3.0192 | 5.5938 | 5.7445 | 4.4187
5925 | 1.6272e-05 | 0.00010576 | 0 | 3.4215 | 3.5452 | 3.0192 | 5.4079 | 5.7445 | 4.4187
5926 | 8.1385e-06 | 0.00010249 | 0 | 3.3927 | 3.5437 | 3.0192 | 5.3319 | 5.7404 | 4.4187
5927 | 4.1712e-06 | 0.00010331 | 0 | 3.3792 | 3.5422 | 3.0192 | 5.2965 | 5.7362 | 4.4187
5928 | 5.1672e-06 | 0.00010219 | 0 | 3.3485 | 3.5422 | 3.0192 | 5.2168 | 5.7362 | 4.4187
5929 | 4.856e-06 | 0.00010359 | 0 | 3.3274 | 3.5437 | 3.0192 | 5.1627 | 5.7404 | 4.4187
5930 | 5.9479e-06 | 0.00010363 | 0 | 3.3131 | 3.5437 | 3.0192 | 5.1262 | 5.7404 | 4.4187
5931 | 8.0693e-06 | 0.0001032 | 0 | 3.3235 | 3.5437 | 3.0192 | 5.1527 | 5.7404 | 4.4187
5932 | 9.6275e-06 | 0.00010255 | 0 | 3.2925 | 3.5437 | 3.0192 | 5.074 | 5.7404 | 4.4187
5933 | 1.715e-05 | 0.00010173 | 0.0015511 | 3.3015 | 3.5452 | 3.0192 | 5.0967 | 5.7445 | 4.4187
5934 | 2.903e-05 | 0.00010217 | 0.010027 | 3.3765 | 3.5452 | 3.0192 | 5.2894 | 5.7445 | 4.4187
5935 | 2.5152e-05 | 9.6482e-05 | 0.023378 | 3.4934 | 3.5452 | 3.0192 | 5.6017 | 5.7445 | 4.4187
5936 | 3.6518e-05 | 0.00010428 | 0.036341 | 3.6157 | 3.5452 | 3.0192 | 5.9442 | 5.7445 | 4.4187
5937 | 1.4277e-05 | 0.00010649 | 0.042988 | 3.6881 | 3.5452 | 3.0192 | 6.1553 | 5.7445 | 4.4187
5938 | 8.3807e-06 | 0.00010792 | 0.05152 | 3.7685 | 3.5452 | 3.0192 | 6.3973 | 5.7445 | 4.4187
5939 | 1.3136e-05 | 0.00011114 | 0.060882 | 3.8913 | 3.5452 | 3.0192 | 6.7838 | 5.7445 | 4.4187
5940 | 2.0709e-05 | 0.00010838 | 0.056727 | 3.9457 | 3.5452 | 3.0192 | 6.9616 | 5.7445 | 4.4187
5941 | 2.0753e-05 | 0.00010414 | 0.055841 | 4.0016 | 3.5452 | 3.0192 | 7.1488 | 5.7445 | 4.4187
5942 | 3.2336e-05 | 0.00010357 | 0.049525 | 4.034 | 3.5452 | 3.0192 | 7.2595 | 5.7445 | 4.4187
5943 | 1.5067e-05 | 0.00010084 | 0.034236 | 4.0359 | 3.5452 | 3.0192 | 7.2661 | 5.7445 | 4.4187
5944 | 1.5409e-05 | 9.861e-05 | 0.022768 | 4.0206 | 3.5452 | 3.0192 | 7.2135 | 5.7445 | 4.4187
5945 | 2.1072e-05 | 0.0001021 | 0.0067585 | 3.8913 | 3.5452 | 3.0192 | 6.7838 | 5.7445 | 4.4187
5946 | 1.0334e-05 | 0.00010413 | 0.0010526 | 3.7785 | 3.5452 | 3.0192 | 6.4283 | 5.7445 | 4.4187
5947 | 1.1909e-05 | 0.00011034 | 0 | 3.5805 | 3.5452 | 3.0192 | 5.8439 | 5.7445 | 4.4187
5948 | 1.6249e-05 | 0.00010178 | 0 | 3.5094 | 3.5437 | 3.0192 | 5.6453 | 5.7404 | 4.4187
5949 | 1.5755e-05 | 0.00010263 | 0 | 3.4635 | 3.5437 | 3.0192 | 5.5202 | 5.7404 | 4.4187
5950 | 6.7526e-06 | 0.00010268 | 0 | 3.4479 | 3.5437 | 3.0192 | 5.4785 | 5.7404 | 4.4187
5951 | 2.2419e-06 | 0.00010291 | 0 | 3.4284 | 3.5452 | 3.0192 | 5.4263 | 5.7445 | 4.4187
5952 | 2.6911e-06 | 0.00010232 | 0 | 3.4229 | 3.5452 | 3.0192 | 5.4115 | 5.7445 | 4.4187
5953 | 9.812e-07 | 0.00010312 | 0 | 3.3887 | 3.5452 | 3.0192 | 5.3212 | 5.7445 | 4.4187
5954 | 9.7882e-07 | 0.00010278 | 0 | 3.3698 | 3.5452 | 3.0192 | 5.272 | 5.7445 | 4.4187
5955 | 2.5574e-06 | 0.00010293 | 0 | 3.3525 | 3.5452 | 3.0192 | 5.227 | 5.7445 | 4.4187
5956 | 2.4538e-06 | 0.00010045 | 0 | 3.3419 | 3.5452 | 3.0192 | 5.1997 | 5.7445 | 4.4187
5957 | 1.7144e-05 | 0.00010266 | 0.0014403 | 3.3432 | 3.5467 | 3.0192 | 5.2031 | 5.7487 | 4.4187
5958 | 1.9606e-05 | 0.00010182 | 0.0095838 | 3.3968 | 3.5467 | 3.0192 | 5.3426 | 5.7487 | 4.4187
5959 | 3.5945e-05 | 0.00010138 | 0.020774 | 3.4762 | 3.5481 | 3.0192 | 5.5548 | 5.7528 | 4.4187
5960 | 1.7977e-05 | 0.00010173 | 0.034125 | 3.579 | 3.5496 | 3.0192 | 5.8397 | 5.757 | 4.4187
5961 | 7.0854e-06 | 0.000102 | 0.050855 | 3.7221 | 3.5496 | 3.0192 | 6.2567 | 5.757 | 4.4187
5962 | 1.1244e-05 | 0.00010135 | 0.063042 | 3.8806 | 3.5496 | 3.0192 | 6.7494 | 5.757 | 4.4187
5963 | 2.3829e-05 | 0.00010179 | 0.064815 | 4.013 | 3.5496 | 3.0192 | 7.1875 | 5.757 | 4.4187
5964 | 2.2971e-05 | 0.00010288 | 0.055619 | 4.0747 | 3.5496 | 3.0192 | 7.401 | 5.757 | 4.4187
5965 | 2.2449e-05 | 0.0001022 | 0.04249 | 4.0149 | 3.5496 | 3.0192 | 7.194 | 5.757 | 4.4187
5966 | 2.3883e-05 | 9.9557e-05 | 0.037227 | 4.0806 | 3.5481 | 3.0192 | 7.4217 | 5.7528 | 4.4187
5967 | 1.7689e-05 | 9.9727e-05 | 0.029361 | 4.0924 | 3.5481 | 3.0192 | 7.4634 | 5.7528 | 4.4187
5968 | 1.5228e-05 | 9.9696e-05 | 0.018392 | 4.0455 | 3.5481 | 3.0192 | 7.2994 | 5.7528 | 4.4187
5969 | 1.1633e-05 | 0.00010472 | 0.0093622 | 3.922 | 3.5481 | 3.0192 | 6.8834 | 5.7528 | 4.4187
5970 | 1.1034e-05 | 0.0001069 | 0.0012187 | 3.7651 | 3.5481 | 3.0192 | 6.3871 | 5.7528 | 4.4187
5971 | 1.1132e-05 | 0.00011319 | 0 | 3.6281 | 3.5481 | 3.0192 | 5.9798 | 5.7528 | 4.4187
5972 | 1.7507e-05 | 0.00010632 | 0 | 3.5328 | 3.5481 | 3.0192 | 5.71 | 5.7528 | 4.4187
5973 | 1.5802e-05 | 0.00010134 | 0 | 3.5108 | 3.5481 | 3.0192 | 5.6493 | 5.7528 | 4.4187
5974 | 7.4136e-06 | 0.00010324 | 0 | 3.4734 | 3.5481 | 3.0192 | 5.5471 | 5.7528 | 4.4187
5975 | 3.551e-06 | 0.00010243 | 0 | 3.4284 | 3.5481 | 3.0192 | 5.4263 | 5.7528 | 4.4187
5976 | 4.967e-06 | 0.00010295 | 0 | 3.3927 | 3.5481 | 3.0192 | 5.3319 | 5.7528 | 4.4187
5977 | 3.9769e-06 | 0.00010144 | 0 | 3.3551 | 3.5496 | 3.0192 | 5.2339 | 5.757 | 4.4187
5978 | 4.0139e-06 | 0.00010269 | 0 | 3.334 | 3.5496 | 3.0192 | 5.1795 | 5.757 | 4.4187
5979 | 4.9961e-06 | 0.0001028 | 0 | 3.2951 | 3.5511 | 3.0192 | 5.0804 | 5.7611 | 4.4187
5980 | 8.0834e-06 | 0.00010282 | 0 | 3.3028 | 3.5511 | 3.0192 | 5.0999 | 5.7611 | 4.4187
5981 | 7.8266e-06 | 0.00010297 | 0.0012741 | 3.29 | 3.5511 | 3.0192 | 5.0675 | 5.7611 | 4.4187
5982 | 2.697e-05 | 0.00010268 | 0.0097499 | 3.3419 | 3.5511 | 3.0192 | 5.1997 | 5.7611 | 4.4187
5983 | 4.7493e-05 | 0.00010162 | 0.022658 | 3.4522 | 3.5526 | 3.0192 | 5.4898 | 5.7653 | 4.4187
5984 | 2.1757e-05 | 0.00010171 | 0.034734 | 3.5836 | 3.5526 | 3.0192 | 5.8525 | 5.7653 | 4.4187
5985 | 2.8244e-05 | 0.00010131 | 0.043653 | 3.7287 | 3.5526 | 3.0192 | 6.2764 | 5.7653 | 4.4187
5986 | 9.3974e-06 | 0.00010079 | 0.044429 | 3.8402 | 3.5526 | 3.0192 | 6.6204 | 5.7653 | 4.4187
5987 | 1.2135e-05 | 0.00010261 | 0.045703 | 3.9039 | 3.5526 | 3.0192 | 6.8245 | 5.7653 | 4.4187
5988 | 1.7323e-05 | 0.0001028 | 0.049525 | 3.9329 | 3.5511 | 3.0192 | 6.9193 | 5.7611 | 4.4187
5989 | 2.3377e-05 | 0.00010286 | 0.05091 | 4.0035 | 3.5526 | 3.0192 | 7.1553 | 5.7653 | 4.4187
5990 | 2.6544e-05 | 0.00010263 | 0.028474 | 3.9075 | 3.5526 | 3.0192 | 6.8362 | 5.7653 | 4.4187
5991 | 1.5525e-05 | 0.00010108 | 0.023599 | 3.9457 | 3.5511 | 3.0192 | 6.9616 | 5.7611 | 4.4187
5992 | 1.323e-05 | 9.9917e-05 | 0.014957 | 3.9003 | 3.5511 | 3.0192 | 6.8128 | 5.7611 | 4.4187
5993 | 1.1588e-05 | 0.0001008 | 0.0084204 | 3.8594 | 3.5511 | 3.0192 | 6.6815 | 5.7611 | 4.4187
5994 | 1.084e-05 | 0.00010356 | 0.00099715 | 3.7451 | 3.5511 | 3.0192 | 6.3262 | 5.7611 | 4.4187
5995 | 1.4325e-05 | 0.00010613 | 0 | 3.6049 | 3.5496 | 3.0192 | 5.9133 | 5.757 | 4.4187
5996 | 2.8004e-05 | 0.0001033 | 0 | 3.5328 | 3.5496 | 3.0192 | 5.71 | 5.757 | 4.4187
5997 | 1.8967e-05 | 0.00010304 | 0 | 3.4635 | 3.5496 | 3.0192 | 5.5202 | 5.757 | 4.4187
5998 | 1.3004e-05 | 0.00010282 | 0 | 3.4077 | 3.5496 | 3.0192 | 5.3714 | 5.757 | 4.4187
5999 | 9.4309e-06 | 0.00010292 | 0 | 3.3941 | 3.5481 | 3.0192 | 5.3355 | 5.7528 | 4.4187
6000 | 1.0361e-05 | 0.00010313 | 0 | 3.3968 | 3.5496 | 3.0192 | 5.3426 | 5.757 | 4.4187
6001 | 1.248e-05 | 0.00010321 | 0 | 3.3873 | 3.5496 | 3.0192 | 5.3177 | 5.757 | 4.4187
6002 | 1.6057e-05 | 0.00010291 | 0 | 3.3671 | 3.5496 | 3.0192 | 5.265 | 5.757 | 4.4187
6003 | 1.9461e-05 | 0.00010292 | 0 | 3.3551 | 3.5496 | 3.0192 | 5.2339 | 5.757 | 4.4187
6004 | 2.1379e-05 | 0.00010236 | 0 | 3.3392 | 3.5496 | 3.0192 | 5.193 | 5.757 | 4.4187
6005 | 3.3854e-05 | 0.00010268 | 0.0011633 | 3.3209 | 3.5511 | 3.0192 | 5.146 | 5.7611 | 4.4187
6006 | 3.4455e-05 | 0.00010249 | 0.0073125 | 3.3578 | 3.5496 | 3.0192 | 5.2408 | 5.757 | 4.4187
6007 | 3.123e-05 | 0.00010116 | 0.016841 | 3.4522 | 3.5496 | 3.0192 | 5.4898 | 5.757 | 4.4187
6008 | 3.568e-05 | 0.0001019 | 0.026702 | 3.5505 | 3.5496 | 3.0192 | 5.7595 | 5.757 | 4.4187
6009 | 2.6508e-05 | 0.00010229 | 0.031909 | 3.6437 | 3.5496 | 3.0192 | 6.025 | 5.757 | 4.4187
6010 | 1.2893e-05 | 0.00010025 | 0.050301 | 3.7584 | 3.5526 | 3.0192 | 6.3667 | 5.7653 | 4.4187
6011 | 2.2004e-05 | 0.0001013 | 0.05091 | 3.8472 | 3.5526 | 3.0192 | 6.6425 | 5.7653 | 4.4187
6012 | 2.2983e-05 | 0.00010242 | 0.052351 | 3.9402 | 3.5526 | 3.0192 | 6.9434 | 5.7653 | 4.4187
6013 | 2.2585e-05 | 0.00010289 | 0.053237 | 4.0513 | 3.5526 | 3.0192 | 7.3195 | 5.7653 | 4.4187
6014 | 2.3704e-05 | 0.00010296 | 0.046866 | 4.1063 | 3.5511 | 3.0192 | 7.5126 | 5.7611 | 4.4187
6015 | 2.255e-05 | 0.00010087 | 0.034291 | 4.1004 | 3.5496 | 3.0192 | 7.4915 | 5.757 | 4.4187
6016 | 1.3101e-05 | 0.000101 | 0.0195 | 4.0944 | 3.5481 | 3.0192 | 7.4704 | 5.7528 | 4.4187
6017 | 8.813e-06 | 0.00010625 | 0.0082542 | 4.0111 | 3.5467 | 3.0192 | 7.181 | 5.7487 | 4.4187
6018 | 8.3639e-06 | 0.00010854 | 0.0010526 | 3.7955 | 3.5467 | 3.0192 | 6.4805 | 5.7487 | 4.4187
6019 | 1.8253e-05 | 0.00010916 | 0 | 3.6437 | 3.5467 | 3.0192 | 6.025 | 5.7487 | 4.4187
6020 | 2.4143e-05 | 0.00011128 | 0 | 3.5957 | 3.5467 | 3.0192 | 5.8871 | 5.7487 | 4.4187
6021 | 2.4242e-05 | 0.00010442 | 0 | 3.5313 | 3.5467 | 3.0192 | 5.7059 | 5.7487 | 4.4187
6022 | 1.9373e-05 | 0.00010373 | 0 | 3.482 | 3.5481 | 3.0192 | 5.5703 | 5.7528 | 4.4187
6023 | 2.1976e-05 | 0.00010364 | 0 | 3.4494 | 3.5467 | 3.0192 | 5.4822 | 5.7487 | 4.4187
6024 | 2.8355e-05 | 0.00010397 | 0 | 3.3819 | 3.5467 | 3.0192 | 5.3035 | 5.7487 | 4.4187
6025 | 2.888e-05 | 0.0001038 | 0 | 3.4064 | 3.5481 | 3.0192 | 5.3678 | 5.7528 | 4.4187
6026 | 3.0257e-05 | 0.0001039 | 0 | 3.3941 | 3.5481 | 3.0192 | 5.3355 | 5.7528 | 4.4187
6027 | 3.3094e-05 | 0.00010266 | 0 | 3.3671 | 3.5467 | 3.0192 | 5.265 | 5.7487 | 4.4187
6028 | 3.4377e-05 | 0.00010187 | 0 | 3.3591 | 3.5467 | 3.0192 | 5.2442 | 5.7487 | 4.4187
6029 | 3.2608e-05 | 0.00010289 | 0.0010526 | 3.3485 | 3.5467 | 3.0192 | 5.2168 | 5.7487 | 4.4187
6030 | 4.4238e-05 | 0.0001022 | 0.008088 | 3.4312 | 3.5481 | 3.0192 | 5.4337 | 5.7528 | 4.4187
6031 | 5.2588e-05 | 0.00010124 | 0.017893 | 3.5416 | 3.5481 | 3.0192 | 5.7346 | 5.7528 | 4.4187
6032 | 3.2608e-05 | 0.00010176 | 0.027533 | 3.6562 | 3.5481 | 3.0192 | 6.0617 | 5.7528 | 4.4187
6033 | 1.5538e-05 | 0.00010209 | 0.035067 | 3.7718 | 3.5481 | 3.0192 | 6.4076 | 5.7528 | 4.4187
6034 | 6.8936e-06 | 0.00010165 | 0.042601 | 3.8594 | 3.5481 | 3.0192 | 6.6815 | 5.7528 | 4.4187
6035 | 9.0059e-06 | 0.00010233 | 0.035842 | 3.9057 | 3.5481 | 3.0192 | 6.8303 | 5.7528 | 4.4187
6036 | 1.589e-05 | 0.00010152 | 0.041825 | 3.9365 | 3.5496 | 3.0192 | 6.9313 | 5.757 | 4.4187
6037 | 9.5613e-06 | 0.00010342 | 0.040329 | 3.979 | 3.5496 | 3.0192 | 7.0727 | 5.757 | 4.4187
6038 | 1.0229e-05 | 0.00010307 | 0.03767 | 4.0016 | 3.5496 | 3.0192 | 7.1488 | 5.757 | 4.4187
6039 | 9.4143e-06 | 0.00010132 | 0.027034 | 3.9697 | 3.5496 | 3.0192 | 7.0415 | 5.757 | 4.4187
6040 | 9.5105e-06 | 0.00010115 | 0.015899 | 3.9329 | 3.5496 | 3.0192 | 6.9193 | 5.757 | 4.4187
6041 | 3.7249e-06 | 0.00010632 | 0.0057613 | 3.8735 | 3.5496 | 3.0192 | 6.7266 | 5.757 | 4.4187
6042 | 9.6349e-06 | 0.00010869 | 0.00066477 | 3.7802 | 3.5496 | 3.0192 | 6.4334 | 5.757 | 4.4187
6043 | 1.559e-05 | 0.00010898 | 0 | 3.6452 | 3.5467 | 3.0192 | 6.0296 | 5.7487 | 4.4187
6044 | 1.4114e-05 | 0.00011183 | 0 | 3.5821 | 3.5467 | 3.0192 | 5.8482 | 5.7487 | 4.4187
6045 | 1.9145e-05 | 0.00010515 | 0 | 3.4978 | 3.5467 | 3.0192 | 5.6135 | 5.7487 | 4.4187
6046 | 1.6e-05 | 0.00010339 | 0 | 3.4748 | 3.5481 | 3.0192 | 5.5509 | 5.7528 | 4.4187
6047 | 1.2502e-05 | 0.00010323 | 0 | 3.4536 | 3.5481 | 3.0192 | 5.4936 | 5.7528 | 4.4187
6048 | 1.5623e-05 | 0.0001034 | 0 | 3.4479 | 3.5481 | 3.0192 | 5.4785 | 5.7528 | 4.4187
6049 | 1.6949e-05 | 0.00010339 | 0 | 3.4312 | 3.5481 | 3.0192 | 5.4337 | 5.7528 | 4.4187
6050 | 1.8455e-05 | 0.00010302 | 0 | 3.4174 | 3.5481 | 3.0192 | 5.3969 | 5.7528 | 4.4187
6051 | 1.8259e-05 | 0.00010295 | 0 | 3.3982 | 3.5481 | 3.0192 | 5.3462 | 5.7528 | 4.4187
6052 | 1.9882e-05 | 0.00010133 | 0 | 3.3832 | 3.5496 | 3.0192 | 5.3071 | 5.757 | 4.4187
6053 | 3.4488e-05 | 0.00010265 | 0.00077556 | 3.3765 | 3.5481 | 3.0192 | 5.2894 | 5.7528 | 4.4187
6054 | 3.3477e-05 | 0.00010148 | 0.0062599 | 3.4215 | 3.5481 | 3.0192 | 5.4079 | 5.7528 | 4.4187
6055 | 3.3688e-05 | 0.00010023 | 0.014126 | 3.4891 | 3.5496 | 3.0192 | 5.5899 | 5.757 | 4.4187
6056 | 1.2108e-05 | 0.0001005 | 0.026203 | 3.5896 | 3.5496 | 3.0192 | 5.8697 | 5.757 | 4.4187
6057 | 1.5553e-05 | 0.000102 | 0.035177 | 3.7026 | 3.5511 | 3.0192 | 6.1983 | 5.7611 | 4.4187
6058 | 1.0419e-05 | 0.0001015 | 0.042324 | 3.8091 | 3.5511 | 3.0192 | 6.5229 | 5.7611 | 4.4187
6059 | 1.2535e-05 | 0.00010262 | 0.048085 | 3.9039 | 3.5511 | 3.0192 | 6.8245 | 5.7611 | 4.4187
6060 | 2.2173e-05 | 0.00010083 | 0.041603 | 3.9567 | 3.5511 | 3.0192 | 6.9982 | 5.7611 | 4.4187
6061 | 2.2839e-05 | 0.0001034 | 0.035953 | 3.9772 | 3.5496 | 3.0192 | 7.0665 | 5.757 | 4.4187
6062 | 1.9316e-05 | 0.00010322 | 0.031632 | 3.9475 | 3.5496 | 3.0192 | 6.9676 | 5.757 | 4.4187
6063 | 1.5133e-05 | 0.00010099 | 0.021771 | 3.9623 | 3.5496 | 3.0192 | 7.0167 | 5.757 | 4.4187
6064 | 2.4578e-05 | 0.00010085 | 0.014459 | 3.9147 | 3.5496 | 3.0192 | 6.8597 | 5.757 | 4.4187
6065 | 2.5081e-05 | 0.00010565 | 0.0069801 | 3.8177 | 3.5496 | 3.0192 | 6.5497 | 5.757 | 4.4187
6066 | 1.6095e-05 | 0.00010767 | 0.00077556 | 3.6562 | 3.5496 | 3.0192 | 6.0617 | 5.757 | 4.4187
6067 | 1.1226e-05 | 0.00010934 | 0 | 3.5715 | 3.5481 | 3.0192 | 5.8183 | 5.7528 | 4.4187
6068 | 1.9124e-05 | 0.00010898 | 0 | 3.5401 | 3.5481 | 3.0192 | 5.7305 | 5.7528 | 4.4187
6069 | 1.9932e-05 | 0.0001042 | 0 | 3.4691 | 3.5481 | 3.0192 | 5.5355 | 5.7528 | 4.4187
6070 | 1.3539e-05 | 0.0001032 | 0 | 3.4423 | 3.5481 | 3.0192 | 5.4634 | 5.7528 | 4.4187
6071 | 1.2278e-05 | 0.00010162 | 0 | 3.3873 | 3.5481 | 3.0192 | 5.3177 | 5.7528 | 4.4187
6072 | 1.7623e-05 | 0.0001018 | 0 | 3.3778 | 3.5481 | 3.0192 | 5.293 | 5.7528 | 4.4187
6073 | 1.9315e-05 | 0.00010118 | 0 | 3.3551 | 3.5481 | 3.0192 | 5.2339 | 5.7528 | 4.4187
6074 | 2.2747e-05 | 0.00010188 | 0 | 3.3538 | 3.5496 | 3.0192 | 5.2304 | 5.757 | 4.4187
6075 | 2.4005e-05 | 0.00010135 | 0 | 3.3458 | 3.5496 | 3.0192 | 5.2099 | 5.757 | 4.4187
6076 | 2.7542e-05 | 0.00010042 | 0 | 3.3564 | 3.5481 | 3.0192 | 5.2373 | 5.7528 | 4.4187
6077 | 3.6303e-05 | 0.00010153 | 0.00069247 | 3.3406 | 3.5496 | 3.0192 | 5.1964 | 5.757 | 4.4187
6078 | 4.8065e-05 | 0.00010138 | 0.0030469 | 3.3564 | 3.5496 | 3.0192 | 5.2373 | 5.757 | 4.4187
6079 | 4.155e-05 | 0.0001001 | 0.012741 | 3.3927 | 3.5496 | 3.0192 | 5.3319 | 5.757 | 4.4187
6080 | 1.9272e-05 | 9.9672e-05 | 0.018447 | 3.4465 | 3.5496 | 3.0192 | 5.4747 | 5.757 | 4.4187
6081 | 1.1924e-05 | 0.00010084 | 0.017838 | 3.4663 | 3.5496 | 3.0192 | 5.5279 | 5.757 | 4.4187
6082 | 1.0122e-05 | 0.00010028 | 0.027006 | 3.5225 | 3.5496 | 3.0192 | 5.6815 | 5.757 | 4.4187
6083 | 1.5853e-05 | 0.00010041 | 0.034845 | 3.5851 | 3.5511 | 3.0192 | 5.8568 | 5.7611 | 4.4187
6084 | 2.5234e-05 | 9.9848e-05 | 0.042157 | 3.6737 | 3.5511 | 3.0192 | 6.1128 | 5.7611 | 4.4187
6085 | 2.7598e-05 | 9.6898e-05 | 0.040219 | 3.7352 | 3.5511 | 3.0192 | 6.2963 | 5.7611 | 4.4187
6086 | 2.0176e-05 | 0.00010016 | 0.030136 | 3.7287 | 3.5496 | 3.0192 | 6.2764 | 5.757 | 4.4187
6087 | 1.765e-05 | 9.9755e-05 | 0.029859 | 3.7352 | 3.5496 | 3.0192 | 6.2963 | 5.757 | 4.4187
6088 | 1.5763e-05 | 9.8092e-05 | 0.017561 | 3.7188 | 3.5496 | 3.0192 | 6.2469 | 5.757 | 4.4187
6089 | 2.721e-05 | 0.00010142 | 0.0060383 | 3.639 | 3.5496 | 3.0192 | 6.0114 | 5.757 | 4.4187
6090 | 1.3156e-05 | 0.00010114 | 0.00066477 | 3.5269 | 3.5496 | 3.0192 | 5.6937 | 5.757 | 4.4187
6091 | 1.9099e-05 | 0.00010684 | 0 | 3.4705 | 3.5496 | 3.0192 | 5.5394 | 5.757 | 4.4187
6092 | 2.6043e-05 | 0.00010255 | 0 | 3.3846 | 3.5496 | 3.0192 | 5.3106 | 5.757 | 4.4187
6093 | 3.6014e-05 | 0.00010288 | 0 | 3.3604 | 3.5467 | 3.0192 | 5.2477 | 5.7487 | 4.4187
6094 | 2.3172e-05 | 0.00010166 | 0 | 3.3711 | 3.5467 | 3.0192 | 5.2754 | 5.7487 | 4.4187
6095 | 2.7732e-05 | 0.0001023 | 0 | 3.3538 | 3.5467 | 3.0192 | 5.2304 | 5.7487 | 4.4187
6096 | 3.0959e-05 | 0.00010191 | 0 | 3.3392 | 3.5467 | 3.0192 | 5.193 | 5.7487 | 4.4187
6097 | 3.632e-05 | 0.0001017 | 0 | 3.3015 | 3.5467 | 3.0192 | 5.0967 | 5.7487 | 4.4187
6098 | 4.1042e-05 | 0.00010121 | 0 | 3.3105 | 3.5467 | 3.0192 | 5.1196 | 5.7487 | 4.4187
6099 | 4.646e-05 | 0.00010024 | 0 | 3.3067 | 3.5452 | 3.0192 | 5.1098 | 5.7445 | 4.4187
6100 | 5.066e-05 | 0.00010129 | 0 | 3.3041 | 3.5452 | 3.0192 | 5.1032 | 5.7445 | 4.4187
6101 | 6.0702e-05 | 0.00010183 | 0.00044318 | 3.3028 | 3.5452 | 3.0192 | 5.0999 | 5.7445 | 4.4187
6102 | 6.4512e-05 | 0.00010143 | 0.0038778 | 3.3157 | 3.5467 | 3.0192 | 5.1328 | 5.7487 | 4.4187
6103 | 5.8452e-05 | 9.9935e-05 | 0.012963 | 3.3631 | 3.5467 | 3.0192 | 5.2546 | 5.7487 | 4.4187
6104 | 4.1217e-05 | 0.00010025 | 0.022935 | 3.4479 | 3.5467 | 3.0192 | 5.4785 | 5.7487 | 4.4187
6105 | 2.0593e-05 | 0.00010049 | 0.033072 | 3.5196 | 3.5452 | 3.0192 | 5.6734 | 5.7445 | 4.4187
6106 | 1.4853e-05 | 0.00010043 | 0.043487 | 3.6188 | 3.5452 | 3.0192 | 5.953 | 5.7445 | 4.4187
6107 | 1.6089e-05 | 0.00010095 | 0.0467 | 3.6515 | 3.5452 | 3.0192 | 6.0479 | 5.7445 | 4.4187
6108 | 1.9352e-05 | 0.00010071 | 0.04537 | 3.7319 | 3.5452 | 3.0192 | 6.2863 | 5.7445 | 4.4187
6109 | 2.5808e-05 | 9.9983e-05 | 0.037227 | 3.6833 | 3.5437 | 3.0192 | 6.141 | 5.7404 | 4.4187
6110 | 2.2521e-05 | 9.9223e-05 | 0.037559 | 3.7501 | 3.5437 | 3.0192 | 6.3413 | 5.7404 | 4.4187
6111 | 1.7697e-05 | 0.00010103 | 0.03202 | 3.7718 | 3.5422 | 3.0192 | 6.4076 | 5.7362 | 4.4187
6112 | 1.5605e-05 | 9.9851e-05 | 0.017173 | 3.7352 | 3.5422 | 3.0192 | 6.2963 | 5.7362 | 4.4187
6113 | 1.1358e-05 | 9.8566e-05 | 0.0056505 | 3.6312 | 3.5422 | 3.0192 | 5.9888 | 5.7362 | 4.4187
6114 | 2.8662e-05 | 0.00010063 | 0.00055397 | 3.5094 | 3.5422 | 3.0192 | 5.6453 | 5.7362 | 4.4187
6115 | 1.9295e-05 | 0.00010021 | 0 | 3.4368 | 3.5392 | 3.0192 | 5.4485 | 5.728 | 4.4187
6116 | 3.159e-05 | 0.000101 | 0 | 3.3927 | 3.5392 | 3.0192 | 5.3319 | 5.728 | 4.4187
6117 | 2.6024e-05 | 0.00010128 | 0 | 3.3472 | 3.5392 | 3.0192 | 5.2133 | 5.728 | 4.4187
6118 | 2.0978e-05 | 0.00010163 | 0 | 3.2951 | 3.5392 | 3.0192 | 5.0804 | 5.728 | 4.4187
6119 | 2.1338e-05 | 0.00010139 | 0 | 3.2621 | 3.5378 | 3.0192 | 4.9976 | 5.7239 | 4.4187
6120 | 2.6755e-05 | 0.00010125 | 0 | 3.2521 | 3.5378 | 3.0192 | 4.9727 | 5.7239 | 4.4187
6121 | 2.5066e-05 | 0.00010105 | 0 | 3.2322 | 3.5378 | 3.0192 | 4.9236 | 5.7239 | 4.4187
6122 | 2.2517e-05 | 0.00010184 | 0 | 3.2298 | 3.5378 | 3.0192 | 4.9175 | 5.7239 | 4.4187
6123 | 2.2904e-05 | 0.00010065 | 0 | 3.1969 | 3.5378 | 3.0192 | 4.8369 | 5.7239 | 4.4187
6124 | 2.3925e-05 | 9.967e-05 | 0 | 3.1813 | 3.5378 | 3.0192 | 4.7991 | 5.7239 | 4.4187
6125 | 3.7222e-05 | 0.00010112 | 0.00060937 | 3.1957 | 3.5378 | 3.0192 | 4.834 | 5.7239 | 4.4187
6126 | 2.5813e-05 | 0.00010198 | 0.0059275 | 3.2508 | 3.5378 | 3.0192 | 4.9696 | 5.7239 | 4.4187
6127 | 2.9165e-05 | 0.00010046 | 0.017062 | 3.3432 | 3.5378 | 3.0192 | 5.2031 | 5.7239 | 4.4187
6128 | 2.3789e-05 | 0.00010044 | 0.025815 | 3.4423 | 3.5378 | 3.0192 | 5.4634 | 5.7239 | 4.4187
6129 | 1.1941e-05 | 0.00010045 | 0.037255 | 3.5181 | 3.5378 | 3.0192 | 5.6694 | 5.7239 | 4.4187
6130 | 1.0582e-05 | 0.00010037 | 0.041216 | 3.5942 | 3.5363 | 3.0192 | 5.8827 | 5.7197 | 4.4187
6131 | 1.5264e-05 | 0.00010062 | 0.034734 | 3.6281 | 3.5363 | 3.0192 | 5.9798 | 5.7197 | 4.4187
6132 | 2.0048e-05 | 9.9163e-05 | 0.0349 | 3.6626 | 3.5363 | 3.0192 | 6.0802 | 5.7197 | 4.4187
6133 | 2.2333e-05 | 0.00010098 | 0.034069 | 3.6785 | 3.5363 | 3.0192 | 6.1269 | 5.7197 | 4.4187
6134 | 2.0398e-05 | 0.00010085 | 0.026314 | 3.6673 | 3.5348 | 3.0192 | 6.0941 | 5.7156 | 4.4187
6135 | 2.1058e-05 | 9.8193e-05 | 0.025317 | 3.6801 | 3.5348 | 3.0192 | 6.1316 | 5.7156 | 4.4187
6136 | 1.4402e-05 | 9.7349e-05 | 0.013185 | 3.6405 | 3.5348 | 3.0192 | 6.0159 | 5.7156 | 4.4187
6137 | 2.3656e-05 | 9.7645e-05 | 0.0047088 | 3.5685 | 3.5333 | 3.0192 | 5.8099 | 5.7115 | 4.4187
6138 | 1.1398e-05 | 0.00010057 | 0.00049858 | 3.4863 | 3.5333 | 3.0192 | 5.582 | 5.7115 | 4.4187
6139 | 2.8189e-05 | 0.00010254 | 0 | 3.4215 | 3.5304 | 3.0192 | 5.4079 | 5.7033 | 4.4187
6140 | 3.4456e-05 | 9.9393e-05 | 0 | 3.3511 | 3.5289 | 3.0192 | 5.2236 | 5.6993 | 4.4187
6141 | 3.4609e-05 | 0.00010168 | 0 | 3.3131 | 3.5289 | 3.0192 | 5.1262 | 5.6993 | 4.4187
6142 | 3.3551e-05 | 0.0001021 | 0 | 3.2684 | 3.5289 | 3.0192 | 5.0134 | 5.6993 | 4.4187
6143 | 3.9037e-05 | 0.000102 | 0 | 3.2659 | 3.5289 | 3.0192 | 5.0071 | 5.6993 | 4.4187
6144 | 4.4312e-05 | 0.00010189 | 0 | 3.2571 | 3.5274 | 3.0192 | 4.9851 | 5.6952 | 4.4187
6145 | 4.6544e-05 | 0.00010213 | 0 | 3.2459 | 3.5274 | 3.0192 | 4.9572 | 5.6952 | 4.4187
6146 | 4.9155e-05 | 0.00010079 | 0 | 3.2508 | 3.5274 | 3.0192 | 4.9696 | 5.6952 | 4.4187
6147 | 5.275e-05 | 0.00010199 | 0 | 3.2372 | 3.5274 | 3.0192 | 4.9358 | 5.6952 | 4.4187
6148 | 5.7133e-05 | 0.00010199 | 0 | 3.2372 | 3.5274 | 3.0192 | 4.9358 | 5.6952 | 4.4187
6149 | 5.7153e-05 | 0.00010046 | 0.00033238 | 3.2102 | 3.526 | 3.0192 | 4.8694 | 5.6911 | 4.4187
6150 | 7.5454e-05 | 0.0001019 | 0.003767 | 3.2372 | 3.526 | 3.0192 | 4.9358 | 5.6911 | 4.4187
6151 | 7.1154e-05 | 0.00010035 | 0.012187 | 3.3067 | 3.526 | 3.0192 | 5.1098 | 5.6911 | 4.4187
6152 | 3.8382e-05 | 0.00010069 | 0.017007 | 3.3725 | 3.526 | 3.0192 | 5.2789 | 5.6911 | 4.4187
6153 | 1.7098e-05 | 0.00010064 | 0.02853 | 3.4298 | 3.526 | 3.0192 | 5.43 | 5.6911 | 4.4187
6154 | 2.3548e-05 | 9.9711e-05 | 0.033959 | 3.5036 | 3.526 | 3.0192 | 5.6293 | 5.6911 | 4.4187
6155 | 1.5224e-05 | 9.9874e-05 | 0.038224 | 3.5342 | 3.523 | 3.0192 | 5.7141 | 5.683 | 4.4187
6156 | 1.8945e-05 | 9.9583e-05 | 0.039498 | 3.573 | 3.523 | 3.0192 | 5.8226 | 5.683 | 4.4187
6157 | 2.3707e-05 | 9.7874e-05 | 0.035233 | 3.552 | 3.523 | 3.0192 | 5.7637 | 5.683 | 4.4187
6158 | 2.1515e-05 | 9.8211e-05 | 0.028197 | 3.5446 | 3.523 | 3.0192 | 5.7429 | 5.683 | 4.4187
6159 | 3.1212e-05 | 9.783e-05 | 0.02853 | 3.576 | 3.5216 | 3.0192 | 5.8311 | 5.6789 | 4.4187
6160 | 1.7657e-05 | 9.8111e-05 | 0.01673 | 3.5505 | 3.5216 | 3.0192 | 5.7595 | 5.6789 | 4.4187
6161 | 1.181e-05 | 9.6625e-05 | 0.0068693 | 3.4891 | 3.5216 | 3.0192 | 5.5899 | 5.6789 | 4.4187
6162 | 2.4139e-05 | 9.7601e-05 | 0.00060937 | 3.3564 | 3.5216 | 3.0192 | 5.2373 | 5.6789 | 4.4187
6163 | 2.9153e-05 | 0.00010466 | 0 | 3.2912 | 3.5186 | 3.0192 | 5.0708 | 5.6708 | 4.4187
6164 | 2.8548e-05 | 0.00010155 | 0 | 3.2496 | 3.5157 | 3.0192 | 4.9665 | 5.6628 | 4.4187
6165 | 2.751e-05 | 0.00010129 | 0 | 3.2041 | 3.5142 | 3.0192 | 4.8546 | 5.6587 | 4.4187
6166 | 1.8378e-05 | 0.0001015 | 0 | 3.1813 | 3.5142 | 3.0192 | 4.7991 | 5.6587 | 4.4187
6167 | 1.8757e-05 | 0.0001015 | 0 | 3.1342 | 3.5142 | 3.0192 | 4.6862 | 5.6587 | 4.4187
6168 | 2.4835e-05 | 0.00010003 | 0 | 3.0941 | 3.5128 | 3.0192 | 4.5918 | 5.6547 | 4.4187
6169 | 2.8991e-05 | 0.00010162 | 0 | 3.0673 | 3.5128 | 3.0192 | 4.5291 | 5.6547 | 4.4187
6170 | 3.0049e-05 | 0.0001005 | 0 | 3.0595 | 3.5128 | 3.0192 | 4.5112 | 5.6547 | 4.4187
6171 | 2.9369e-05 | 0.00010153 | 0 | 3.0213 | 3.5128 | 3.0192 | 4.4236 | 5.6547 | 4.4187
6172 | 2.8601e-05 | 0.00010045 | 0 | 3.0202 | 3.5113 | 3.0192 | 4.4211 | 5.6507 | 4.4187
6173 | 3.8475e-05 | 0.00010178 | 0.00055397 | 3.0332 | 3.5113 | 3.0192 | 4.4508 | 5.6507 | 4.4187
6174 | 2.9973e-05 | 0.00010175 | 0.0065923 | 3.0975 | 3.5099 | 3.0192 | 4.5997 | 5.6467 | 4.4187
6175 | 3.3507e-05 | 0.00010013 | 0.018447 | 3.2359 | 3.5099 | 3.0192 | 4.9327 | 5.6467 | 4.4187
6176 | 2.8427e-05 | 0.0001 | 0.03623 | 3.3954 | 3.5099 | 3.0192 | 5.339 | 5.6467 | 4.4187
6177 | 2.4172e-05 | 9.9947e-05 | 0.046977 | 3.5225 | 3.5099 | 3.0192 | 5.6815 | 5.6467 | 4.4187
6178 | 1.2137e-05 | 9.9264e-05 | 0.051243 | 3.5836 | 3.5084 | 3.0192 | 5.8525 | 5.6427 | 4.4187
6179 | 2.2785e-05 | 0.00010022 | 0.05501 | 3.6405 | 3.507 | 3.0192 | 6.0159 | 5.6387 | 4.4187
6180 | 2.4695e-05 | 9.9378e-05 | 0.046257 | 3.6705 | 3.5055 | 3.0192 | 6.1034 | 5.6347 | 4.4187
6181 | 4.0438e-05 | 9.8961e-05 | 0.043376 | 3.7156 | 3.5055 | 3.0192 | 6.2371 | 5.6347 | 4.4187
6182 | 3.1646e-05 | 9.9496e-05 | 0.035067 | 3.727 | 3.5041 | 3.0192 | 6.2715 | 5.6307 | 4.4187
6183 | 2.4251e-05 | 9.8036e-05 | 0.029416 | 3.7402 | 3.5041 | 3.0192 | 6.3112 | 5.6307 | 4.4187
6184 | 1.6528e-05 | 9.7961e-05 | 0.015234 | 3.6833 | 3.5041 | 3.0192 | 6.141 | 5.6307 | 4.4187
6185 | 1.6029e-05 | 0.00010492 | 0.0067031 | 3.573 | 3.5026 | 3.0192 | 5.8226 | 5.6267 | 4.4187
6186 | 2.1887e-05 | 0.0001086 | 0.00055397 | 3.4368 | 3.4997 | 3.0192 | 5.4485 | 5.6188 | 4.4187
6187 | 3.8109e-05 | 0.00010954 | 0 | 3.3379 | 3.4997 | 3.0192 | 5.1896 | 5.6188 | 4.4187
6188 | 4.9121e-05 | 0.00011207 | 0 | 3.2747 | 3.4983 | 3.0192 | 5.0292 | 5.6148 | 4.4187
6189 | 5.5771e-05 | 0.00010482 | 0 | 3.2571 | 3.4954 | 3.0192 | 4.9851 | 5.6069 | 4.4187
6190 | 4.6752e-05 | 0.00010229 | 0 | 3.2163 | 3.4954 | 3.0192 | 4.8843 | 5.6069 | 4.4187
6191 | 4.4967e-05 | 0.00010203 | 0 | 3.1945 | 3.4954 | 3.0192 | 4.8311 | 5.6069 | 4.4187
6192 | 4.8974e-05 | 0.00010261 | 0 | 3.22 | 3.4954 | 3.0192 | 4.8933 | 5.6069 | 4.4187
6193 | 4.8543e-05 | 0.00010047 | 0 | 3.1777 | 3.4954 | 3.0192 | 4.7904 | 5.6069 | 4.4187
6194 | 5.0404e-05 | 0.00010169 | 0 | 3.154 | 3.4939 | 3.0192 | 4.7335 | 5.603 | 4.4187
6195 | 5.1916e-05 | 0.00010079 | 0 | 3.1576 | 3.4939 | 3.0192 | 4.742 | 5.603 | 4.4187
6196 | 5.3675e-05 | 0.00010226 | 0 | 3.1599 | 3.4925 | 3.0192 | 4.7476 | 5.599 | 4.4187
6197 | 7.026e-05 | 0.00010206 | 0.00038778 | 3.1505 | 3.4939 | 3.0192 | 4.7251 | 5.603 | 4.4187
6198 | 6.1284e-05 | 0.00010232 | 0.0054289 | 3.1993 | 3.4939 | 3.0192 | 4.8428 | 5.603 | 4.4187
6199 | 5.1935e-05 | 0.00010013 | 0.016121 | 3.2912 | 3.4939 | 3.0192 | 5.0708 | 5.603 | 4.4187
6200 | 3.4923e-05 | 0.00010046 | 0.029361 | 3.4298 | 3.4925 | 3.0192 | 5.43 | 5.599 | 4.4187
6201 | 3.1092e-05 | 0.00010073 | 0.035676 | 3.5298 | 3.491 | 3.0192 | 5.7018 | 5.5951 | 4.4187
6202 | 2.4873e-05 | 9.9106e-05 | 0.039388 | 3.57 | 3.491 | 3.0192 | 5.8141 | 5.5951 | 4.4187
6203 | 2.1694e-05 | 9.9879e-05 | 0.047309 | 3.6929 | 3.4896 | 3.0192 | 6.1696 | 5.5912 | 4.4187
6204 | 2.1202e-05 | 9.9624e-05 | 0.045703 | 3.7042 | 3.4882 | 3.0192 | 6.2032 | 5.5872 | 4.4187
6205 | 2.3476e-05 | 0.00010075 | 0.040496 | 3.7568 | 3.4867 | 3.0192 | 6.3616 | 5.5833 | 4.4187
6206 | 2.5426e-05 | 0.0001012 | 0.032629 | 3.7172 | 3.4882 | 3.0192 | 6.242 | 5.5872 | 4.4187
6207 | 2.2387e-05 | 9.6031e-05 | 0.026923 | 3.7435 | 3.4882 | 3.0192 | 6.3212 | 5.5872 | 4.4187
6208 | 2.6691e-05 | 9.4144e-05 | 0.017561 | 3.7205 | 3.4882 | 3.0192 | 6.2518 | 5.5872 | 4.4187
6209 | 2.688e-05 | 9.9046e-05 | 0.0057613 | 3.6437 | 3.4882 | 3.0192 | 6.025 | 5.5872 | 4.4187
6210 | 2.3926e-05 | 0.00010267 | 0.00027699 | 3.5036 | 3.4839 | 3.0192 | 5.6293 | 5.5755 | 4.4187
6211 | 3.7595e-05 | 0.0001118 | 0 | 3.4174 | 3.4839 | 3.0192 | 5.3969 | 5.5755 | 4.4187
6212 | 5.2872e-05 | 0.00010452 | 0 | 3.3887 | 3.4839 | 3.0192 | 5.3212 | 5.5755 | 4.4187
6213 | 5.5932e-05 | 0.00010195 | 0 | 3.3366 | 3.4839 | 3.0192 | 5.1862 | 5.5755 | 4.4187
6214 | 5.5298e-05 | 0.00010115 | 0 | 3.2912 | 3.4824 | 3.0192 | 5.0708 | 5.5716 | 4.4187
6215 | 5.4384e-05 | 0.00010152 | 0 | 3.2823 | 3.4824 | 3.0192 | 5.0483 | 5.5716 | 4.4187
6216 | 5.5816e-05 | 0.00010037 | 0 | 3.2496 | 3.481 | 3.0192 | 4.9665 | 5.5677 | 4.4187
6217 | 5.5294e-05 | 0.00010183 | 0 | 3.2508 | 3.481 | 3.0192 | 4.9696 | 5.5677 | 4.4187
6218 | 5.7005e-05 | 0.00010084 | 0 | 3.2496 | 3.4824 | 3.0192 | 4.9665 | 5.5716 | 4.4187
6219 | 5.9022e-05 | 0.00010175 | 0 | 3.2397 | 3.4824 | 3.0192 | 4.9419 | 5.5716 | 4.4187
6220 | 6.2201e-05 | 0.00010082 | 0 | 3.2212 | 3.4824 | 3.0192 | 4.8963 | 5.5716 | 4.4187
6221 | 6.4353e-05 | 0.0001022 | 0.00038778 | 3.2066 | 3.4824 | 3.0192 | 4.8605 | 5.5716 | 4.4187
6222 | 7.1909e-05 | 0.00010099 | 0.0044318 | 3.2459 | 3.4824 | 3.0192 | 4.9572 | 5.5716 | 4.4187
6223 | 9.246e-05 | 0.00010062 | 0.014182 | 3.2912 | 3.4796 | 3.0192 | 5.0708 | 5.5638 | 4.4187
6224 | 3.7835e-05 | 0.00010095 | 0.025538 | 3.3887 | 3.481 | 3.0192 | 5.3212 | 5.5677 | 4.4187
6225 | 2.8937e-05 | 0.0001013 | 0.035011 | 3.4891 | 3.481 | 3.0192 | 5.5899 | 5.5677 | 4.4187
6226 | 2.7508e-05 | 0.00010111 | 0.038335 | 3.576 | 3.4796 | 3.0192 | 5.8311 | 5.5638 | 4.4187
6227 | 2.5476e-05 | 0.00010047 | 0.044207 | 3.6312 | 3.4796 | 3.0192 | 5.9888 | 5.5638 | 4.4187
6228 | 3.1682e-05 | 0.00010151 | 0.038778 | 3.6499 | 3.4796 | 3.0192 | 6.0433 | 5.5638 | 4.4187
6229 | 3.5502e-05 | 0.00010142 | 0.033737 | 3.6626 | 3.4796 | 3.0192 | 6.0802 | 5.5638 | 4.4187
6230 | 3.0899e-05 | 0.00010042 | 0.027533 | 3.6642 | 3.4796 | 3.0192 | 6.0848 | 5.5638 | 4.4187
6231 | 2.6921e-05 | 9.8276e-05 | 0.017783 | 3.6172 | 3.4796 | 3.0192 | 5.9486 | 5.5638 | 4.4187
6232 | 2.7226e-05 | 9.9411e-05 | 0.011412 | 3.5836 | 3.4796 | 3.0192 | 5.8525 | 5.5638 | 4.4187
6233 | 3.4194e-05 | 9.4793e-05 | 0.0045426 | 3.5535 | 3.4781 | 3.0192 | 5.7678 | 5.5599 | 4.4187
6234 | 2.4397e-05 | 9.9785e-05 | 0.00033238 | 3.4805 | 3.4767 | 3.0192 | 5.5665 | 5.556 | 4.4187
6235 | 4.333e-05 | 0.00010438 | 0 | 3.4174 | 3.4767 | 3.0192 | 5.3969 | 5.556 | 4.4187
6236 | 5.3605e-05 | 0.00010052 | 0 | 3.3618 | 3.4767 | 3.0192 | 5.2511 | 5.556 | 4.4187
6237 | 7.0923e-05 | 9.4952e-05 | 0 | 3.317 | 3.4767 | 3.0192 | 5.1361 | 5.556 | 4.4187
6238 | 5.5285e-05 | 0.00010186 | 0 | 3.2722 | 3.4767 | 3.0192 | 5.0228 | 5.556 | 4.4187
6239 | 5.4049e-05 | 0.00010105 | 0 | 3.2571 | 3.4767 | 3.0192 | 4.9851 | 5.556 | 4.4187
6240 | 5.6965e-05 | 0.00010206 | 0 | 3.231 | 3.4753 | 3.0192 | 4.9205 | 5.5522 | 4.4187
6241 | 5.6706e-05 | 0.00010032 | 0 | 3.2151 | 3.4738 | 3.0192 | 4.8814 | 5.5483 | 4.4187
6242 | 5.7275e-05 | 0.00010236 | 5.5397e-05 | 3.1801 | 3.4738 | 3.0192 | 4.7962 | 5.5483 | 4.4187
6243 | 5.8987e-05 | 9.9801e-05 | 0 | 3.1729 | 3.4738 | 3.0192 | 4.7789 | 5.5483 | 4.4187
6244 | 6.1817e-05 | 0.00010234 | 0 | 3.167 | 3.4753 | 3.0192 | 4.7647 | 5.5522 | 4.4187
6245 | 6.1356e-05 | 0.00010231 | 0.00033238 | 3.1552 | 3.4753 | 3.0192 | 4.7363 | 5.5522 | 4.4187
6246 | 6.8802e-05 | 0.00010113 | 0.0049858 | 3.1706 | 3.4753 | 3.0192 | 4.7732 | 5.5522 | 4.4187
6247 | 5.8632e-05 | 0.00010111 | 0.014902 | 3.2496 | 3.4753 | 3.0192 | 4.9665 | 5.5522 | 4.4187
6248 | 3.6314e-05 | 0.00010122 | 0.031189 | 3.3538 | 3.4753 | 3.0192 | 5.2304 | 5.5522 | 4.4187
6249 | 2.8291e-05 | 0.00010116 | 0.036673 | 3.4326 | 3.4753 | 3.0192 | 5.4374 | 5.5522 | 4.4187
6250 | 2.3528e-05 | 0.00010122 | 0.033349 | 3.4734 | 3.4753 | 3.0192 | 5.5471 | 5.5522 | 4.4187
6251 | 3.3825e-05 | 0.00010152 | 0.039886 | 3.505 | 3.4753 | 3.0192 | 5.6333 | 5.5522 | 4.4187
6252 | 4.1241e-05 | 0.00010114 | 0.043709 | 3.549 | 3.4753 | 3.0192 | 5.7553 | 5.5522 | 4.4187
6253 | 4.5203e-05 | 0.000101 | 0.038944 | 3.5927 | 3.4753 | 3.0192 | 5.8784 | 5.5522 | 4.4187
6254 | 3.6012e-05 | 0.00010038 | 0.028474 | 3.5927 | 3.4724 | 3.0192 | 5.8784 | 5.5444 | 4.4187
6255 | 2.5153e-05 | 0.00010095 | 0.023267 | 3.5461 | 3.471 | 3.0192 | 5.747 | 5.5406 | 4.4187
6256 | 2.4427e-05 | 0.00010026 | 0.013905 | 3.5313 | 3.471 | 3.0192 | 5.7059 | 5.5406 | 4.4187
6257 | 2.829e-05 | 0.00010117 | 0.0041548 | 3.4748 | 3.471 | 3.0192 | 5.5509 | 5.5406 | 4.4187
6258 | 2.8383e-05 | 9.9974e-05 | 0.00033238 | 3.3995 | 3.471 | 3.0192 | 5.3498 | 5.5406 | 4.4187
6259 | 3.9113e-05 | 0.00010157 | 5.5397e-05 | 3.3445 | 3.4696 | 3.0192 | 5.2065 | 5.5367 | 4.4187
6260 | 5.0022e-05 | 0.00010159 | 0 | 3.2887 | 3.4696 | 3.0192 | 5.0643 | 5.5367 | 4.4187
6261 | 5.456e-05 | 0.00010157 | 0 | 3.2533 | 3.4696 | 3.0192 | 4.9758 | 5.5367 | 4.4187
6262 | 4.7551e-05 | 0.0001022 | 0 | 3.2261 | 3.4681 | 3.0192 | 4.9084 | 5.5329 | 4.4187
6263 | 4.5302e-05 | 0.00010204 | 5.5397e-05 | 3.2163 | 3.4681 | 3.0192 | 4.8843 | 5.5329 | 4.4187
6264 | 4.7993e-05 | 0.00010229 | 0 | 3.2078 | 3.4681 | 3.0192 | 4.8635 | 5.5329 | 4.4187
6265 | 4.7911e-05 | 0.00010208 | 0 | 3.2102 | 3.4681 | 3.0192 | 4.8694 | 5.5329 | 4.4187
6266 | 4.8178e-05 | 0.00010231 | 0 | 3.1921 | 3.4681 | 3.0192 | 4.8252 | 5.5329 | 4.4187
6267 | 4.8654e-05 | 0.00010215 | 0 | 3.167 | 3.4667 | 3.0192 | 4.7647 | 5.529 | 4.4187
6268 | 5.0656e-05 | 0.00010186 | 0 | 3.1517 | 3.4667 | 3.0192 | 4.7279 | 5.529 | 4.4187
6269 | 5.3755e-05 | 0.00010232 | 0.00027699 | 3.1599 | 3.4667 | 3.0192 | 4.7476 | 5.529 | 4.4187
6270 | 5.7615e-05 | 0.00010243 | 0.0041548 | 3.1765 | 3.4667 | 3.0192 | 4.7875 | 5.529 | 4.4187
6271 | 6.2424e-05 | 0.00010011 | 0.013018 | 3.2496 | 3.4667 | 3.0192 | 4.9665 | 5.529 | 4.4187
6272 | 2.9332e-05 | 0.00010107 | 0.025095 | 3.3671 | 3.4667 | 3.0192 | 5.265 | 5.529 | 4.4187
6273 | 2.0997e-05 | 0.00010122 | 0.029859 | 3.4354 | 3.4681 | 3.0192 | 5.4448 | 5.5329 | 4.4187
6274 | 1.4242e-05 | 0.00010022 | 0.044872 | 3.5079 | 3.4667 | 3.0192 | 5.6413 | 5.529 | 4.4187
6275 | 1.772e-05 | 0.00010097 | 0.039831 | 3.5284 | 3.4667 | 3.0192 | 5.6977 | 5.529 | 4.4187
6276 | 3.243e-05 | 0.00010093 | 0.041216 | 3.573 | 3.4653 | 3.0192 | 5.8226 | 5.5252 | 4.4187
6277 | 2.4685e-05 | 9.8115e-05 | 0.037836 | 3.5988 | 3.4653 | 3.0192 | 5.8958 | 5.5252 | 4.4187
6278 | 2.3965e-05 | 9.9804e-05 | 0.028585 | 3.5927 | 3.4639 | 3.0192 | 5.8784 | 5.5214 | 4.4187
6279 | 2.2089e-05 | 9.6828e-05 | 0.026812 | 3.5821 | 3.4639 | 3.0192 | 5.8482 | 5.5214 | 4.4187
6280 | 1.8082e-05 | 9.6463e-05 | 0.019721 | 3.5685 | 3.4639 | 3.0192 | 5.8099 | 5.5214 | 4.4187
6281 | 1.5905e-05 | 0.00010295 | 0.0052628 | 3.4805 | 3.4639 | 3.0192 | 5.5665 | 5.5214 | 4.4187
6282 | 3.1001e-05 | 0.00010697 | 0.00022159 | 3.3995 | 3.4639 | 3.0192 | 5.3498 | 5.5214 | 4.4187
6283 | 3.2094e-05 | 0.00011483 | 0 | 3.3472 | 3.4625 | 3.0192 | 5.2133 | 5.5175 | 4.4187
6284 | 4.2857e-05 | 0.00010711 | 0 | 3.3235 | 3.461 | 3.0192 | 5.1527 | 5.5137 | 4.4187
6285 | 4.5657e-05 | 0.00010235 | 0 | 3.2596 | 3.461 | 3.0192 | 4.9914 | 5.5137 | 4.4187
6286 | 3.866e-05 | 0.00010299 | 0 | 3.2273 | 3.461 | 3.0192 | 4.9114 | 5.5137 | 4.4187
6287 | 3.6476e-05 | 0.00010316 | 0 | 3.1873 | 3.4596 | 3.0192 | 4.8136 | 5.5099 | 4.4187
6288 | 3.969e-05 | 0.00010267 | 0 | 3.1969 | 3.4596 | 3.0192 | 4.8369 | 5.5099 | 4.4187
6289 | 4.0265e-05 | 0.00010249 | 0 | 3.1813 | 3.4596 | 3.0192 | 4.7991 | 5.5099 | 4.4187
6290 | 4.2126e-05 | 0.00010245 | 0 | 3.1765 | 3.4582 | 3.0192 | 4.7875 | 5.5061 | 4.4187
6291 | 4.4142e-05 | 0.00010093 | 0 | 3.1552 | 3.4582 | 3.0192 | 4.7363 | 5.5061 | 4.4187
6292 | 4.7171e-05 | 0.00010222 | 0 | 3.1493 | 3.4596 | 3.0192 | 4.7223 | 5.5099 | 4.4187
6293 | 4.7936e-05 | 0.00010148 | 0.00016619 | 3.1423 | 3.4596 | 3.0192 | 4.7056 | 5.5099 | 4.4187
6294 | 6.4971e-05 | 0.00010262 | 0.0038224 | 3.1646 | 3.4596 | 3.0192 | 4.759 | 5.5099 | 4.4187
6295 | 4.8318e-05 | 0.00010122 | 0.012963 | 3.2224 | 3.4596 | 3.0192 | 4.8994 | 5.5099 | 4.4187
6296 | 3.1483e-05 | 0.00010158 | 0.019057 | 3.3144 | 3.4582 | 3.0192 | 5.1295 | 5.5061 | 4.4187
6297 | 1.8445e-05 | 0.00010103 | 0.02792 | 3.3846 | 3.4582 | 3.0192 | 5.3106 | 5.5061 | 4.4187
6298 | 1.4759e-05 | 9.9529e-05 | 0.03623 | 3.4592 | 3.4582 | 3.0192 | 5.5088 | 5.5061 | 4.4187
6299 | 2.0291e-05 | 0.00010013 | 0.044706 | 3.5313 | 3.4568 | 3.0192 | 5.7059 | 5.5023 | 4.4187
6300 | 2.7448e-05 | 9.9306e-05 | 0.042767 | 3.5745 | 3.4568 | 3.0192 | 5.8268 | 5.5023 | 4.4187
6301 | 2.2839e-05 | 9.9427e-05 | 0.03202 | 3.5328 | 3.4568 | 3.0192 | 5.71 | 5.5023 | 4.4187
6302 | 2.3852e-05 | 0.00010042 | 0.031521 | 3.555 | 3.4582 | 3.0192 | 5.772 | 5.5061 | 4.4187
6303 | 3.5341e-05 | 9.9448e-05 | 0.020331 | 3.567 | 3.4582 | 3.0192 | 5.8056 | 5.5061 | 4.4187
6304 | 2.1919e-05 | 0.00010075 | 0.011633 | 3.5342 | 3.4582 | 3.0192 | 5.7141 | 5.5061 | 4.4187
6305 | 1.7431e-05 | 0.00010646 | 0.0038778 | 3.4409 | 3.4554 | 3.0192 | 5.4597 | 5.4985 | 4.4187
6306 | 1.6824e-05 | 0.00010883 | 0.00022159 | 3.3792 | 3.454 | 3.0192 | 5.2965 | 5.4947 | 4.4187
6307 | 2.142e-05 | 0.00011394 | 0 | 3.3392 | 3.454 | 3.0192 | 5.193 | 5.4947 | 4.4187
6308 | 3.3894e-05 | 0.00010684 | 0 | 3.3002 | 3.454 | 3.0192 | 5.0934 | 5.4947 | 4.4187
6309 | 4.3456e-05 | 0.00010414 | 0 | 3.2849 | 3.454 | 3.0192 | 5.0547 | 5.4947 | 4.4187
6310 | 3.6655e-05 | 0.00010405 | 0 | 3.2397 | 3.454 | 3.0192 | 4.9419 | 5.4947 | 4.4187
6311 | 3.6106e-05 | 0.00010357 | 0 | 3.1861 | 3.4526 | 3.0192 | 4.8107 | 5.4909 | 4.4187
6312 | 3.9593e-05 | 0.00010115 | 0 | 3.1694 | 3.4526 | 3.0192 | 4.7704 | 5.4909 | 4.4187
6313 | 4.053e-05 | 0.00010225 | 0 | 3.1646 | 3.4526 | 3.0192 | 4.759 | 5.4909 | 4.4187
6314 | 4.3021e-05 | 0.00010065 | 0 | 3.1493 | 3.4526 | 3.0192 | 4.7223 | 5.4909 | 4.4187
6315 | 4.6214e-05 | 0.00010265 | 0 | 3.1412 | 3.4526 | 3.0192 | 4.7028 | 5.4909 | 4.4187
6316 | 5.0874e-05 | 0.00010257 | 0 | 3.1377 | 3.4512 | 3.0192 | 4.6945 | 5.4871 | 4.4187
6317 | 6.755e-05 | 0.00010155 | 0.00016619 | 3.1307 | 3.4526 | 3.0192 | 4.678 | 5.4909 | 4.4187
6318 | 7.0418e-05 | 0.00010259 | 0.0042656 | 3.1423 | 3.4512 | 3.0192 | 4.7056 | 5.4871 | 4.4187
6319 | 5.1661e-05 | 0.00010103 | 0.01324 | 3.2409 | 3.4498 | 3.0192 | 4.9449 | 5.4833 | 4.4187
6320 | 3.1719e-05 | 0.00010121 | 0.026092 | 3.3327 | 3.4498 | 3.0192 | 5.1761 | 5.4833 | 4.4187
6321 | 3.3339e-05 | 0.00010122 | 0.040883 | 3.4578 | 3.4498 | 3.0192 | 5.5049 | 5.4833 | 4.4187
6322 | 1.8405e-05 | 0.00010079 | 0.043653 | 3.5313 | 3.4483 | 3.0192 | 5.7059 | 5.4795 | 4.4187
6323 | 2.1418e-05 | 0.00010114 | 0.050799 | 3.6095 | 3.4483 | 3.0192 | 5.9265 | 5.4795 | 4.4187
6324 | 2.3411e-05 | 0.00010107 | 0.050024 | 3.661 | 3.4483 | 3.0192 | 6.0755 | 5.4795 | 4.4187
6325 | 2.7658e-05 | 9.9885e-05 | 0.047476 | 3.7042 | 3.4483 | 3.0192 | 6.2032 | 5.4795 | 4.4187
6326 | 2.4822e-05 | 9.846e-05 | 0.039554 | 3.7188 | 3.4483 | 3.0192 | 6.2469 | 5.4795 | 4.4187
6327 | 2.9108e-05 | 9.7766e-05 | 0.030358 | 3.7107 | 3.4483 | 3.0192 | 6.2225 | 5.4795 | 4.4187
6328 | 1.5602e-05 | 9.8134e-05 | 0.016121 | 3.6769 | 3.4469 | 3.0192 | 6.1222 | 5.4758 | 4.4187
6329 | 1.0683e-05 | 0.00010412 | 0.0041548 | 3.5313 | 3.4455 | 3.0192 | 5.7059 | 5.472 | 4.4187
6330 | 1.1428e-05 | 0.00010697 | 0.00016619 | 3.4105 | 3.4455 | 3.0192 | 5.3787 | 5.472 | 4.4187
6331 | 1.9742e-05 | 0.00011485 | 0 | 3.3379 | 3.4441 | 3.0192 | 5.1896 | 5.4682 | 4.4187
6332 | 2.7902e-05 | 0.00010667 | 0 | 3.2521 | 3.4441 | 3.0192 | 4.9727 | 5.4682 | 4.4187
6333 | 3.1818e-05 | 0.00010376 | 0 | 3.2114 | 3.4441 | 3.0192 | 4.8724 | 5.4682 | 4.4187
6334 | 2.835e-05 | 0.00010324 | 0 | 3.1837 | 3.4441 | 3.0192 | 4.8049 | 5.4682 | 4.4187
6335 | 2.8493e-05 | 0.00010343 | 0 | 3.1273 | 3.4441 | 3.0192 | 4.6698 | 5.4682 | 4.4187
6336 | 3.2926e-05 | 0.00010312 | 0 | 3.0975 | 3.4441 | 3.0192 | 4.5997 | 5.4682 | 4.4187
6337 | 3.3802e-05 | 0.00010261 | 0 | 3.093 | 3.4413 | 3.0192 | 4.5891 | 5.4607 | 4.4187
6338 | 3.7179e-05 | 0.00010203 | 0 | 3.0639 | 3.4413 | 3.0192 | 4.5214 | 5.4607 | 4.4187
6339 | 3.962e-05 | 0.00010229 | 5.5397e-05 | 3.0452 | 3.4413 | 3.0192 | 4.4783 | 5.4607 | 4.4187
6340 | 4.3025e-05 | 0.00010225 | 5.5397e-05 | 3.0408 | 3.4427 | 3.0192 | 4.4682 | 5.4645 | 4.4187
6341 | 5.8262e-05 | 0.00010162 | 0.00022159 | 3.0452 | 3.4427 | 3.0192 | 4.4783 | 5.4645 | 4.4187
6342 | 5.1237e-05 | 0.00010136 | 0.0042102 | 3.0562 | 3.4427 | 3.0192 | 4.5036 | 5.4645 | 4.4187
6343 | 4.5571e-05 | 0.0001006 | 0.016065 | 3.1825 | 3.4427 | 3.0192 | 4.802 | 5.4645 | 4.4187
6344 | 4.8924e-05 | 0.00010103 | 0.028585 | 3.3392 | 3.4427 | 3.0192 | 5.193 | 5.4645 | 4.4187
6345 | 2.765e-05 | 0.00010178 | 0.036618 | 3.4978 | 3.4427 | 3.0192 | 5.6135 | 5.4645 | 4.4187
6346 | 1.2669e-05 | 0.00010142 | 0.046423 | 3.625 | 3.4427 | 3.0192 | 5.9709 | 5.4645 | 4.4187
6347 | 2.4764e-05 | 0.0001013 | 0.050578 | 3.7221 | 3.4427 | 3.0192 | 6.2567 | 5.4645 | 4.4187
6348 | 2.501e-05 | 0.00010063 | 0.045537 | 3.7819 | 3.4413 | 3.0192 | 6.4386 | 5.4607 | 4.4187
6349 | 3.4642e-05 | 0.00010134 | 0.04526 | 3.8177 | 3.4413 | 3.0192 | 6.5497 | 5.4607 | 4.4187
6350 | 2.001e-05 | 0.00010229 | 0.034679 | 3.816 | 3.4413 | 3.0192 | 6.5444 | 5.4607 | 4.4187
6351 | 1.9387e-05 | 9.5598e-05 | 0.019998 | 3.7887 | 3.4413 | 3.0192 | 6.4595 | 5.4607 | 4.4187
6352 | 1.3001e-05 | 9.614e-05 | 0.013683 | 3.7303 | 3.4399 | 3.0192 | 6.2814 | 5.457 | 4.4187
6353 | 1.2485e-05 | 0.00010312 | 0.0040994 | 3.5851 | 3.4399 | 3.0192 | 5.8568 | 5.457 | 4.4187
6354 | 2.3132e-05 | 0.00010658 | 0.00011079 | 3.4465 | 3.4399 | 3.0192 | 5.4747 | 5.457 | 4.4187
6355 | 1.957e-05 | 0.00011575 | 0 | 3.3698 | 3.4399 | 3.0192 | 5.272 | 5.457 | 4.4187
6356 | 2.954e-05 | 0.00010651 | 0 | 3.308 | 3.4357 | 3.0192 | 5.113 | 5.4458 | 4.4187
6357 | 3.2702e-05 | 0.00010288 | 0 | 3.2734 | 3.4357 | 3.0192 | 5.026 | 5.4458 | 4.4187
6358 | 2.874e-05 | 0.00010287 | 0 | 3.2041 | 3.4357 | 3.0192 | 4.8546 | 5.4458 | 4.4187
6359 | 2.6717e-05 | 0.00010277 | 0 | 3.1706 | 3.4357 | 3.0192 | 4.7732 | 5.4458 | 4.4187
6360 | 3.0977e-05 | 0.00010303 | 0 | 3.1646 | 3.4357 | 3.0192 | 4.759 | 5.4458 | 4.4187
6361 | 3.29e-05 | 0.00010258 | 0 | 3.1307 | 3.4357 | 3.0192 | 4.678 | 5.4458 | 4.4187
6362 | 3.5357e-05 | 0.0001023 | 0 | 3.0987 | 3.4343 | 3.0192 | 4.6024 | 5.4421 | 4.4187
6363 | 3.824e-05 | 0.00010293 | 0 | 3.0695 | 3.4343 | 3.0192 | 4.5343 | 5.4421 | 4.4187
6364 | 3.9626e-05 | 0.00010276 | 0 | 3.0441 | 3.4343 | 3.0192 | 4.4757 | 5.4421 | 4.4187
6365 | 4.1165e-05 | 0.00010291 | 0.00011079 | 3.0332 | 3.4357 | 3.0192 | 4.4508 | 5.4458 | 4.4187
6366 | 4.9777e-05 | 0.00010287 | 0.0040994 | 3.0573 | 3.4357 | 3.0192 | 4.5061 | 5.4458 | 4.4187
6367 | 4.0357e-05 | 0.0001016 | 0.015788 | 3.2102 | 3.4385 | 3.0192 | 4.8694 | 5.4533 | 4.4187
6368 | 3.6618e-05 | 0.00010226 | 0.027976 | 3.3551 | 3.4385 | 3.0192 | 5.2339 | 5.4533 | 4.4187
6369 | 2.2273e-05 | 0.00010142 | 0.039498 | 3.5123 | 3.4385 | 3.0192 | 5.6533 | 5.4533 | 4.4187
6370 | 1.9286e-05 | 9.9204e-05 | 0.047199 | 3.5866 | 3.4371 | 3.0192 | 5.8611 | 5.4495 | 4.4187
6371 | 2.2184e-05 | 9.8764e-05 | 0.05163 | 3.6865 | 3.4371 | 3.0192 | 6.1505 | 5.4495 | 4.4187
6372 | 2.1233e-05 | 0.00010018 | 0.052905 | 3.7634 | 3.4371 | 3.0192 | 6.3819 | 5.4495 | 4.4187
6373 | 2.0309e-05 | 0.00010019 | 0.047199 | 3.7735 | 3.4357 | 3.0192 | 6.4127 | 5.4458 | 4.4187
6374 | 1.7006e-05 | 9.997e-05 | 0.040385 | 3.7989 | 3.4357 | 3.0192 | 6.4911 | 5.4458 | 4.4187
6375 | 1.6588e-05 | 9.808e-05 | 0.026591 | 3.7618 | 3.4343 | 3.0192 | 6.3768 | 5.4421 | 4.4187
6376 | 1.9855e-05 | 9.8929e-05 | 0.013462 | 3.7139 | 3.4343 | 3.0192 | 6.2323 | 5.4421 | 4.4187
6377 | 3.2896e-05 | 0.00010529 | 0.004044 | 3.6018 | 3.4343 | 3.0192 | 5.9045 | 5.4421 | 4.4187
6378 | 2.1493e-05 | 0.00010791 | 5.5397e-05 | 3.4146 | 3.4343 | 3.0192 | 5.3896 | 5.4421 | 4.4187
6379 | 2.486e-05 | 0.0001148 | 0 | 3.3725 | 3.4343 | 3.0192 | 5.2789 | 5.4421 | 4.4187
6380 | 5.5144e-05 | 0.00010749 | 0 | 3.2772 | 3.4343 | 3.0192 | 5.0355 | 5.4421 | 4.4187
6381 | 4.287e-05 | 0.00010585 | 0 | 3.2224 | 3.4343 | 3.0192 | 4.8994 | 5.4421 | 4.4187
6382 | 4.0109e-05 | 0.00010398 | 0 | 3.1981 | 3.4343 | 3.0192 | 4.8399 | 5.4421 | 4.4187
6383 | 4.093e-05 | 0.00010385 | 0 | 3.1365 | 3.433 | 3.0192 | 4.6917 | 5.4384 | 4.4187
6384 | 4.3808e-05 | 0.00010385 | 5.5397e-05 | 3.1261 | 3.433 | 3.0192 | 4.667 | 5.4384 | 4.4187
6385 | 4.3666e-05 | 0.0001038 | 5.5397e-05 | 3.1055 | 3.433 | 3.0192 | 4.6184 | 5.4384 | 4.4187
6386 | 4.4855e-05 | 0.00010332 | 0 | 3.0851 | 3.433 | 3.0192 | 4.5707 | 5.4384 | 4.4187
6387 | 4.6573e-05 | 0.00010296 | 0 | 3.0851 | 3.433 | 3.0192 | 4.5707 | 5.4384 | 4.4187
6388 | 4.8019e-05 | 0.00010289 | 0 | 3.093 | 3.433 | 3.0192 | 4.5891 | 5.4384 | 4.4187
6389 | 5.1697e-05 | 0.00010271 | 0 | 3.0751 | 3.433 | 3.0192 | 4.5472 | 5.4384 | 4.4187
6390 | 6.7448e-05 | 0.00010267 | 0.0034346 | 3.1158 | 3.433 | 3.0192 | 4.6426 | 5.4384 | 4.4187
6391 | 5.243e-05 | 0.00010148 | 0.011135 | 3.22 | 3.433 | 3.0192 | 4.8933 | 5.4384 | 4.4187
6392 | 2.8801e-05 | 0.0001012 | 0.023101 | 3.3485 | 3.433 | 3.0192 | 5.2168 | 5.4384 | 4.4187
6393 | 2.5329e-05 | 0.00010024 | 0.028696 | 3.4451 | 3.433 | 3.0192 | 5.4709 | 5.4384 | 4.4187
6394 | 1.6778e-05 | 9.3135e-05 | 0.033626 | 3.5166 | 3.433 | 3.0192 | 5.6653 | 5.4384 | 4.4187
6395 | 2.089e-05 | 9.8001e-05 | 0.040052 | 3.6203 | 3.433 | 3.0192 | 5.9575 | 5.4384 | 4.4187
6396 | 2.569e-05 | 0.00010564 | 0.031521 | 3.6562 | 3.4343 | 3.0192 | 6.0617 | 5.4421 | 4.4187
6397 | 3.0438e-05 | 0.0001052 | 0.03141 | 3.6547 | 3.4343 | 3.0192 | 6.0571 | 5.4421 | 4.4187
6398 | 3.1142e-05 | 0.00010631 | 0.023544 | 3.661 | 3.4343 | 3.0192 | 6.0755 | 5.4421 | 4.4187
6399 | 2.5773e-05 | 0.00010393 | 0.01601 | 3.6547 | 3.433 | 3.0192 | 6.0571 | 5.4384 | 4.4187
6400 | 3.7283e-05 | 0.00010345 | 0.0081434 | 3.5896 | 3.4316 | 3.0192 | 5.8697 | 5.4346 | 4.4187
6401 | 3.7654e-05 | 0.0001082 | 0.0027145 | 3.4891 | 3.4302 | 3.0192 | 5.5899 | 5.4309 | 4.4187
6402 | 2.3074e-05 | 0.00011033 | 0 | 3.3752 | 3.4302 | 3.0192 | 5.2859 | 5.4309 | 4.4187
6403 | 2.9842e-05 | 0.00010957 | 0 | 3.3485 | 3.4288 | 3.0192 | 5.2168 | 5.4272 | 4.4187
6404 | 4.2439e-05 | 0.00011225 | 0 | 3.3458 | 3.4288 | 3.0192 | 5.2099 | 5.4272 | 4.4187
6405 | 4.6983e-05 | 0.00010585 | 0 | 3.3485 | 3.4288 | 3.0192 | 5.2168 | 5.4272 | 4.4187
6406 | 3.9484e-05 | 0.00010512 | 0 | 3.3327 | 3.4288 | 3.0192 | 5.1761 | 5.4272 | 4.4187
6407 | 3.662e-05 | 0.0001085 | 0 | 3.2836 | 3.4288 | 3.0192 | 5.0515 | 5.4272 | 4.4187
6408 | 3.9903e-05 | 0.00010638 | 0 | 3.2434 | 3.4288 | 3.0192 | 4.9511 | 5.4272 | 4.4187
6409 | 3.9765e-05 | 0.00010589 | 0 | 3.2322 | 3.4288 | 3.0192 | 4.9236 | 5.4272 | 4.4187
6410 | 4.0828e-05 | 0.00010294 | 0 | 3.2053 | 3.4274 | 3.0192 | 4.8576 | 5.4235 | 4.4187
6411 | 4.3145e-05 | 0.00010379 | 0 | 3.1837 | 3.4274 | 3.0192 | 4.8049 | 5.4235 | 4.4187
6412 | 4.7696e-05 | 0.0001037 | 0 | 3.2053 | 3.4288 | 3.0192 | 4.8576 | 5.4272 | 4.4187
6413 | 5.5196e-05 | 0.00010047 | 0 | 3.1969 | 3.4288 | 3.0192 | 4.8369 | 5.4272 | 4.4187
6414 | 6.3682e-05 | 0.00010057 | 0.0028253 | 3.2151 | 3.4288 | 3.0192 | 4.8814 | 5.4272 | 4.4187
6415 | 6.2056e-05 | 0.00010196 | 0.0080326 | 3.2671 | 3.4288 | 3.0192 | 5.0102 | 5.4272 | 4.4187
6416 | 4.8228e-05 | 0.00010221 | 0.017062 | 3.3196 | 3.4288 | 3.0192 | 5.1427 | 5.4272 | 4.4187
6417 | 4.1992e-05 | 0.0001008 | 0.025317 | 3.3671 | 3.4288 | 3.0192 | 5.265 | 5.4272 | 4.4187
6418 | 2.8598e-05 | 9.7821e-05 | 0.024264 | 3.4009 | 3.4288 | 3.0192 | 5.3534 | 5.4272 | 4.4187
6419 | 3.7229e-05 | 9.9931e-05 | 0.026812 | 3.434 | 3.4274 | 3.0192 | 5.4411 | 5.4235 | 4.4187
6420 | 3.5099e-05 | 0.00010207 | 0.023101 | 3.434 | 3.426 | 3.0192 | 5.4411 | 5.4198 | 4.4187
6421 | 3.683e-05 | 0.00010316 | 0.025815 | 3.4705 | 3.426 | 3.0192 | 5.5394 | 5.4198 | 4.4187
6422 | 5.1401e-05 | 0.00010427 | 0.021716 | 3.4848 | 3.426 | 3.0192 | 5.5781 | 5.4198 | 4.4187
6423 | 4.0541e-05 | 0.00010172 | 0.017173 | 3.4934 | 3.426 | 3.0192 | 5.6017 | 5.4198 | 4.4187
6424 | 2.658e-05 | 0.00010149 | 0.0085866 | 3.4891 | 3.426 | 3.0192 | 5.5899 | 5.4198 | 4.4187
6425 | 2.7482e-05 | 0.00010667 | 0.0021051 | 3.4479 | 3.4246 | 3.0192 | 5.4785 | 5.4161 | 4.4187
6426 | 3.1567e-05 | 0.00010912 | 0 | 3.4229 | 3.4232 | 3.0192 | 5.4115 | 5.4125 | 4.4187
6427 | 4.1523e-05 | 0.00011292 | 0 | 3.3792 | 3.4232 | 3.0192 | 5.2965 | 5.4125 | 4.4187
6428 | 5.9529e-05 | 0.00010751 | 0 | 3.3379 | 3.4232 | 3.0192 | 5.1896 | 5.4125 | 4.4187
6429 | 7.2528e-05 | 0.0001063 | 0 | 3.3157 | 3.4232 | 3.0192 | 5.1328 | 5.4125 | 4.4187
6430 | 7.2198e-05 | 0.00010484 | 0 | 3.3092 | 3.4232 | 3.0192 | 5.1163 | 5.4125 | 4.4187
6431 | 7.6501e-05 | 0.00010434 | 0 | 3.3015 | 3.4205 | 3.0192 | 5.0967 | 5.4051 | 4.4187
6432 | 0.00019329 | 9.9611e-05 | 0 | 3.2861 | 3.4205 | 3.0192 | 5.0579 | 5.4051 | 4.4187
6433 | 0.0001962 | 0.00010405 | 0 | 3.2849 | 3.4205 | 3.0192 | 5.0547 | 5.4051 | 4.4187
6434 | 0.00020275 | 0.00010326 | 0 | 3.2583 | 3.4218 | 3.0192 | 4.9883 | 5.4088 | 4.4187
6435 | 0.00020798 | 0.00010367 | 0 | 3.2546 | 3.4218 | 3.0192 | 4.9789 | 5.4088 | 4.4187
6436 | 0.0002104 | 0.00010327 | 0 | 3.2421 | 3.4218 | 3.0192 | 4.948 | 5.4088 | 4.4187
6437 | 0.00019919 | 0.00010303 | 0 | 3.2508 | 3.4218 | 3.0192 | 4.9696 | 5.4088 | 4.4187
6438 | 0.00018735 | 0.00010296 | 0.0023267 | 3.2621 | 3.4218 | 3.0192 | 4.9976 | 5.4088 | 4.4187
6439 | 0.00016179 | 0.00010035 | 0.0064815 | 3.2811 | 3.4218 | 3.0192 | 5.0451 | 5.4088 | 4.4187
6440 | 0.00010041 | 0.00010046 | 0.015068 | 3.334 | 3.4218 | 3.0192 | 5.1795 | 5.4088 | 4.4187
6441 | 7.7803e-05 | 0.00010187 | 0.019555 | 3.3765 | 3.4218 | 3.0192 | 5.2894 | 5.4088 | 4.4187
6442 | 6.2804e-05 | 0.00010156 | 0.020719 | 3.4132 | 3.4218 | 3.0192 | 5.3859 | 5.4088 | 4.4187
6443 | 6.4358e-05 | 0.00010251 | 0.022935 | 3.4437 | 3.4205 | 3.0192 | 5.4672 | 5.4051 | 4.4187
6444 | 9.7139e-05 | 0.00010273 | 0.026314 | 3.4791 | 3.4205 | 3.0192 | 5.5626 | 5.4051 | 4.4187
6445 | 7.0165e-05 | 0.00010207 | 0.026923 | 3.4963 | 3.4205 | 3.0192 | 5.6095 | 5.4051 | 4.4187
6446 | 6.6601e-05 | 0.0001045 | 0.025372 | 3.5269 | 3.4191 | 3.0192 | 5.6937 | 5.4014 | 4.4187
6447 | 5.8934e-05 | 0.00010247 | 0.018281 | 3.4791 | 3.4191 | 3.0192 | 5.5626 | 5.4014 | 4.4187
6448 | 5.5853e-05 | 0.00010235 | 0.010913 | 3.462 | 3.4191 | 3.0192 | 5.5164 | 5.4014 | 4.4187
6449 | 5.3409e-05 | 0.0001078 | 0.0038224 | 3.3778 | 3.4191 | 3.0192 | 5.293 | 5.4014 | 4.4187
6450 | 5.245e-05 | 0.00011034 | 0 | 3.2709 | 3.4177 | 3.0192 | 5.0197 | 5.3978 | 4.4187
6451 | 7.3419e-05 | 0.00011125 | 0 | 3.1933 | 3.4177 | 3.0192 | 4.8281 | 5.3978 | 4.4187
6452 | 9.2863e-05 | 0.00011372 | 0 | 3.1458 | 3.4177 | 3.0192 | 4.7139 | 5.3978 | 4.4187
6453 | 0.00010049 | 0.00010629 | 0 | 3.1284 | 3.4177 | 3.0192 | 4.6725 | 5.3978 | 4.4187
6454 | 0.0001102 | 0.00010446 | 0 | 3.0998 | 3.4177 | 3.0192 | 4.605 | 5.3978 | 4.4187
6455 | 0.00012147 | 0.00010458 | 0 | 3.1135 | 3.4177 | 3.0192 | 4.6372 | 5.3978 | 4.4187
6456 | 0.00013654 | 0.00010492 | 0 | 3.1066 | 3.4177 | 3.0192 | 4.621 | 5.3978 | 4.4187
6457 | 0.00014664 | 0.00010468 | 0 | 3.1215 | 3.4177 | 3.0192 | 4.6561 | 5.3978 | 4.4187
6458 | 0.00015717 | 0.00010481 | 0 | 3.1192 | 3.4177 | 3.0192 | 4.6507 | 5.3978 | 4.4187
6459 | 0.00015539 | 0.00010425 | 0 | 3.1043 | 3.4177 | 3.0192 | 4.6157 | 5.3978 | 4.4187
6460 | 0.00017001 | 0.00010442 | 0 | 3.1203 | 3.4177 | 3.0192 | 4.6534 | 5.3978 | 4.4187
6461 | 0.00018378 | 0.00010106 | 0 | 3.1388 | 3.4191 | 3.0192 | 4.6973 | 5.4014 | 4.4187
6462 | 0.00019524 | 0.00010322 | 0.0022159 | 3.154 | 3.4177 | 3.0192 | 4.7335 | 5.3978 | 4.4187
6463 | 0.00015285 | 0.00010214 | 0.0096392 | 3.209 | 3.4163 | 3.0192 | 4.8665 | 5.3941 | 4.4187
6464 | 0.00010325 | 0.00010143 | 0.016176 | 3.29 | 3.4136 | 3.0192 | 5.0675 | 5.3868 | 4.4187
6465 | 9.4072e-05 | 0.00010261 | 0.022491 | 3.3631 | 3.4136 | 3.0192 | 5.2546 | 5.3868 | 4.4187
6466 | 6.2616e-05 | 9.4981e-05 | 0.029582 | 3.4536 | 3.4136 | 3.0192 | 5.4936 | 5.3868 | 4.4187
6467 | 5.7323e-05 | 0.00010206 | 0.030524 | 3.5254 | 3.4136 | 3.0192 | 5.6896 | 5.3868 | 4.4187
6468 | 6.166e-05 | 0.00010819 | 0.033571 | 3.5401 | 3.4136 | 3.0192 | 5.7305 | 5.3868 | 4.4187
6469 | 6.5868e-05 | 0.00010592 | 0.028086 | 3.573 | 3.4136 | 3.0192 | 5.8226 | 5.3868 | 4.4187
6470 | 5.7815e-05 | 0.00010656 | 0.021217 | 3.5745 | 3.4136 | 3.0192 | 5.8268 | 5.3868 | 4.4187
6471 | 4.9725e-05 | 0.00010428 | 0.01396 | 3.561 | 3.4136 | 3.0192 | 5.7888 | 5.3868 | 4.4187
6472 | 6.3764e-05 | 0.00010376 | 0.0068139 | 3.5137 | 3.4136 | 3.0192 | 5.6573 | 5.3868 | 4.4187
6473 | 5.2262e-05 | 0.00010853 | 0.0012741 | 3.4508 | 3.4136 | 3.0192 | 5.486 | 5.3868 | 4.4187
6474 | 5.6846e-05 | 0.00011067 | 0 | 3.3873 | 3.4122 | 3.0192 | 5.3177 | 5.3832 | 4.4187
6475 | 6.6397e-05 | 0.00011069 | 0 | 3.3618 | 3.4094 | 3.0192 | 5.2511 | 5.3759 | 4.4187
6476 | 8.7095e-05 | 0.0001123 | 0 | 3.3792 | 3.4094 | 3.0192 | 5.2965 | 5.3759 | 4.4187
6477 | 9.9181e-05 | 0.00010413 | 0 | 3.3765 | 3.4094 | 3.0192 | 5.2894 | 5.3759 | 4.4187
6478 | 9.0547e-05 | 0.00010594 | 0 | 3.3832 | 3.4094 | 3.0192 | 5.3071 | 5.3759 | 4.4187
6479 | 9.6349e-05 | 0.00011099 | 0 | 3.3472 | 3.4094 | 3.0192 | 5.2133 | 5.3759 | 4.4187
6480 | 0.00010856 | 0.00010661 | 0 | 3.3028 | 3.4094 | 3.0192 | 5.0999 | 5.3759 | 4.4187
6481 | 0.00010674 | 0.00010504 | 0 | 3.2798 | 3.4094 | 3.0192 | 5.0419 | 5.3759 | 4.4187
6482 | 0.00011244 | 0.00010552 | 0 | 3.2634 | 3.4094 | 3.0192 | 5.0008 | 5.3759 | 4.4187
6483 | 0.00013052 | 0.00010497 | 0 | 3.2446 | 3.4081 | 3.0192 | 4.9542 | 5.3723 | 4.4187
6484 | 0.00015736 | 0.00010335 | 0 | 3.2372 | 3.4081 | 3.0192 | 4.9358 | 5.3723 | 4.4187
6485 | 0.00015899 | 0.00010479 | 0 | 3.2273 | 3.4081 | 3.0192 | 4.9114 | 5.3723 | 4.4187
6486 | 0.00016759 | 0.00010465 | 0.0019943 | 3.2397 | 3.4081 | 3.0192 | 4.9419 | 5.3723 | 4.4187
6487 | 0.00012316 | 0.000103 | 0.0074787 | 3.2722 | 3.4081 | 3.0192 | 5.0228 | 5.3723 | 4.4187
6488 | 0.00010978 | 0.00010321 | 0.015899 | 3.3235 | 3.4081 | 3.0192 | 5.1527 | 5.3723 | 4.4187
6489 | 8.8658e-05 | 0.00010452 | 0.019389 | 3.3671 | 3.4081 | 3.0192 | 5.265 | 5.3723 | 4.4187
6490 | 7.1358e-05 | 0.00010443 | 0.025649 | 3.4187 | 3.4067 | 3.0192 | 5.4005 | 5.3687 | 4.4187
6491 | 7.0172e-05 | 0.00010462 | 0.024486 | 3.4396 | 3.4067 | 3.0192 | 5.456 | 5.3687 | 4.4187
6492 | 7.0622e-05 | 0.00010483 | 0.031355 | 3.4934 | 3.4053 | 3.0192 | 5.6017 | 5.365 | 4.4187
6493 | 6.9118e-05 | 0.00010494 | 0.024596 | 3.492 | 3.4053 | 3.0192 | 5.5977 | 5.365 | 4.4187
6494 | 7.3689e-05 | 0.00010445 | 0.016231 | 3.5079 | 3.4067 | 3.0192 | 5.6413 | 5.3687 | 4.4187
6495 | 5.7668e-05 | 0.00010182 | 0.0087528 | 3.4677 | 3.4067 | 3.0192 | 5.5317 | 5.3687 | 4.4187
6496 | 5.2014e-05 | 9.6301e-05 | 0.0059829 | 3.4354 | 3.4053 | 3.0192 | 5.4448 | 5.365 | 4.4187
6497 | 5.1319e-05 | 0.0001032 | 0.0011633 | 3.3671 | 3.4053 | 3.0192 | 5.265 | 5.365 | 4.4187
6498 | 5.126e-05 | 0.0001071 | 0 | 3.3041 | 3.4053 | 3.0192 | 5.1032 | 5.365 | 4.4187
6499 | 8.6361e-05 | 0.0001148 | 0 | 3.2887 | 3.4053 | 3.0192 | 5.0643 | 5.365 | 4.4187
6500 | 0.00013209 | 0.0001073 | 0 | 3.2697 | 3.4053 | 3.0192 | 5.0165 | 5.365 | 4.4187
6501 | 0.00013958 | 0.00010493 | 0 | 3.2785 | 3.4039 | 3.0192 | 5.0387 | 5.3614 | 4.4187
6502 | 0.00015627 | 0.00010445 | 0 | 3.231 | 3.4039 | 3.0192 | 4.9205 | 5.3614 | 4.4187
6503 | 0.00015976 | 0.00010353 | 0 | 3.2114 | 3.4026 | 3.0192 | 4.8724 | 5.3578 | 4.4187
6504 | 0.00016746 | 0.00010425 | 0 | 3.1981 | 3.4026 | 3.0192 | 4.8399 | 5.3578 | 4.4187
6505 | 0.00017897 | 0.00010343 | 0 | 3.1789 | 3.4026 | 3.0192 | 4.7933 | 5.3578 | 4.4187
6506 | 0.00020118 | 0.00010152 | 0 | 3.1576 | 3.4039 | 3.0192 | 4.742 | 5.3614 | 4.4187
6507 | 0.00020879 | 0.00010349 | 0 | 3.1319 | 3.4039 | 3.0192 | 4.6807 | 5.3614 | 4.4187
6508 | 0.00021646 | 9.7293e-05 | 0 | 3.0953 | 3.4026 | 3.0192 | 4.5944 | 5.3578 | 4.4187
6509 | 0.00022312 | 0.00010293 | 0 | 3.0998 | 3.4026 | 3.0192 | 4.605 | 5.3578 | 4.4187
6510 | 0.00024602 | 0.00010361 | 0.0018281 | 3.1043 | 3.4012 | 3.0192 | 4.6157 | 5.3542 | 4.4187
6511 | 0.0002172 | 0.000102 | 0.0072017 | 3.1377 | 3.4012 | 3.0192 | 4.6945 | 5.3542 | 4.4187
6512 | 0.00016815 | 0.00010264 | 0.016785 | 3.209 | 3.4012 | 3.0192 | 4.8665 | 5.3542 | 4.4187
6513 | 0.0001241 | 0.00010238 | 0.025095 | 3.2608 | 3.4012 | 3.0192 | 4.9945 | 5.3542 | 4.4187
6514 | 0.00010949 | 0.00010223 | 0.033238 | 3.3222 | 3.3998 | 3.0192 | 5.1494 | 5.3506 | 4.4187
6515 | 9.1487e-05 | 0.00010181 | 0.041382 | 3.3684 | 3.3998 | 3.0192 | 5.2685 | 5.3506 | 4.4187
6516 | 8.4644e-05 | 0.00010191 | 0.039942 | 3.4023 | 3.3998 | 3.0192 | 5.357 | 5.3506 | 4.4187
6517 | 8.9409e-05 | 9.9228e-05 | 0.03418 | 3.4326 | 3.4012 | 3.0192 | 5.4374 | 5.3542 | 4.4187
6518 | 6.7249e-05 | 9.9571e-05 | 0.028197 | 3.4326 | 3.3998 | 3.0192 | 5.4374 | 5.3506 | 4.4187
6519 | 6.0074e-05 | 0.00010022 | 0.019555 | 3.4201 | 3.3985 | 3.0192 | 5.4042 | 5.347 | 4.4187
6520 | 5.5303e-05 | 0.00010159 | 0.011744 | 3.3765 | 3.3985 | 3.0192 | 5.2894 | 5.347 | 4.4187
6521 | 5.2529e-05 | 0.00010747 | 0.0022713 | 3.2722 | 3.3971 | 3.0192 | 5.0228 | 5.3434 | 4.4187
6522 | 5.2133e-05 | 0.00011024 | 0 | 3.2053 | 3.3971 | 3.0192 | 4.8576 | 5.3434 | 4.4187
6523 | 7.6768e-05 | 0.00011126 | 0 | 3.1682 | 3.3971 | 3.0192 | 4.7675 | 5.3434 | 4.4187
6524 | 9.659e-05 | 0.00011256 | 0 | 3.1307 | 3.3985 | 3.0192 | 4.678 | 5.347 | 4.4187
6525 | 0.00012021 | 0.00010552 | 0 | 3.1226 | 3.3985 | 3.0192 | 4.6588 | 5.347 | 4.4187
6526 | 0.00013078 | 0.00010498 | 0 | 3.0975 | 3.3985 | 3.0192 | 4.5997 | 5.347 | 4.4187
6527 | 0.0001462 | 0.00010473 | 0 | 3.093 | 3.3971 | 3.0192 | 4.5891 | 5.3434 | 4.4187
6528 | 0.00016119 | 0.00010463 | 0 | 3.0728 | 3.3957 | 3.0192 | 4.542 | 5.3398 | 4.4187
6529 | 0.00017444 | 0.00010425 | 0 | 3.0739 | 3.3944 | 3.0192 | 4.5446 | 5.3363 | 4.4187
6530 | 0.00018004 | 0.0001037 | 0 | 3.065 | 3.3944 | 3.0192 | 4.524 | 5.3363 | 4.4187
6531 | 0.00019267 | 0.00010356 | 0 | 3.0562 | 3.3944 | 3.0192 | 4.5036 | 5.3363 | 4.4187
6532 | 0.00020986 | 0.00010333 | 0 | 3.0397 | 3.3944 | 3.0192 | 4.4657 | 5.3363 | 4.4187
6533 | 0.00023146 | 9.9916e-05 | 0 | 3.0441 | 3.3944 | 3.0192 | 4.4757 | 5.3363 | 4.4187
6534 | 0.00023229 | 0.0001032 | 0.0024375 | 3.0617 | 3.3944 | 3.0192 | 4.5163 | 5.3363 | 4.4187
6535 | 0.00020998 | 0.00010248 | 0.011024 | 3.1273 | 3.3944 | 3.0192 | 4.6698 | 5.3363 | 4.4187
6536 | 0.00014477 | 0.00010276 | 0.020608 | 3.2114 | 3.393 | 3.0192 | 4.8724 | 5.3327 | 4.4187
6537 | 0.00011109 | 0.00010217 | 0.029361 | 3.2912 | 3.3944 | 3.0192 | 5.0708 | 5.3363 | 4.4187
6538 | 7.1396e-05 | 0.00010142 | 0.034831 | 3.3525 | 3.3944 | 3.0192 | 5.227 | 5.3363 | 4.4187
6539 | 5.7466e-05 | 0.00010196 | 0.036618 | 3.4146 | 3.393 | 3.0192 | 5.3896 | 5.3327 | 4.4187
6540 | 4.8534e-05 | 0.00010179 | 0.036341 | 3.4663 | 3.393 | 3.0192 | 5.5279 | 5.3327 | 4.4187
6541 | 4.7561e-05 | 0.00010051 | 0.025483 | 3.4934 | 3.393 | 3.0192 | 5.6017 | 5.3327 | 4.4187
6542 | 3.6402e-05 | 0.00010197 | 0.017118 | 3.455 | 3.3917 | 3.0192 | 5.4974 | 5.3291 | 4.4187
6543 | 3.7198e-05 | 0.00010154 | 0.015844 | 3.4677 | 3.3903 | 3.0192 | 5.5317 | 5.3255 | 4.4187
6544 | 3.5705e-05 | 0.00010135 | 0.0065369 | 3.3887 | 3.3903 | 3.0192 | 5.3212 | 5.3255 | 4.4187
6545 | 4.1124e-05 | 0.00010604 | 0.0011079 | 3.2785 | 3.3889 | 3.0192 | 5.0387 | 5.322 | 4.4187
6546 | 4.0962e-05 | 0.00010805 | 5.5397e-05 | 3.2053 | 3.3876 | 3.0192 | 4.8576 | 5.3184 | 4.4187
6547 | 6.0588e-05 | 0.00011639 | 0 | 3.2102 | 3.3876 | 3.0192 | 4.8694 | 5.3184 | 4.4187
6548 | 0.00010603 | 0.00010768 | 0 | 3.1933 | 3.3862 | 3.0192 | 4.8281 | 5.3149 | 4.4187
6549 | 0.00012829 | 0.00010533 | 0 | 3.1658 | 3.3862 | 3.0192 | 4.7618 | 5.3149 | 4.4187
6550 | 0.00014938 | 0.00010477 | 0 | 3.1388 | 3.3862 | 3.0192 | 4.6973 | 5.3149 | 4.4187
6551 | 0.00016659 | 0.00010479 | 0 | 3.1192 | 3.3862 | 3.0192 | 4.6507 | 5.3149 | 4.4187
6552 | 0.00018497 | 0.00010424 | 0 | 3.1089 | 3.3862 | 3.0192 | 4.6264 | 5.3149 | 4.4187
6553 | 0.00019408 | 0.00010434 | 0 | 3.1066 | 3.3835 | 3.0192 | 4.621 | 5.3078 | 4.4187
6554 | 0.00020175 | 0.00010439 | 0 | 3.0863 | 3.3835 | 3.0192 | 4.5733 | 5.3078 | 4.4187
6555 | 0.00020759 | 0.00010411 | 0 | 3.0908 | 3.3822 | 3.0192 | 4.5838 | 5.3043 | 4.4187
6556 | 0.00021313 | 0.0001039 | 0 | 3.084 | 3.3835 | 3.0192 | 4.5681 | 5.3078 | 4.4187
6557 | 0.00023431 | 0.00010317 | 0 | 3.0953 | 3.3835 | 3.0192 | 4.5944 | 5.3078 | 4.4187
6558 | 0.00023525 | 0.00010275 | 0.0016619 | 3.093 | 3.3835 | 3.0192 | 4.5891 | 5.3078 | 4.4187
6559 | 0.00019282 | 0.00010247 | 0.010415 | 3.1342 | 3.3835 | 3.0192 | 4.6862 | 5.3078 | 4.4187
6560 | 0.00013846 | 0.00010238 | 0.021771 | 3.2078 | 3.3835 | 3.0192 | 4.8635 | 5.3078 | 4.4187
6561 | 0.00010777 | 0.0001029 | 0.031577 | 3.2722 | 3.3835 | 3.0192 | 5.0228 | 5.3078 | 4.4187
6562 | 7.1966e-05 | 0.00010109 | 0.038986 | 3.3458 | 3.3835 | 3.0192 | 5.2099 | 5.3078 | 4.4187
6563 | 6.3856e-05 | 0.00010041 | 0.037047 | 3.3832 | 3.3835 | 3.0192 | 5.3071 | 5.3078 | 4.4187
6564 | 6.0138e-05 | 0.00010209 | 0.04598 | 3.4578 | 3.3822 | 3.0192 | 5.5049 | 5.3043 | 4.4187
6565 | 5.9525e-05 | 0.00010229 | 0.042379 | 3.4635 | 3.3808 | 3.0192 | 5.5202 | 5.3007 | 4.4187
6566 | 6.9356e-05 | 0.0001047 | 0.030025 | 3.4677 | 3.3795 | 3.0192 | 5.5317 | 5.2972 | 4.4187
6567 | 6.1508e-05 | 0.00010216 | 0.016564 | 3.4174 | 3.3795 | 3.0192 | 5.3969 | 5.2972 | 4.4187
6568 | 5.4852e-05 | 0.00010132 | 0.012575 | 3.4132 | 3.3795 | 3.0192 | 5.3859 | 5.2972 | 4.4187
6569 | 5.3524e-05 | 0.00010549 | 0.0017727 | 3.3392 | 3.3795 | 3.0192 | 5.193 | 5.2972 | 4.4187
6570 | 7.0649e-05 | 0.00010776 | 0 | 3.276 | 3.3795 | 3.0192 | 5.0323 | 5.2972 | 4.4187
6571 | 8.4785e-05 | 0.00011562 | 0 | 3.2496 | 3.3781 | 3.0192 | 4.9665 | 5.2937 | 4.4187
6572 | 0.00012007 | 0.00010738 | 0 | 3.2249 | 3.3768 | 3.0192 | 4.9054 | 5.2901 | 4.4187
6573 | 0.00012709 | 0.00010432 | 0 | 3.209 | 3.3754 | 3.0192 | 4.8665 | 5.2866 | 4.4187
6574 | 0.0001436 | 0.0001053 | 0 | 3.1873 | 3.3754 | 3.0192 | 4.8136 | 5.2866 | 4.4187
6575 | 0.00015603 | 0.00010569 | 0 | 3.1825 | 3.3741 | 3.0192 | 4.802 | 5.2831 | 4.4187
6576 | 0.0001708 | 0.00010554 | 0 | 3.147 | 3.3741 | 3.0192 | 4.7167 | 5.2831 | 4.4187
6577 | 0.00018932 | 0.00010567 | 0 | 3.14 | 3.3741 | 3.0192 | 4.7 | 5.2831 | 4.4187
6578 | 0.00019149 | 0.00010534 | 0 | 3.1435 | 3.3741 | 3.0192 | 4.7084 | 5.2831 | 4.4187
6579 | 0.00019425 | 0.00010507 | 0 | 3.133 | 3.3727 | 3.0192 | 4.6835 | 5.2796 | 4.4187
6580 | 0.00019792 | 0.00010057 | 0 | 3.1215 | 3.3727 | 3.0192 | 4.6561 | 5.2796 | 4.4187
6581 | 0.00020659 | 0.00010509 | 0 | 3.1066 | 3.3727 | 3.0192 | 4.621 | 5.2796 | 4.4187
6582 | 0.00023631 | 0.00010122 | 0.0011079 | 3.1123 | 3.3714 | 3.0192 | 4.6345 | 5.2761 | 4.4187
6583 | 0.00017702 | 0.00010377 | 0.0056505 | 3.1342 | 3.3714 | 3.0192 | 4.6862 | 5.2761 | 4.4187
6584 | 0.00012199 | 0.00010427 | 0.010913 | 3.1753 | 3.3714 | 3.0192 | 4.7847 | 5.2761 | 4.4187
6585 | 7.9947e-05 | 0.00010399 | 0.017727 | 3.2322 | 3.3714 | 3.0192 | 4.9236 | 5.2761 | 4.4187
6586 | 5.5432e-05 | 0.00010402 | 0.023765 | 3.2861 | 3.3714 | 3.0192 | 5.0579 | 5.2761 | 4.4187
6587 | 5.5571e-05 | 0.00010438 | 0.033128 | 3.3525 | 3.3714 | 3.0192 | 5.227 | 5.2761 | 4.4187
6588 | 5.8432e-05 | 0.00010358 | 0.030025 | 3.3792 | 3.37 | 3.0192 | 5.2965 | 5.2726 | 4.4187
6589 | 5.7189e-05 | 0.00010233 | 0.026092 | 3.3927 | 3.37 | 3.0192 | 5.3319 | 5.2726 | 4.4187
6590 | 4.7479e-05 | 0.0001032 | 0.014847 | 3.3379 | 3.3687 | 3.0192 | 5.1896 | 5.2691 | 4.4187
6591 | 3.8621e-05 | 0.0001021 | 0.012243 | 3.3551 | 3.3687 | 3.0192 | 5.2339 | 5.2691 | 4.4187
6592 | 4.4388e-05 | 0.00010148 | 0.0053735 | 3.3498 | 3.3687 | 3.0192 | 5.2202 | 5.2691 | 4.4187
6593 | 4.7102e-05 | 0.00010629 | 0.0011079 | 3.334 | 3.3687 | 3.0192 | 5.1795 | 5.2691 | 4.4187
6594 | 3.2825e-05 | 0.00010864 | 0 | 3.2925 | 3.3687 | 3.0192 | 5.074 | 5.2691 | 4.4187
6595 | 5.7839e-05 | 0.00011611 | 0 | 3.29 | 3.3674 | 3.0192 | 5.0675 | 5.2656 | 4.4187
6596 | 7.9495e-05 | 0.00010829 | 0 | 3.2571 | 3.3674 | 3.0192 | 4.9851 | 5.2656 | 4.4187
6597 | 0.00010067 | 0.0001053 | 0 | 3.2533 | 3.3647 | 3.0192 | 4.9758 | 5.2587 | 4.4187
6598 | 0.00011097 | 0.00010563 | 0 | 3.2621 | 3.3633 | 3.0192 | 4.9976 | 5.2552 | 4.4187
6599 | 0.00012532 | 0.00010578 | 0 | 3.2571 | 3.3633 | 3.0192 | 4.9851 | 5.2552 | 4.4187
6600 | 0.00014389 | 0.00010602 | 0 | 3.2372 | 3.3633 | 3.0192 | 4.9358 | 5.2552 | 4.4187
6601 | 0.00015443 | 0.00010581 | 0 | 3.2224 | 3.3633 | 3.0192 | 4.8994 | 5.2552 | 4.4187
6602 | 0.00017118 | 0.0001058 | 0 | 3.231 | 3.362 | 3.0192 | 4.9205 | 5.2518 | 4.4187
6603 | 0.00018086 | 0.00010564 | 0 | 3.209 | 3.362 | 3.0192 | 4.8665 | 5.2518 | 4.4187
6604 | 0.00019025 | 0.00010469 | 0 | 3.2053 | 3.362 | 3.0192 | 4.8576 | 5.2518 | 4.4187
6605 | 0.00020941 | 0.0001047 | 0 | 3.2041 | 3.362 | 3.0192 | 4.8546 | 5.2518 | 4.4187
6606 | 0.00020768 | 0.00010521 | 0.00077556 | 3.2114 | 3.3607 | 3.0192 | 4.8724 | 5.2483 | 4.4187
6607 | 0.00018205 | 0.00010424 | 0.0039332 | 3.2372 | 3.3607 | 3.0192 | 4.9358 | 5.2483 | 4.4187
6608 | 0.00013295 | 0.00010437 | 0.010415 | 3.2659 | 3.3607 | 3.0192 | 5.0071 | 5.2483 | 4.4187
6609 | 9.634e-05 | 0.00010444 | 0.017284 | 3.3092 | 3.3593 | 3.0192 | 5.1163 | 5.2448 | 4.4187
6610 | 6.8444e-05 | 0.00010365 | 0.029194 | 3.3805 | 3.358 | 3.0192 | 5.3 | 5.2414 | 4.4187
6611 | 6.9961e-05 | 0.00010478 | 0.034402 | 3.4536 | 3.358 | 3.0192 | 5.4936 | 5.2414 | 4.4187
6612 | 5.4966e-05 | 0.00010468 | 0.024209 | 3.4564 | 3.358 | 3.0192 | 5.5012 | 5.2414 | 4.4187
6613 | 4.9121e-05 | 0.00010361 | 0.026203 | 3.4606 | 3.358 | 3.0192 | 5.5126 | 5.2414 | 4.4187
6614 | 4.8768e-05 | 0.00010468 | 0.024873 | 3.5137 | 3.358 | 3.0192 | 5.6573 | 5.2414 | 4.4187
6615 | 4.6744e-05 | 0.00010243 | 0.014514 | 3.4777 | 3.358 | 3.0192 | 5.5587 | 5.2414 | 4.4187
6616 | 2.9175e-05 | 0.00010228 | 0.0074233 | 3.4256 | 3.358 | 3.0192 | 5.4189 | 5.2414 | 4.4187
6617 | 2.9347e-05 | 0.00010752 | 0.0014403 | 3.3738 | 3.358 | 3.0192 | 5.2824 | 5.2414 | 4.4187
6618 | 4.1485e-05 | 0.00010995 | 0 | 3.3157 | 3.3567 | 3.0192 | 5.1328 | 5.2379 | 4.4187
6619 | 5.616e-05 | 0.00011364 | 0 | 3.2734 | 3.3567 | 3.0192 | 5.026 | 5.2379 | 4.4187
6620 | 8.0517e-05 | 0.00011076 | 0 | 3.2621 | 3.3553 | 3.0192 | 4.9976 | 5.2345 | 4.4187
6621 | 9.7081e-05 | 0.00010691 | 0 | 3.2583 | 3.3553 | 3.0192 | 4.9883 | 5.2345 | 4.4187
6622 | 0.00010498 | 0.00010562 | 0 | 3.2397 | 3.3553 | 3.0192 | 4.9419 | 5.2345 | 4.4187
6623 | 0.00011562 | 0.00010621 | 0 | 3.2558 | 3.3553 | 3.0192 | 4.982 | 5.2345 | 4.4187
6624 | 0.00012998 | 0.00010647 | 0 | 3.2521 | 3.3553 | 3.0192 | 4.9727 | 5.2345 | 4.4187
6625 | 0.00014614 | 0.00010582 | 0 | 3.2634 | 3.3553 | 3.0192 | 5.0008 | 5.2345 | 4.4187
6626 | 0.00015092 | 0.00010336 | 0 | 3.2747 | 3.354 | 3.0192 | 5.0292 | 5.231 | 4.4187
6627 | 0.00015735 | 0.00010572 | 0 | 3.2798 | 3.354 | 3.0192 | 5.0419 | 5.231 | 4.4187
6628 | 0.00016612 | 0.0001057 | 0 | 3.2558 | 3.3527 | 3.0192 | 4.982 | 5.2276 | 4.4187
6629 | 0.00016833 | 0.00010548 | 0 | 3.2571 | 3.3527 | 3.0192 | 4.9851 | 5.2276 | 4.4187
6630 | 0.00019582 | 0.00010579 | 0.00094176 | 3.2709 | 3.3527 | 3.0192 | 5.0197 | 5.2276 | 4.4187
6631 | 0.00015294 | 0.00010388 | 0.0052628 | 3.3301 | 3.3527 | 3.0192 | 5.1694 | 5.2276 | 4.4187
6632 | 0.00010605 | 0.00010409 | 0.014016 | 3.3927 | 3.3514 | 3.0192 | 5.3319 | 5.2242 | 4.4187
6633 | 8.3365e-05 | 0.00010548 | 0.021051 | 3.455 | 3.3514 | 3.0192 | 5.4974 | 5.2242 | 4.4187
6634 | 7.8719e-05 | 0.00010526 | 0.022436 | 3.4934 | 3.3514 | 3.0192 | 5.6017 | 5.2242 | 4.4187
6635 | 8.258e-05 | 0.00010584 | 0.023932 | 3.5094 | 3.3514 | 3.0192 | 5.6453 | 5.2242 | 4.4187
6636 | 6.6482e-05 | 0.00010524 | 0.02443 | 3.4748 | 3.3514 | 3.0192 | 5.5509 | 5.2242 | 4.4187
6637 | 6.821e-05 | 0.00010576 | 0.019223 | 3.4748 | 3.3514 | 3.0192 | 5.5509 | 5.2242 | 4.4187
6638 | 6.0658e-05 | 0.00010554 | 0.015345 | 3.4705 | 3.3514 | 3.0192 | 5.5394 | 5.2242 | 4.4187
6639 | 5.0296e-05 | 0.00010395 | 0.013185 | 3.4863 | 3.35 | 3.0192 | 5.582 | 5.2207 | 4.4187
6640 | 4.8172e-05 | 0.00010317 | 0.0069247 | 3.4705 | 3.35 | 3.0192 | 5.5394 | 5.2207 | 4.4187
6641 | 4.6838e-05 | 0.00010456 | 0.0010526 | 3.4036 | 3.35 | 3.0192 | 5.3606 | 5.2207 | 4.4187
6642 | 5.8158e-05 | 0.00010664 | 0 | 3.3379 | 3.35 | 3.0192 | 5.1896 | 5.2207 | 4.4187
6643 | 9.452e-05 | 0.00010663 | 0 | 3.2925 | 3.35 | 3.0192 | 5.074 | 5.2207 | 4.4187
6644 | 0.00012982 | 0.0001048 | 0 | 3.2384 | 3.35 | 3.0192 | 4.9388 | 5.2207 | 4.4187
6645 | 0.0001555 | 0.00010333 | 0 | 3.1529 | 3.35 | 3.0192 | 4.7307 | 5.2207 | 4.4187
6646 | 0.00017725 | 0.00010574 | 0 | 3.1226 | 3.35 | 3.0192 | 4.6588 | 5.2207 | 4.4187
6647 | 0.00016441 | 0.00010541 | 0 | 3.1066 | 3.35 | 3.0192 | 4.621 | 5.2207 | 4.4187
6648 | 0.00018208 | 0.00010576 | 0 | 3.0784 | 3.3487 | 3.0192 | 4.555 | 5.2173 | 4.4187
6649 | 0.00019063 | 0.00010569 | 0 | 3.0397 | 3.3487 | 3.0192 | 4.4657 | 5.2173 | 4.4187
6650 | 0.00019773 | 0.00010527 | 0 | 3.0419 | 3.3487 | 3.0192 | 4.4707 | 5.2173 | 4.4187
6651 | 0.00020277 | 0.00010497 | 0 | 3.03 | 3.3487 | 3.0192 | 4.4433 | 5.2173 | 4.4187
6652 | 0.00020135 | 0.00010476 | 0 | 3.031 | 3.3487 | 3.0192 | 4.4458 | 5.2173 | 4.4187
6653 | 0.00019923 | 0.00010452 | 0 | 3.0267 | 3.3487 | 3.0192 | 4.4359 | 5.2173 | 4.4187
6654 | 0.00020793 | 0.00010433 | 0.0011079 | 3.0332 | 3.3487 | 3.0192 | 4.4508 | 5.2173 | 4.4187
6655 | 0.00014451 | 0.0001023 | 0.0095284 | 3.1021 | 3.35 | 3.0192 | 4.6103 | 5.2207 | 4.4187
6656 | 0.00013259 | 0.00010254 | 0.019721 | 3.2078 | 3.35 | 3.0192 | 4.8635 | 5.2207 | 4.4187
6657 | 0.00011402 | 0.0001032 | 0.028031 | 3.2912 | 3.35 | 3.0192 | 5.0708 | 5.2207 | 4.4187
6658 | 6.3668e-05 | 0.0001032 | 0.029748 | 3.3445 | 3.35 | 3.0192 | 5.2065 | 5.2207 | 4.4187
6659 | 5.1086e-05 | 0.00010331 | 0.034346 | 3.3914 | 3.35 | 3.0192 | 5.3283 | 5.2207 | 4.4187
6660 | 4.7817e-05 | 0.000103 | 0.037892 | 3.4284 | 3.35 | 3.0192 | 5.4263 | 5.2207 | 4.4187
6661 | 5.3617e-05 | 0.00010314 | 0.032574 | 3.4479 | 3.3474 | 3.0192 | 5.4785 | 5.2139 | 4.4187
6662 | 4.7081e-05 | 0.00010428 | 0.028474 | 3.4578 | 3.3474 | 3.0192 | 5.5049 | 5.2139 | 4.4187
6663 | 3.5131e-05 | 0.00010371 | 0.01806 | 3.4522 | 3.3474 | 3.0192 | 5.4898 | 5.2139 | 4.4187
6664 | 2.9694e-05 | 0.00010278 | 0.0093622 | 3.4009 | 3.3474 | 3.0192 | 5.3534 | 5.2139 | 4.4187
6665 | 2.4307e-05 | 9.9793e-05 | 0.0013849 | 3.3054 | 3.3474 | 3.0192 | 5.1065 | 5.2139 | 4.4187
6666 | 2.8491e-05 | 0.00010209 | 0 | 3.2434 | 3.3474 | 3.0192 | 4.9511 | 5.2139 | 4.4187
6667 | 8.1435e-05 | 0.0001056 | 0 | 3.1969 | 3.3447 | 3.0192 | 4.8369 | 5.2071 | 4.4187
6668 | 8.3757e-05 | 0.00010473 | 0 | 3.1517 | 3.3447 | 3.0192 | 4.7279 | 5.2071 | 4.4187
6669 | 9.7323e-05 | 0.00010461 | 0 | 3.11 | 3.3447 | 3.0192 | 4.6291 | 5.2071 | 4.4187
6670 | 0.00010741 | 0.00010407 | 0 | 3.0818 | 3.3434 | 3.0192 | 4.5628 | 5.2037 | 4.4187
6671 | 0.00010707 | 0.00010397 | 0 | 3.0695 | 3.3421 | 3.0192 | 4.5343 | 5.2003 | 4.4187
6672 | 0.00012164 | 0.00010443 | 0 | 3.0452 | 3.3421 | 3.0192 | 4.4783 | 5.2003 | 4.4187
6673 | 0.00013531 | 0.00010396 | 0 | 3.0584 | 3.3421 | 3.0192 | 4.5087 | 5.2003 | 4.4187
6674 | 0.0001445 | 0.00010444 | 0 | 3.065 | 3.3421 | 3.0192 | 4.524 | 5.2003 | 4.4187
6675 | 0.00015661 | 0.00010465 | 0 | 3.0463 | 3.3421 | 3.0192 | 4.4808 | 5.2003 | 4.4187
6676 | 0.00016889 | 0.00010431 | 0 | 3.0289 | 3.3421 | 3.0192 | 4.4408 | 5.2003 | 4.4187
6677 | 0.00017897 | 0.0001043 | 0 | 3.0343 | 3.3421 | 3.0192 | 4.4532 | 5.2003 | 4.4187
6678 | 0.00019144 | 0.00010172 | 0.00077556 | 3.0256 | 3.3408 | 3.0192 | 4.4334 | 5.1969 | 4.4187
6679 | 0.00017357 | 0.00010322 | 0.0054289 | 3.0595 | 3.3408 | 3.0192 | 4.5112 | 5.1969 | 4.4187
6680 | 0.00013483 | 0.0001034 | 0.010415 | 3.1273 | 3.3408 | 3.0192 | 4.6698 | 5.1969 | 4.4187
6681 | 0.00010434 | 0.00010346 | 0.016287 | 3.2151 | 3.3408 | 3.0192 | 4.8814 | 5.1969 | 4.4187
6682 | 8.2454e-05 | 0.00010323 | 0.025594 | 3.2747 | 3.3394 | 3.0192 | 5.0292 | 5.1935 | 4.4187
6683 | 7.2372e-05 | 0.00010334 | 0.025649 | 3.2912 | 3.3408 | 3.0192 | 5.0708 | 5.1969 | 4.4187
6684 | 6.7691e-05 | 0.0001038 | 0.033682 | 3.3445 | 3.3408 | 3.0192 | 5.2065 | 5.1969 | 4.4187
6685 | 6.7062e-05 | 0.00010385 | 0.031798 | 3.3832 | 3.3408 | 3.0192 | 5.3071 | 5.1969 | 4.4187
6686 | 6.6352e-05 | 0.00010389 | 0.027422 | 3.3968 | 3.3394 | 3.0192 | 5.3426 | 5.1935 | 4.4187
6687 | 5.9141e-05 | 0.00010364 | 0.015179 | 3.39 | 3.3394 | 3.0192 | 5.3248 | 5.1935 | 4.4187
6688 | 5.3388e-05 | 0.00010331 | 0.0087528 | 3.3684 | 3.3368 | 3.0192 | 5.2685 | 5.1867 | 4.4187
6689 | 5.7054e-05 | 0.00010332 | 0.0014403 | 3.2836 | 3.3368 | 3.0192 | 5.0515 | 5.1867 | 4.4187
6690 | 7.5763e-05 | 0.00010233 | 0 | 3.2212 | 3.3368 | 3.0192 | 4.8963 | 5.1867 | 4.4187
6691 | 0.00012834 | 0.00010252 | 0 | 3.1933 | 3.3355 | 3.0192 | 4.8281 | 5.1833 | 4.4187
6692 | 0.00018208 | 0.00010352 | 0 | 3.1813 | 3.3355 | 3.0192 | 4.7991 | 5.1833 | 4.4187
6693 | 0.00020253 | 0.00010434 | 0 | 3.1873 | 3.3342 | 3.0192 | 4.8136 | 5.18 | 4.4187
6694 | 0.00021845 | 0.00010473 | 0 | 3.167 | 3.3342 | 3.0192 | 4.7647 | 5.18 | 4.4187
6695 | 0.00023143 | 0.00010452 | 0 | 3.1447 | 3.3329 | 3.0192 | 4.7112 | 5.1766 | 4.4187
6696 | 0.0002428 | 0.00010243 | 0 | 3.1296 | 3.3329 | 3.0192 | 4.6752 | 5.1766 | 4.4187
6697 | 0.00024641 | 0.00010404 | 0 | 3.1226 | 3.3316 | 3.0192 | 4.6588 | 5.1732 | 4.4187
6698 | 0.00025043 | 0.00010479 | 0 | 3.1021 | 3.3316 | 3.0192 | 4.6103 | 5.1732 | 4.4187
6699 | 0.00025228 | 0.0001046 | 0 | 3.1021 | 3.3316 | 3.0192 | 4.6103 | 5.1732 | 4.4187
6700 | 0.00024821 | 0.00010481 | 0 | 3.093 | 3.3316 | 3.0192 | 4.5891 | 5.1732 | 4.4187
6701 | 0.00025056 | 0.00010488 | 0 | 3.0806 | 3.3316 | 3.0192 | 4.5602 | 5.1732 | 4.4187
6702 | 0.00026057 | 0.00010349 | 0.0011079 | 3.0885 | 3.3316 | 3.0192 | 4.5786 | 5.1732 | 4.4187
6703 | 0.00020921 | 0.00010317 | 0.0072571 | 3.125 | 3.3302 | 3.0192 | 4.6643 | 5.1699 | 4.4187
6704 | 0.00014014 | 0.00010326 | 0.01601 | 3.1861 | 3.3302 | 3.0192 | 4.8107 | 5.1699 | 4.4187
6705 | 9.4942e-05 | 0.00010396 | 0.02299 | 3.2434 | 3.3302 | 3.0192 | 4.9511 | 5.1699 | 4.4187
6706 | 7.4327e-05 | 0.00010383 | 0.027256 | 3.3002 | 3.3289 | 3.0192 | 5.0934 | 5.1665 | 4.4187
6707 | 5.681e-05 | 0.00010387 | 0.026314 | 3.3209 | 3.3289 | 3.0192 | 5.146 | 5.1665 | 4.4187
6708 | 4.9833e-05 | 0.00010379 | 0.026092 | 3.3314 | 3.3276 | 3.0192 | 5.1728 | 5.1632 | 4.4187
6709 | 4.3938e-05 | 0.00010312 | 0.024486 | 3.3618 | 3.3276 | 3.0192 | 5.2511 | 5.1632 | 4.4187
6710 | 4.1874e-05 | 0.00010422 | 0.022602 | 3.3887 | 3.3276 | 3.0192 | 5.3212 | 5.1632 | 4.4187
6711 | 3.3621e-05 | 0.00010057 | 0.016231 | 3.3792 | 3.3276 | 3.0192 | 5.2965 | 5.1632 | 4.4187
6712 | 2.4154e-05 | 9.7595e-05 | 0.007811 | 3.3472 | 3.325 | 3.0192 | 5.2133 | 5.1565 | 4.4187
6713 | 3.7182e-05 | 9.7505e-05 | 0.00083096 | 3.2874 | 3.325 | 3.0192 | 5.0611 | 5.1565 | 4.4187
6714 | 4.3708e-05 | 0.00010745 | 0 | 3.2249 | 3.325 | 3.0192 | 4.9054 | 5.1565 | 4.4187
6715 | 8.3364e-05 | 0.00010442 | 0 | 3.2102 | 3.325 | 3.0192 | 4.8694 | 5.1565 | 4.4187
6716 | 0.00011981 | 0.00010361 | 0 | 3.1933 | 3.325 | 3.0192 | 4.8281 | 5.1565 | 4.4187
6717 | 0.00015398 | 0.00010426 | 0 | 3.1646 | 3.325 | 3.0192 | 4.759 | 5.1565 | 4.4187
6718 | 0.0001725 | 0.00010483 | 0 | 3.1192 | 3.3237 | 3.0192 | 4.6507 | 5.1531 | 4.4187
6719 | 0.0001827 | 0.00010296 | 0 | 3.1203 | 3.3237 | 3.0192 | 4.6534 | 5.1531 | 4.4187
6720 | 0.00018742 | 0.00010458 | 0 | 3.0896 | 3.3224 | 3.0192 | 4.5812 | 5.1498 | 4.4187
6721 | 0.00018473 | 0.000104 | 0 | 3.0739 | 3.3211 | 3.0192 | 4.5446 | 5.1465 | 4.4187
6722 | 0.00018369 | 0.00010482 | 0 | 3.0628 | 3.3198 | 3.0192 | 4.5189 | 5.1432 | 4.4187
6723 | 0.00018593 | 0.00010486 | 0 | 3.043 | 3.3198 | 3.0192 | 4.4732 | 5.1432 | 4.4187
6724 | 0.00018342 | 0.00010485 | 0 | 3.0343 | 3.3198 | 3.0192 | 4.4532 | 5.1432 | 4.4187
6725 | 0.00019462 | 0.00010426 | 0 | 3.0463 | 3.3211 | 3.0192 | 4.4808 | 5.1465 | 4.4187
6726 | 0.00018583 | 0.00010488 | 0.00077556 | 3.0496 | 3.3211 | 3.0192 | 4.4883 | 5.1465 | 4.4187
6727 | 0.0001514 | 0.00010307 | 0.0059829 | 3.0773 | 3.3211 | 3.0192 | 4.5524 | 5.1465 | 4.4187
6728 | 0.0001036 | 0.00010357 | 0.012464 | 3.1493 | 3.3211 | 3.0192 | 4.7223 | 5.1465 | 4.4187
6729 | 7.9839e-05 | 0.00010366 | 0.016952 | 3.2102 | 3.3211 | 3.0192 | 4.8694 | 5.1465 | 4.4187
6730 | 7.8425e-05 | 0.00010397 | 0.025483 | 3.2659 | 3.3211 | 3.0192 | 5.0071 | 5.1465 | 4.4187
6731 | 7.2134e-05 | 0.00010412 | 0.029305 | 3.3274 | 3.3211 | 3.0192 | 5.1627 | 5.1465 | 4.4187
6732 | 7.8739e-05 | 0.00010298 | 0.032906 | 3.3832 | 3.3198 | 3.0192 | 5.3071 | 5.1432 | 4.4187
6733 | 7.1215e-05 | 0.00010409 | 0.028917 | 3.4064 | 3.3198 | 3.0192 | 5.3678 | 5.1432 | 4.4187
6734 | 7.0782e-05 | 0.00010365 | 0.022048 | 3.4036 | 3.3185 | 3.0192 | 5.3606 | 5.1398 | 4.4187
6735 | 6.0283e-05 | 0.0001021 | 0.015511 | 3.3954 | 3.3172 | 3.0192 | 5.339 | 5.1365 | 4.4187
6736 | 5.9734e-05 | 0.0001023 | 0.0059829 | 3.3578 | 3.3159 | 3.0192 | 5.2408 | 5.1332 | 4.4187
6737 | 5.5176e-05 | 0.00010154 | 0.00066477 | 3.2434 | 3.3146 | 3.0192 | 4.9511 | 5.1299 | 4.4187
6738 | 7.597e-05 | 0.00010476 | 0 | 3.2005 | 3.3146 | 3.0192 | 4.8457 | 5.1299 | 4.4187
6739 | 0.00012533 | 0.00010315 | 0 | 3.1682 | 3.3146 | 3.0192 | 4.7675 | 5.1299 | 4.4187
6740 | 0.00015511 | 0.00010428 | 0 | 3.154 | 3.3146 | 3.0192 | 4.7335 | 5.1299 | 4.4187
6741 | 0.00016739 | 0.00010382 | 0 | 3.1296 | 3.3146 | 3.0192 | 4.6752 | 5.1299 | 4.4187
6742 | 0.00018056 | 0.00010471 | 0 | 3.0975 | 3.3146 | 3.0192 | 4.5997 | 5.1299 | 4.4187
6743 | 0.00018687 | 0.00010481 | 0 | 3.0728 | 3.3133 | 3.0192 | 4.542 | 5.1266 | 4.4187
6744 | 0.00019195 | 0.00010488 | 0 | 3.065 | 3.312 | 3.0192 | 4.524 | 5.1233 | 4.4187
6745 | 0.00019195 | 0.00010298 | 0 | 3.054 | 3.312 | 3.0192 | 4.4985 | 5.1233 | 4.4187
6746 | 0.00019118 | 0.00010479 | 0 | 3.0529 | 3.312 | 3.0192 | 4.4959 | 5.1233 | 4.4187
6747 | 0.0001899 | 0.00010424 | 0 | 3.0562 | 3.312 | 3.0192 | 4.5036 | 5.1233 | 4.4187
6748 | 0.00019064 | 0.00010415 | 0 | 3.0408 | 3.312 | 3.0192 | 4.4682 | 5.1233 | 4.4187
6749 | 0.00021579 | 0.00010383 | 0 | 3.0354 | 3.312 | 3.0192 | 4.4557 | 5.1233 | 4.4187
6750 | 0.0002019 | 0.00010459 | 0.00066477 | 3.0507 | 3.312 | 3.0192 | 4.4909 | 5.1233 | 4.4187
6751 | 0.00016971 | 0.00010262 | 0.0058721 | 3.0818 | 3.312 | 3.0192 | 4.5628 | 5.1233 | 4.4187
6752 | 0.0001276 | 0.00010358 | 0.017339 | 3.1717 | 3.312 | 3.0192 | 4.7761 | 5.1233 | 4.4187
6753 | 9.9004e-05 | 0.00010395 | 0.024707 | 3.2471 | 3.312 | 3.0192 | 4.9603 | 5.1233 | 4.4187
6754 | 8.5844e-05 | 0.00010347 | 0.029693 | 3.3105 | 3.312 | 3.0192 | 5.1196 | 5.1233 | 4.4187
6755 | 8.3849e-05 | 0.00010405 | 0.032795 | 3.3631 | 3.312 | 3.0192 | 5.2546 | 5.1233 | 4.4187
6756 | 8.3625e-05 | 0.00010308 | 0.031355 | 3.3551 | 3.3107 | 3.0192 | 5.2339 | 5.12 | 4.4187
6757 | 8.5025e-05 | 0.00010439 | 0.03274 | 3.39 | 3.3094 | 3.0192 | 5.3248 | 5.1167 | 4.4187
6758 | 8.0428e-05 | 0.00010425 | 0.015899 | 3.3631 | 3.3094 | 3.0192 | 5.2546 | 5.1167 | 4.4187
6759 | 7.0064e-05 | 0.00010355 | 0.012797 | 3.3684 | 3.3094 | 3.0192 | 5.2685 | 5.1167 | 4.4187
6760 | 8.0215e-05 | 0.00010271 | 0.0035454 | 3.2887 | 3.3094 | 3.0192 | 5.0643 | 5.1167 | 4.4187
6761 | 6.2639e-05 | 0.00010286 | 0.00038778 | 3.2608 | 3.3094 | 3.0192 | 4.9945 | 5.1167 | 4.4187
6762 | 7.5271e-05 | 0.0001037 | 0 | 3.2053 | 3.3081 | 3.0192 | 4.8576 | 5.1134 | 4.4187
6763 | 0.00010383 | 0.00010462 | 0 | 3.2053 | 3.3081 | 3.0192 | 4.8576 | 5.1134 | 4.4187
6764 | 0.00013923 | 0.0001044 | 0 | 3.2175 | 3.3068 | 3.0192 | 4.8873 | 5.1101 | 4.4187
6765 | 0.00014609 | 0.00010398 | 0 | 3.1921 | 3.3068 | 3.0192 | 4.8252 | 5.1101 | 4.4187
6766 | 0.00015451 | 0.00010209 | 0 | 3.1447 | 3.3055 | 3.0192 | 4.7112 | 5.1069 | 4.4187
6767 | 0.00015937 | 0.00010484 | 0 | 3.0987 | 3.3055 | 3.0192 | 4.6024 | 5.1069 | 4.4187
6768 | 0.00017016 | 0.00010511 | 0 | 3.0941 | 3.3068 | 3.0192 | 4.5918 | 5.1101 | 4.4187
6769 | 0.00017529 | 0.00010467 | 0 | 3.0762 | 3.3068 | 3.0192 | 4.5498 | 5.1101 | 4.4187
6770 | 0.00018799 | 0.00010256 | 0 | 3.0639 | 3.3068 | 3.0192 | 4.5214 | 5.1101 | 4.4187
6771 | 0.00020009 | 0.00010501 | 0 | 3.0507 | 3.3068 | 3.0192 | 4.4909 | 5.1101 | 4.4187
6772 | 0.00020408 | 0.00010429 | 0 | 3.0256 | 3.3068 | 3.0192 | 4.4334 | 5.1101 | 4.4187
6773 | 0.00022433 | 0.00010526 | 0 | 3.0256 | 3.3068 | 3.0192 | 4.4334 | 5.1101 | 4.4187
6774 | 0.00022592 | 0.0001051 | 0.00083096 | 2.9999 | 3.3068 | 3.0192 | 4.375 | 5.1101 | 4.4187
6775 | 0.00018041 | 0.00010314 | 0.0063707 | 3.0441 | 3.3055 | 3.0192 | 4.4757 | 5.1069 | 4.4187
6776 | 0.00013314 | 0.00010355 | 0.012908 | 3.1032 | 3.3055 | 3.0192 | 4.613 | 5.1069 | 4.4187
6777 | 0.00011523 | 0.00010419 | 0.023156 | 3.1694 | 3.3055 | 3.0192 | 4.7704 | 5.1069 | 4.4187
6778 | 9.5053e-05 | 0.00010431 | 0.029804 | 3.2359 | 3.3055 | 3.0192 | 4.9327 | 5.1069 | 4.4187
6779 | 8.6908e-05 | 0.00010473 | 0.033848 | 3.2811 | 3.3068 | 3.0192 | 5.0451 | 5.1101 | 4.4187
6780 | 8.5952e-05 | 0.00010486 | 0.030856 | 3.3118 | 3.3068 | 3.0192 | 5.1229 | 5.1101 | 4.4187
6781 | 8.1642e-05 | 0.00010463 | 0.026757 | 3.3222 | 3.3042 | 3.0192 | 5.1494 | 5.1036 | 4.4187
6782 | 6.5599e-05 | 0.00010409 | 0.022491 | 3.3458 | 3.3029 | 3.0192 | 5.2099 | 5.1003 | 4.4187
6783 | 5.5117e-05 | 0.00010352 | 0.014182 | 3.3261 | 3.3029 | 3.0192 | 5.1594 | 5.1003 | 4.4187
6784 | 5.4847e-05 | 0.00010288 | 0.005152 | 3.3028 | 3.3029 | 3.0192 | 5.0999 | 5.1003 | 4.4187
6785 | 7.3771e-05 | 0.00010313 | 0.00049858 | 3.2747 | 3.3029 | 3.0192 | 5.0292 | 5.1003 | 4.4187
6786 | 6.9822e-05 | 0.00010516 | 0 | 3.2273 | 3.3029 | 3.0192 | 4.9114 | 5.1003 | 4.4187
6787 | 0.00012635 | 0.00010353 | 0 | 3.1969 | 3.3029 | 3.0192 | 4.8369 | 5.1003 | 4.4187
6788 | 0.00016702 | 0.00010557 | 0 | 3.1825 | 3.3029 | 3.0192 | 4.802 | 5.1003 | 4.4187
6789 | 0.00019556 | 0.00010131 | 0 | 3.154 | 3.3016 | 3.0192 | 4.7335 | 5.097 | 4.4187
6790 | 0.00020941 | 0.0001052 | 0 | 3.1529 | 3.3004 | 3.0192 | 4.7307 | 5.0938 | 4.4187
6791 | 0.00021693 | 0.00010495 | 0 | 3.125 | 3.3004 | 3.0192 | 4.6643 | 5.0938 | 4.4187
6792 | 0.00022443 | 0.00010502 | 0 | 3.1021 | 3.3004 | 3.0192 | 4.6103 | 5.0938 | 4.4187
6793 | 0.00022688 | 0.00010531 | 0 | 3.0908 | 3.2991 | 3.0192 | 4.5838 | 5.0905 | 4.4187
6794 | 0.00022908 | 0.0001055 | 0 | 3.0518 | 3.3004 | 3.0192 | 4.4934 | 5.0938 | 4.4187
6795 | 0.00023734 | 0.00010452 | 0 | 3.0289 | 3.3004 | 3.0192 | 4.4408 | 5.0938 | 4.4187
6796 | 0.00024458 | 0.00010506 | 0 | 3.0181 | 3.3004 | 3.0192 | 4.4162 | 5.0938 | 4.4187
6797 | 0.00025775 | 0.00010376 | 0 | 2.9904 | 3.3004 | 3.0192 | 4.3535 | 5.0938 | 4.4187
6798 | 0.00027316 | 9.9496e-05 | 0.00060937 | 2.9904 | 3.3004 | 3.0192 | 4.3535 | 5.0938 | 4.4187
6799 | 0.00023716 | 0.00010493 | 0.0062045 | 3.0343 | 3.3004 | 3.0192 | 4.4532 | 5.0938 | 4.4187
6800 | 0.00018625 | 0.00010492 | 0.0154 | 3.0987 | 3.2991 | 3.0192 | 4.6024 | 5.0905 | 4.4187
6801 | 0.00014798 | 0.00010502 | 0.023156 | 3.167 | 3.2991 | 3.0192 | 4.7647 | 5.0905 | 4.4187
6802 | 0.00011233 | 0.00010399 | 0.028197 | 3.2322 | 3.2991 | 3.0192 | 4.9236 | 5.0905 | 4.4187
6803 | 9.0266e-05 | 0.00010449 | 0.032297 | 3.2785 | 3.2991 | 3.0192 | 5.0387 | 5.0905 | 4.4187
6804 | 8.744e-05 | 0.00010455 | 0.035953 | 3.317 | 3.2991 | 3.0192 | 5.1361 | 5.0905 | 4.4187
6805 | 8.7668e-05 | 0.0001041 | 0.032075 | 3.3538 | 3.2991 | 3.0192 | 5.2304 | 5.0905 | 4.4187
6806 | 8.134e-05 | 0.00010378 | 0.022048 | 3.2951 | 3.2991 | 3.0192 | 5.0804 | 5.0905 | 4.4187
6807 | 7.4412e-05 | 0.00010342 | 0.014736 | 3.2925 | 3.2978 | 3.0192 | 5.074 | 5.0873 | 4.4187
6808 | 8.1654e-05 | 0.00010178 | 0.0055951 | 3.2697 | 3.2978 | 3.0192 | 5.0165 | 5.0873 | 4.4187
6809 | 7.1033e-05 | 0.00010304 | 0.00049858 | 3.1801 | 3.2978 | 3.0192 | 4.7962 | 5.0873 | 4.4187
6810 | 7.7184e-05 | 0.00010358 | 0 | 3.125 | 3.2978 | 3.0192 | 4.6643 | 5.0873 | 4.4187
6811 | 0.00013791 | 0.00010397 | 0 | 3.0874 | 3.2978 | 3.0192 | 4.5759 | 5.0873 | 4.4187
6812 | 0.00015346 | 0.00010475 | 0 | 3.0628 | 3.2978 | 3.0192 | 4.5189 | 5.0873 | 4.4187
6813 | 0.00017223 | 0.00010488 | 0 | 3.0419 | 3.2952 | 3.0192 | 4.4707 | 5.0808 | 4.4187
6814 | 0.00017772 | 0.00010524 | 0 | 3.0159 | 3.2952 | 3.0192 | 4.4114 | 5.0808 | 4.4187
6815 | 0.00018063 | 0.00010524 | 0 | 3.0117 | 3.2939 | 3.0192 | 4.4016 | 5.0775 | 4.4187
6816 | 0.00018769 | 0.00010521 | 0 | 3.0267 | 3.2927 | 3.0192 | 4.4359 | 5.0743 | 4.4187
6817 | 0.00019499 | 0.00010532 | 0 | 3.0267 | 3.2927 | 3.0192 | 4.4359 | 5.0743 | 4.4187
6818 | 0.00020316 | 0.00010546 | 0 | 3.0267 | 3.2927 | 3.0192 | 4.4359 | 5.0743 | 4.4187
6819 | 0.00021252 | 0.00010329 | 0 | 2.9978 | 3.2927 | 3.0192 | 4.3702 | 5.0743 | 4.4187
6820 | 0.0002167 | 0.00010521 | 0 | 2.9989 | 3.2927 | 3.0192 | 4.3726 | 5.0743 | 4.4187
6821 | 0.00022216 | 0.00010494 | 0 | 3.0021 | 3.2927 | 3.0192 | 4.3798 | 5.0743 | 4.4187
6822 | 0.00023859 | 0.00010511 | 0.00060937 | 2.9893 | 3.2927 | 3.0192 | 4.3512 | 5.0743 | 4.4187
6823 | 0.00021798 | 0.0001035 | 0.0074787 | 3.0267 | 3.2927 | 3.0192 | 4.4359 | 5.0743 | 4.4187
6824 | 0.00016185 | 0.0001041 | 0.018392 | 3.1112 | 3.2927 | 3.0192 | 4.6318 | 5.0743 | 4.4187
6825 | 0.00013455 | 0.0001046 | 0.024818 | 3.1706 | 3.2927 | 3.0192 | 4.7732 | 5.0743 | 4.4187
6826 | 0.00011381 | 0.00010443 | 0.031189 | 3.2384 | 3.2927 | 3.0192 | 4.9388 | 5.0743 | 4.4187
6827 | 0.00011077 | 0.00010469 | 0.022824 | 3.2409 | 3.2927 | 3.0192 | 4.9449 | 5.0743 | 4.4187
6828 | 0.00011115 | 0.00010487 | 0.021494 | 3.2583 | 3.2927 | 3.0192 | 4.9883 | 5.0743 | 4.4187
6829 | 0.00011258 | 0.00010515 | 0.022491 | 3.2709 | 3.2914 | 3.0192 | 5.0197 | 5.0711 | 4.4187
6830 | 9.8602e-05 | 0.00010491 | 0.019112 | 3.2697 | 3.2914 | 3.0192 | 5.0165 | 5.0711 | 4.4187
6831 | 9.6438e-05 | 0.00010417 | 0.012908 | 3.2709 | 3.2901 | 3.0192 | 5.0197 | 5.0678 | 4.4187
6832 | 7.9891e-05 | 0.00010398 | 0.0047642 | 3.2347 | 3.2901 | 3.0192 | 4.9296 | 5.0678 | 4.4187
6833 | 8.3333e-05 | 0.00010427 | 0.00055397 | 3.1909 | 3.2888 | 3.0192 | 4.8223 | 5.0646 | 4.4187
6834 | 0.00010425 | 0.00010447 | 0 | 3.1458 | 3.2888 | 3.0192 | 4.7139 | 5.0646 | 4.4187
6835 | 0.0001399 | 9.883e-05 | 0 | 3.0964 | 3.2875 | 3.0192 | 4.5971 | 5.0614 | 4.4187
6836 | 0.00019324 | 0.00010515 | 0 | 3.0795 | 3.2875 | 3.0192 | 4.5576 | 5.0614 | 4.4187
6837 | 0.00018751 | 0.00010542 | 0 | 3.0354 | 3.2863 | 3.0192 | 4.4557 | 5.0582 | 4.4187
6838 | 0.00019314 | 0.00010551 | 0 | 3.0052 | 3.285 | 3.0192 | 4.3871 | 5.055 | 4.4187
6839 | 0.00019639 | 0.00010531 | 0 | 2.9715 | 3.285 | 3.0192 | 4.3112 | 5.055 | 4.4187
6840 | 0.00020541 | 0.00010553 | 0 | 2.9508 | 3.285 | 3.0192 | 4.265 | 5.055 | 4.4187
6841 | 0.00020653 | 0.00010568 | 0 | 2.9213 | 3.285 | 3.0192 | 4.1999 | 5.055 | 4.4187
6842 | 0.00020923 | 0.00010424 | 0 | 2.9073 | 3.2837 | 3.0192 | 4.1691 | 5.0518 | 4.4187
6843 | 0.00021317 | 0.00010451 | 0 | 2.9213 | 3.2824 | 3.0192 | 4.1999 | 5.0485 | 4.4187
6844 | 0.00021863 | 0.00010567 | 0 | 2.9243 | 3.2824 | 3.0192 | 4.2065 | 5.0485 | 4.4187
6845 | 0.00021973 | 0.00010575 | 0 | 2.9254 | 3.2824 | 3.0192 | 4.2087 | 5.0485 | 4.4187
6846 | 0.00024253 | 0.0001039 | 0.00055397 | 2.9133 | 3.2824 | 3.0192 | 4.1822 | 5.0485 | 4.4187
6847 | 0.00019456 | 0.00010427 | 0.0064261 | 2.9601 | 3.2824 | 3.0192 | 4.2857 | 5.0485 | 4.4187
6848 | 0.00015289 | 0.00010454 | 0.01806 | 3.0202 | 3.2824 | 3.0192 | 4.4211 | 5.0485 | 4.4187
6849 | 0.000113 | 0.00010494 | 0.028308 | 3.1043 | 3.2812 | 3.0192 | 4.6157 | 5.0453 | 4.4187
6850 | 8.4183e-05 | 0.000104 | 0.035122 | 3.1635 | 3.2812 | 3.0192 | 4.7561 | 5.0453 | 4.4187
6851 | 7.7709e-05 | 0.00010371 | 0.041825 | 3.2322 | 3.2812 | 3.0192 | 4.9236 | 5.0453 | 4.4187
6852 | 6.4697e-05 | 0.00010054 | 0.033792 | 3.2496 | 3.2812 | 3.0192 | 4.9665 | 5.0453 | 4.4187
6853 | 6.3545e-05 | 0.00010171 | 0.031521 | 3.2634 | 3.2812 | 3.0192 | 5.0008 | 5.0453 | 4.4187
6854 | 7.1048e-05 | 0.00010292 | 0.027976 | 3.2785 | 3.2812 | 3.0192 | 5.0387 | 5.0453 | 4.4187
6855 | 4.7002e-05 | 0.00010114 | 0.013905 | 3.2285 | 3.2799 | 3.0192 | 4.9145 | 5.0421 | 4.4187
6856 | 4.8052e-05 | 0.00010055 | 0.0057059 | 3.1458 | 3.2786 | 3.0192 | 4.7139 | 5.039 | 4.4187
6857 | 4.6201e-05 | 0.0001065 | 0.00033238 | 3.065 | 3.2773 | 3.0192 | 4.524 | 5.0358 | 4.4187
6858 | 4.6887e-05 | 0.00010929 | 0 | 3.0246 | 3.2773 | 3.0192 | 4.431 | 5.0358 | 4.4187
6859 | 6.8176e-05 | 0.00011666 | 0 | 2.9872 | 3.2773 | 3.0192 | 4.3464 | 5.0358 | 4.4187
6860 | 9.9877e-05 | 0.00010967 | 0 | 2.9757 | 3.2761 | 3.0192 | 4.3205 | 5.0326 | 4.4187
6861 | 0.0001269 | 0.00010598 | 0 | 2.957 | 3.2748 | 3.0192 | 4.2788 | 5.0294 | 4.4187
6862 | 0.00012897 | 0.00010687 | 0 | 2.9396 | 3.2735 | 3.0192 | 4.2401 | 5.0262 | 4.4187
6863 | 0.00013388 | 0.00010698 | 0 | 2.9269 | 3.2735 | 3.0192 | 4.2121 | 5.0262 | 4.4187
6864 | 0.00015851 | 0.00010667 | 0 | 2.9436 | 3.2735 | 3.0192 | 4.2491 | 5.0262 | 4.4187
6865 | 0.00017098 | 0.00010396 | 0 | 2.9416 | 3.2723 | 3.0192 | 4.2446 | 5.0231 | 4.4187
6866 | 0.00018153 | 0.00010211 | 0 | 2.9304 | 3.2723 | 3.0192 | 4.2199 | 5.0231 | 4.4187
6867 | 0.00018317 | 0.00010577 | 0 | 2.8973 | 3.2723 | 3.0192 | 4.1474 | 5.0231 | 4.4187
6868 | 0.00018759 | 0.00010552 | 0 | 2.8993 | 3.271 | 3.0192 | 4.1517 | 5.0199 | 4.4187
6869 | 0.00020274 | 0.00010587 | 0 | 2.9083 | 3.271 | 3.0192 | 4.1713 | 5.0199 | 4.4187
6870 | 0.00019112 | 0.00010499 | 0.00044318 | 2.9355 | 3.271 | 3.0192 | 4.2311 | 5.0199 | 4.4187
6871 | 0.00016773 | 0.000104 | 0.0050966 | 2.9591 | 3.271 | 3.0192 | 4.2834 | 5.0199 | 4.4187
6872 | 0.00010536 | 0.00010452 | 0.010636 | 3.0452 | 3.271 | 3.0192 | 4.4783 | 5.0199 | 4.4187
6873 | 8.8392e-05 | 0.00010497 | 0.018891 | 3.1307 | 3.271 | 3.0192 | 4.678 | 5.0199 | 4.4187
6874 | 7.2537e-05 | 0.00010398 | 0.025704 | 3.1981 | 3.271 | 3.0192 | 4.8399 | 5.0199 | 4.4187
6875 | 6.3122e-05 | 0.0001049 | 0.024929 | 3.2372 | 3.271 | 3.0192 | 4.9358 | 5.0199 | 4.4187
6876 | 5.8641e-05 | 0.00010523 | 0.03274 | 3.317 | 3.271 | 3.0192 | 5.1361 | 5.0199 | 4.4187
6877 | 5.9686e-05 | 0.00010532 | 0.023101 | 3.3511 | 3.2697 | 3.0192 | 5.2236 | 5.0167 | 4.4187
6878 | 5.1613e-05 | 0.00010507 | 0.01817 | 3.3498 | 3.2685 | 3.0192 | 5.2202 | 5.0136 | 4.4187
6879 | 3.854e-05 | 0.00010427 | 0.0077556 | 3.3092 | 3.2672 | 3.0192 | 5.1163 | 5.0104 | 4.4187
6880 | 3.3323e-05 | 0.00010308 | 0.0036008 | 3.2951 | 3.2672 | 3.0192 | 5.0804 | 5.0104 | 4.4187
6881 | 5.6762e-05 | 0.00010402 | 0.00027699 | 3.2421 | 3.2672 | 3.0192 | 4.948 | 5.0104 | 4.4187
6882 | 4.5492e-05 | 0.00010408 | 0 | 3.2175 | 3.2672 | 3.0192 | 4.8873 | 5.0104 | 4.4187
6883 | 8.6898e-05 | 0.00010578 | 0 | 3.2029 | 3.2672 | 3.0192 | 4.8516 | 5.0104 | 4.4187
6884 | 0.00010883 | 0.00010292 | 0 | 3.1837 | 3.266 | 3.0192 | 4.8049 | 5.0073 | 4.4187
6885 | 0.00011347 | 9.7908e-05 | 0 | 3.1694 | 3.2647 | 3.0192 | 4.7704 | 5.0041 | 4.4187
6886 | 0.00012724 | 0.00010537 | 0 | 3.1564 | 3.2647 | 3.0192 | 4.7392 | 5.0041 | 4.4187
6887 | 0.00013109 | 0.0001058 | 0 | 3.154 | 3.2647 | 3.0192 | 4.7335 | 5.0041 | 4.4187
6888 | 0.00014478 | 0.00010419 | 0 | 3.14 | 3.2647 | 3.0192 | 4.7 | 5.0041 | 4.4187
6889 | 0.00015565 | 0.00010284 | 0 | 3.0885 | 3.2634 | 3.0192 | 4.5786 | 5.001 | 4.4187
6890 | 0.00016577 | 0.00010551 | 0 | 3.0953 | 3.2634 | 3.0192 | 4.5944 | 5.001 | 4.4187
6891 | 0.00017124 | 0.000104 | 0 | 3.0762 | 3.2622 | 3.0192 | 4.5498 | 4.9978 | 4.4187
6892 | 0.0001816 | 0.00010593 | 0 | 3.0773 | 3.2622 | 3.0192 | 4.5524 | 4.9978 | 4.4187
6893 | 0.00018962 | 0.00010584 | 0 | 3.0751 | 3.2622 | 3.0192 | 4.5472 | 4.9978 | 4.4187
6894 | 0.00021004 | 0.00010441 | 0.00022159 | 3.084 | 3.2622 | 3.0192 | 4.5681 | 4.9978 | 4.4187
6895 | 0.00017096 | 0.00010409 | 0.0037116 | 3.1032 | 3.2622 | 3.0192 | 4.613 | 4.9978 | 4.4187
6896 | 0.00010527 | 0.00010449 | 0.0094176 | 3.1284 | 3.2622 | 3.0192 | 4.6725 | 4.9978 | 4.4187
6897 | 8.6842e-05 | 0.00010512 | 0.015013 | 3.1564 | 3.2622 | 3.0192 | 4.7392 | 4.9978 | 4.4187
6898 | 7.3822e-05 | 0.00010471 | 0.024541 | 3.2005 | 3.2622 | 3.0192 | 4.8457 | 4.9978 | 4.4187
6899 | 7.0232e-05 | 0.00010511 | 0.022104 | 3.1765 | 3.2609 | 3.0192 | 4.7875 | 4.9947 | 4.4187
6900 | 7.4918e-05 | 0.00010522 | 0.025427 | 3.1861 | 3.2609 | 3.0192 | 4.8107 | 4.9947 | 4.4187
6901 | 7.5436e-05 | 0.00010567 | 0.020331 | 3.2126 | 3.2609 | 3.0192 | 4.8754 | 4.9947 | 4.4187
6902 | 7.2317e-05 | 0.000105 | 0.012908 | 3.2126 | 3.2609 | 3.0192 | 4.8754 | 4.9947 | 4.4187
6903 | 5.7104e-05 | 0.00010504 | 0.0074787 | 3.1825 | 3.2609 | 3.0192 | 4.802 | 4.9947 | 4.4187
6904 | 5.3178e-05 | 0.00010452 | 0.0032131 | 3.1587 | 3.2609 | 3.0192 | 4.7448 | 4.9947 | 4.4187
6905 | 7.4862e-05 | 0.000105 | 0.00027699 | 3.1365 | 3.2609 | 3.0192 | 4.6917 | 4.9947 | 4.4187
6906 | 8.0716e-05 | 0.00010505 | 0 | 3.1261 | 3.2597 | 3.0192 | 4.667 | 4.9916 | 4.4187
6907 | 0.00010972 | 0.00010608 | 0 | 3.1215 | 3.2584 | 3.0192 | 4.6561 | 4.9884 | 4.4187
6908 | 0.00013215 | 0.00010137 | 0 | 3.1055 | 3.2572 | 3.0192 | 4.6184 | 4.9853 | 4.4187
6909 | 0.00014507 | 0.00010604 | 0 | 3.0908 | 3.2572 | 3.0192 | 4.5838 | 4.9853 | 4.4187
6910 | 0.00015586 | 0.00010588 | 0 | 3.0829 | 3.2572 | 3.0192 | 4.5655 | 4.9853 | 4.4187
6911 | 0.00016517 | 0.00010571 | 0 | 3.0851 | 3.2572 | 3.0192 | 4.5707 | 4.9853 | 4.4187
6912 | 0.00018135 | 0.00010445 | 0 | 3.0784 | 3.2572 | 3.0192 | 4.555 | 4.9853 | 4.4187
6913 | 0.00018777 | 0.00010589 | 0 | 3.0739 | 3.2572 | 3.0192 | 4.5446 | 4.9853 | 4.4187
6914 | 0.00019369 | 0.00010631 | 0 | 3.0573 | 3.2572 | 3.0192 | 4.5061 | 4.9853 | 4.4187
6915 | 0.00019944 | 0.00010614 | 0 | 3.0321 | 3.2584 | 3.0192 | 4.4483 | 4.9884 | 4.4187
6916 | 0.00020516 | 0.00010405 | 0 | 2.9957 | 3.2584 | 3.0192 | 4.3655 | 4.9884 | 4.4187
6917 | 0.00021731 | 0.00010589 | 0 | 2.9915 | 3.2572 | 3.0192 | 4.3559 | 4.9853 | 4.4187
6918 | 0.00022829 | 0.00010617 | 0.00022159 | 2.983 | 3.2572 | 3.0192 | 4.337 | 4.9853 | 4.4187
6919 | 0.00018488 | 0.00010481 | 0.0031577 | 2.9705 | 3.2572 | 3.0192 | 4.3088 | 4.9853 | 4.4187
6920 | 0.00013344 | 0.00010526 | 0.009196 | 3.0127 | 3.2584 | 3.0192 | 4.404 | 4.9884 | 4.4187
6921 | 0.00010523 | 0.0001055 | 0.018337 | 3.0728 | 3.2584 | 3.0192 | 4.542 | 4.9884 | 4.4187
6922 | 8.7199e-05 | 0.00010514 | 0.02576 | 3.1032 | 3.2572 | 3.0192 | 4.613 | 4.9853 | 4.4187
6923 | 8.2068e-05 | 0.00010579 | 0.036562 | 3.167 | 3.2559 | 3.0192 | 4.7647 | 4.9822 | 4.4187
6924 | 7.7313e-05 | 0.00010582 | 0.035953 | 3.1981 | 3.2546 | 3.0192 | 4.8399 | 4.9791 | 4.4187
6925 | 8.279e-05 | 0.00010595 | 0.036119 | 3.2236 | 3.2546 | 3.0192 | 4.9024 | 4.9791 | 4.4187
6926 | 8.2412e-05 | 0.00010405 | 0.023765 | 3.2005 | 3.2546 | 3.0192 | 4.8457 | 4.9791 | 4.4187
6927 | 6.3474e-05 | 0.00010554 | 0.013295 | 3.1765 | 3.2546 | 3.0192 | 4.7875 | 4.9791 | 4.4187
6928 | 5.8916e-05 | 0.000105 | 0.0042656 | 3.1458 | 3.2534 | 3.0192 | 4.7139 | 4.976 | 4.4187
6929 | 5.4061e-05 | 0.00010547 | 0.00016619 | 3.0874 | 3.2534 | 3.0192 | 4.5759 | 4.976 | 4.4187
6930 | 7.842e-05 | 0.00010505 | 0 | 3.0617 | 3.2534 | 3.0192 | 4.5163 | 4.976 | 4.4187
6931 | 0.00012227 | 0.00010172 | 0 | 3.0474 | 3.2521 | 3.0192 | 4.4833 | 4.9728 | 4.4187
6932 | 0.00015312 | 0.00010645 | 0 | 3.0321 | 3.2521 | 3.0192 | 4.4483 | 4.9728 | 4.4187
6933 | 0.00016132 | 0.00010595 | 0 | 3.0202 | 3.2521 | 3.0192 | 4.4211 | 4.9728 | 4.4187
6934 | 0.00016908 | 0.00010339 | 0 | 3.0052 | 3.2509 | 3.0192 | 4.3871 | 4.9697 | 4.4187
6935 | 0.00017255 | 0.00010627 | 0 | 2.983 | 3.2496 | 3.0192 | 4.337 | 4.9666 | 4.4187
6936 | 0.00017976 | 0.00010626 | 0 | 2.9862 | 3.2496 | 3.0192 | 4.344 | 4.9666 | 4.4187
6937 | 0.00018351 | 0.00010644 | 0 | 2.9999 | 3.2496 | 3.0192 | 4.375 | 4.9666 | 4.4187
6938 | 0.00018985 | 0.00010448 | 0 | 2.9726 | 3.2496 | 3.0192 | 4.3135 | 4.9666 | 4.4187
6939 | 0.00019583 | 0.00010643 | 0 | 2.9406 | 3.2496 | 3.0192 | 4.2423 | 4.9666 | 4.4187
6940 | 0.00020414 | 0.00010631 | 0 | 2.9254 | 3.2484 | 3.0192 | 4.2087 | 4.9635 | 4.4187
6941 | 0.00022023 | 0.00010662 | 0 | 2.9153 | 3.2484 | 3.0192 | 4.1866 | 4.9635 | 4.4187
6942 | 0.00023716 | 0.00010379 | 0.00027699 | 2.9223 | 3.2484 | 3.0192 | 4.2021 | 4.9635 | 4.4187
6943 | 0.00020088 | 0.00010531 | 0.0050412 | 2.9632 | 3.2484 | 3.0192 | 4.2926 | 4.9635 | 4.4187
6944 | 0.00013069 | 0.00010526 | 0.013018 | 3.0256 | 3.2472 | 3.0192 | 4.4334 | 4.9604 | 4.4187
6945 | 0.00010868 | 0.00010587 | 0.022658 | 3.0751 | 3.2472 | 3.0192 | 4.5472 | 4.9604 | 4.4187
6946 | 6.7918e-05 | 0.00010466 | 0.031632 | 3.1646 | 3.2472 | 3.0192 | 4.759 | 4.9604 | 4.4187
6947 | 5.1039e-05 | 0.00010545 | 0.033405 | 3.1933 | 3.2484 | 3.0192 | 4.8281 | 4.9635 | 4.4187
6948 | 4.7308e-05 | 0.00010528 | 0.035842 | 3.2372 | 3.2484 | 3.0192 | 4.9358 | 4.9635 | 4.4187
6949 | 4.6123e-05 | 0.00010333 | 0.028253 | 3.2558 | 3.2472 | 3.0192 | 4.982 | 4.9604 | 4.4187
6950 | 4.4651e-05 | 0.00010338 | 0.0195 | 3.2533 | 3.2472 | 3.0192 | 4.9758 | 4.9604 | 4.4187
6951 | 3.8737e-05 | 9.9197e-05 | 0.014625 | 3.2459 | 3.2459 | 3.0192 | 4.9572 | 4.9574 | 4.4187
6952 | 3.6134e-05 | 9.9303e-05 | 0.0045426 | 3.1635 | 3.2459 | 3.0192 | 4.7561 | 4.9574 | 4.4187
6953 | 5.5023e-05 | 0.00010388 | 0.00027699 | 3.0684 | 3.2434 | 3.0192 | 4.5317 | 4.9512 | 4.4187
6954 | 5.4373e-05 | 0.00010678 | 0 | 3.0224 | 3.2434 | 3.0192 | 4.426 | 4.9512 | 4.4187
6955 | 6.2732e-05 | 0.00010904 | 0 | 2.9999 | 3.2434 | 3.0192 | 4.375 | 4.9512 | 4.4187
6956 | 0.00010642 | 0.00010589 | 0 | 2.9883 | 3.2434 | 3.0192 | 4.3488 | 4.9512 | 4.4187
6957 | 0.00012032 | 0.00010596 | 0 | 2.9978 | 3.2422 | 3.0192 | 4.3702 | 4.9481 | 4.4187
6958 | 0.00013953 | 0.00010617 | 0 | 2.9989 | 3.2422 | 3.0192 | 4.3726 | 4.9481 | 4.4187
6959 | 0.00015642 | 0.00010616 | 0 | 2.9904 | 3.2422 | 3.0192 | 4.3535 | 4.9481 | 4.4187
6960 | 0.00017536 | 0.0001022 | 0 | 3.0063 | 3.2422 | 3.0192 | 4.3895 | 4.9481 | 4.4187
6961 | 0.00018527 | 0.00010477 | 0 | 3.0063 | 3.2422 | 3.0192 | 4.3895 | 4.9481 | 4.4187
6962 | 0.00019231 | 0.000106 | 0 | 3.0149 | 3.2409 | 3.0192 | 4.4089 | 4.945 | 4.4187
6963 | 0.00019475 | 0.00010634 | 0 | 3.0256 | 3.2385 | 3.0192 | 4.4334 | 4.9389 | 4.4187
6964 | 0.000202 | 0.00010565 | 0 | 3.0235 | 3.2372 | 3.0192 | 4.4285 | 4.9358 | 4.4187
6965 | 0.00020973 | 0.00010631 | 0 | 3.0267 | 3.2372 | 3.0192 | 4.4359 | 4.9358 | 4.4187
6966 | 0.00023011 | 0.00010658 | 0.00022159 | 3.0181 | 3.2372 | 3.0192 | 4.4162 | 4.9358 | 4.4187
6967 | 0.00018386 | 0.00010476 | 0.0049858 | 3.0452 | 3.2385 | 3.0192 | 4.4783 | 4.9389 | 4.4187
6968 | 0.0001302 | 0.00010473 | 0.012797 | 3.1135 | 3.2385 | 3.0192 | 4.6372 | 4.9389 | 4.4187
6969 | 9.8415e-05 | 0.00010557 | 0.017506 | 3.1611 | 3.2385 | 3.0192 | 4.7505 | 4.9389 | 4.4187
6970 | 7.3293e-05 | 0.00010501 | 0.021162 | 3.2261 | 3.2385 | 3.0192 | 4.9084 | 4.9389 | 4.4187
6971 | 6.4512e-05 | 0.00010533 | 0.019001 | 3.2659 | 3.2372 | 3.0192 | 5.0071 | 4.9358 | 4.4187
6972 | 6.2778e-05 | 0.00010483 | 0.020386 | 3.3002 | 3.2372 | 3.0192 | 5.0934 | 4.9358 | 4.4187
6973 | 6.3268e-05 | 0.00010354 | 0.019832 | 3.3092 | 3.2372 | 3.0192 | 5.1163 | 4.9358 | 4.4187
6974 | 5.5802e-05 | 0.00010788 | 0.011024 | 3.2836 | 3.2372 | 3.0192 | 5.0515 | 4.9358 | 4.4187
6975 | 5.0734e-05 | 0.00010029 | 0.007534 | 3.2772 | 3.2372 | 3.0192 | 5.0355 | 4.9358 | 4.4187
6976 | 5.9908e-05 | 0.00010331 | 0.0025483 | 3.2483 | 3.2372 | 3.0192 | 4.9634 | 4.9358 | 4.4187
6977 | 6.8213e-05 | 0.00010787 | 0.00011079 | 3.1909 | 3.2372 | 3.0192 | 4.8223 | 4.9358 | 4.4187
6978 | 5.9084e-05 | 0.00010906 | 0 | 3.1354 | 3.2347 | 3.0192 | 4.689 | 4.9297 | 4.4187
6979 | 9.0811e-05 | 0.00011436 | 0 | 3.1146 | 3.2347 | 3.0192 | 4.6399 | 4.9297 | 4.4187
6980 | 0.00012354 | 0.00010814 | 0 | 3.0762 | 3.2335 | 3.0192 | 4.5498 | 4.9267 | 4.4187
6981 | 0.00014937 | 0.00010809 | 0 | 3.0562 | 3.2335 | 3.0192 | 4.5036 | 4.9267 | 4.4187
6982 | 0.0001661 | 0.00010834 | 0 | 3.0518 | 3.2335 | 3.0192 | 4.4934 | 4.9267 | 4.4187
6983 | 0.00017945 | 0.00010598 | 0 | 3.0474 | 3.2335 | 3.0192 | 4.4833 | 4.9267 | 4.4187
6984 | 0.00019452 | 0.00010819 | 0 | 3.0485 | 3.2335 | 3.0192 | 4.4858 | 4.9267 | 4.4187
6985 | 0.00019656 | 0.00010765 | 0 | 3.0343 | 3.2335 | 3.0192 | 4.4532 | 4.9267 | 4.4187
6986 | 0.00020327 | 0.0001078 | 0 | 3.0084 | 3.2335 | 3.0192 | 4.3943 | 4.9267 | 4.4187
6987 | 0.00020624 | 0.00010693 | 0 | 3.017 | 3.2323 | 3.0192 | 4.4138 | 4.9236 | 4.4187
6988 | 0.00020683 | 0.00010779 | 0 | 3.0235 | 3.2323 | 3.0192 | 4.4285 | 4.9236 | 4.4187
6989 | 0.00020983 | 0.00010785 | 0 | 2.9989 | 3.2323 | 3.0192 | 4.3726 | 4.9236 | 4.4187
6990 | 0.00022537 | 0.00010783 | 0.00022159 | 3.017 | 3.2323 | 3.0192 | 4.4138 | 4.9236 | 4.4187
6991 | 0.00017446 | 0.00010605 | 0.0037116 | 3.0343 | 3.2323 | 3.0192 | 4.4532 | 4.9236 | 4.4187
6992 | 0.00015583 | 0.00010571 | 0.010692 | 3.0818 | 3.2323 | 3.0192 | 4.5628 | 4.9236 | 4.4187
6993 | 0.0001103 | 0.00010763 | 0.018558 | 3.1493 | 3.2323 | 3.0192 | 4.7223 | 4.9236 | 4.4187
6994 | 0.00010361 | 0.00010691 | 0.028197 | 3.2273 | 3.2323 | 3.0192 | 4.9114 | 4.9236 | 4.4187
6995 | 0.00010408 | 0.00010591 | 0.029194 | 3.2558 | 3.2323 | 3.0192 | 4.982 | 4.9236 | 4.4187
6996 | 0.0001036 | 0.00010698 | 0.032407 | 3.3131 | 3.231 | 3.0192 | 5.1262 | 4.9206 | 4.4187
6997 | 0.00010911 | 0.00010684 | 0.0272 | 3.3118 | 3.2298 | 3.0192 | 5.1229 | 4.9175 | 4.4187
6998 | 0.00011925 | 0.00010625 | 0.022214 | 3.3131 | 3.2298 | 3.0192 | 5.1262 | 4.9175 | 4.4187
6999 | 9.5627e-05 | 0.000106 | 0.014237 | 3.2925 | 3.2298 | 3.0192 | 5.074 | 4.9175 | 4.4187
7000 | 9.3195e-05 | 0.00010488 | 0.0037116 | 3.2409 | 3.231 | 3.0192 | 4.9449 | 4.9206 | 4.4187
7001 | 9.6904e-05 | 0.00010571 | 0.00016619 | 3.1801 | 3.231 | 3.0192 | 4.7962 | 4.9206 | 4.4187
7002 | 0.00010931 | 0.00010603 | 0 | 3.1435 | 3.231 | 3.0192 | 4.7084 | 4.9206 | 4.4187
7003 | 0.00017969 | 0.00010607 | 0 | 3.1377 | 3.2298 | 3.0192 | 4.6945 | 4.9175 | 4.4187
7004 | 0.00019583 | 0.00010564 | 0 | 3.1169 | 3.231 | 3.0192 | 4.6453 | 4.9206 | 4.4187
7005 | 0.00021788 | 0.00010661 | 0 | 3.093 | 3.231 | 3.0192 | 4.5891 | 4.9206 | 4.4187
7006 | 0.00022126 | 0.00010622 | 0 | 3.0751 | 3.231 | 3.0192 | 4.5472 | 4.9206 | 4.4187
7007 | 0.00022807 | 0.00010532 | 0 | 3.0518 | 3.231 | 3.0192 | 4.4934 | 4.9206 | 4.4187
7008 | 0.00023399 | 0.00010633 | 0 | 3.0474 | 3.231 | 3.0192 | 4.4833 | 4.9206 | 4.4187
7009 | 0.00023227 | 0.0001063 | 0 | 3.0267 | 3.2298 | 3.0192 | 4.4359 | 4.9175 | 4.4187
7010 | 0.00022898 | 0.00010684 | 0 | 3.0321 | 3.2298 | 3.0192 | 4.4483 | 4.9175 | 4.4187
7011 | 0.00022684 | 0.00010684 | 0 | 3.0507 | 3.2298 | 3.0192 | 4.4909 | 4.9175 | 4.4187
7012 | 0.00022792 | 0.00010676 | 0 | 3.0485 | 3.2298 | 3.0192 | 4.4858 | 4.9175 | 4.4187
7013 | 0.00024375 | 0.00010678 | 0 | 3.0387 | 3.2298 | 3.0192 | 4.4632 | 4.9175 | 4.4187
7014 | 0.00023361 | 0.0001069 | 0.00011079 | 3.03 | 3.231 | 3.0192 | 4.4433 | 4.9206 | 4.4187
7015 | 0.00021187 | 0.00010506 | 0.0030469 | 3.0496 | 3.231 | 3.0192 | 4.4883 | 4.9206 | 4.4187
7016 | 0.00016187 | 0.00010525 | 0.0097499 | 3.0863 | 3.2298 | 3.0192 | 4.5733 | 4.9175 | 4.4187
7017 | 0.0001333 | 0.0001057 | 0.013406 | 3.1226 | 3.2298 | 3.0192 | 4.6588 | 4.9175 | 4.4187
7018 | 0.00013499 | 0.00010609 | 0.017893 | 3.1529 | 3.2298 | 3.0192 | 4.7307 | 4.9175 | 4.4187
7019 | 0.00013322 | 0.00010656 | 0.017284 | 3.1897 | 3.2286 | 3.0192 | 4.8194 | 4.9145 | 4.4187
7020 | 0.00011006 | 0.00010564 | 0.017173 | 3.2041 | 3.2286 | 3.0192 | 4.8546 | 4.9145 | 4.4187
7021 | 0.00010206 | 0.00010592 | 0.016508 | 3.2249 | 3.2286 | 3.0192 | 4.9054 | 4.9145 | 4.4187
7022 | 9.2748e-05 | 0.00010613 | 0.010304 | 3.2249 | 3.2286 | 3.0192 | 4.9054 | 4.9145 | 4.4187
7023 | 8.5008e-05 | 0.00010549 | 0.0061491 | 3.2114 | 3.2273 | 3.0192 | 4.8724 | 4.9115 | 4.4187
7024 | 8.9187e-05 | 0.00010487 | 0.0018835 | 3.1765 | 3.2273 | 3.0192 | 4.7875 | 4.9115 | 4.4187
7025 | 7.9873e-05 | 0.00010548 | 0 | 3.14 | 3.2286 | 3.0192 | 4.7 | 4.9145 | 4.4187
7026 | 8.8036e-05 | 0.00010508 | 0 | 3.1226 | 3.2286 | 3.0192 | 4.6588 | 4.9145 | 4.4187
7027 | 0.00013304 | 0.00010512 | 0 | 3.1319 | 3.2286 | 3.0192 | 4.6807 | 4.9145 | 4.4187
7028 | 0.00016374 | 0.00010658 | 0 | 3.1135 | 3.2286 | 3.0192 | 4.6372 | 4.9145 | 4.4187
7029 | 0.0001734 | 0.00010679 | 0 | 3.0987 | 3.2286 | 3.0192 | 4.6024 | 4.9145 | 4.4187
7030 | 0.00017678 | 0.00010683 | 0 | 3.0773 | 3.2273 | 3.0192 | 4.5524 | 4.9115 | 4.4187
7031 | 0.00017984 | 0.00010671 | 0 | 3.0628 | 3.2273 | 3.0192 | 4.5189 | 4.9115 | 4.4187
7032 | 0.0001876 | 0.00010657 | 0 | 3.0628 | 3.2273 | 3.0192 | 4.5189 | 4.9115 | 4.4187
7033 | 0.000191 | 0.00010699 | 0 | 3.0441 | 3.2273 | 3.0192 | 4.4757 | 4.9115 | 4.4187
7034 | 0.00019204 | 0.00010166 | 0 | 3.017 | 3.2273 | 3.0192 | 4.4138 | 4.9115 | 4.4187
7035 | 0.00019534 | 0.0001065 | 0 | 3.0084 | 3.2273 | 3.0192 | 4.3943 | 4.9115 | 4.4187
7036 | 0.00020357 | 0.00010533 | 0 | 3.0042 | 3.2273 | 3.0192 | 4.3847 | 4.9115 | 4.4187
7037 | 0.00021671 | 0.00010444 | 0 | 2.9957 | 3.2273 | 3.0192 | 4.3655 | 4.9115 | 4.4187
7038 | 0.00021353 | 0.00010705 | 5.5397e-05 | 2.9978 | 3.2261 | 3.0192 | 4.3702 | 4.9084 | 4.4187
7039 | 0.00016791 | 0.00010509 | 0.0030469 | 3.0213 | 3.2261 | 3.0192 | 4.4236 | 4.9084 | 4.4187
7040 | 0.00012541 | 0.00010556 | 0.010526 | 3.0628 | 3.2273 | 3.0192 | 4.5189 | 4.9115 | 4.4187
7041 | 0.00010636 | 0.00010588 | 0.014016 | 3.1021 | 3.2273 | 3.0192 | 4.6103 | 4.9115 | 4.4187
7042 | 8.8784e-05 | 0.00010612 | 0.019888 | 3.1458 | 3.2273 | 3.0192 | 4.7139 | 4.9115 | 4.4187
7043 | 7.496e-05 | 0.00010578 | 0.020442 | 3.1813 | 3.2273 | 3.0192 | 4.7991 | 4.9115 | 4.4187
7044 | 7.0689e-05 | 0.00010648 | 0.020054 | 3.2151 | 3.2261 | 3.0192 | 4.8814 | 4.9084 | 4.4187
7045 | 7.432e-05 | 0.00010627 | 0.014902 | 3.2175 | 3.2261 | 3.0192 | 4.8873 | 4.9084 | 4.4187
7046 | 6.3212e-05 | 0.00010655 | 0.010636 | 3.2372 | 3.2249 | 3.0192 | 4.9358 | 4.9054 | 4.4187
7047 | 5.1377e-05 | 0.00010595 | 0.0059275 | 3.2298 | 3.2236 | 3.0192 | 4.9175 | 4.9024 | 4.4187
7048 | 6.3713e-05 | 0.00010537 | 0.0017173 | 3.2078 | 3.2236 | 3.0192 | 4.8635 | 4.9024 | 4.4187
7049 | 6.2532e-05 | 0.00010555 | 0 | 3.2017 | 3.2249 | 3.0192 | 4.8487 | 4.9054 | 4.4187
7050 | 7.198e-05 | 0.00010546 | 0 | 3.1957 | 3.2249 | 3.0192 | 4.834 | 4.9054 | 4.4187
7051 | 9.88e-05 | 0.0001027 | 0 | 3.1825 | 3.2249 | 3.0192 | 4.802 | 4.9054 | 4.4187
7052 | 0.00012564 | 0.00010521 | 0 | 3.1777 | 3.2249 | 3.0192 | 4.7904 | 4.9054 | 4.4187
7053 | 0.00014103 | 0.0001066 | 0 | 3.1765 | 3.2224 | 3.0192 | 4.7875 | 4.8994 | 4.4187
7054 | 0.00015316 | 0.00010676 | 0 | 3.1529 | 3.2224 | 3.0192 | 4.7307 | 4.8994 | 4.4187
7055 | 0.00016236 | 0.00010615 | 0 | 3.1423 | 3.2224 | 3.0192 | 4.7056 | 4.8994 | 4.4187
7056 | 0.00018621 | 0.00010723 | 0 | 3.1342 | 3.2224 | 3.0192 | 4.6862 | 4.8994 | 4.4187
7057 | 0.00020033 | 0.00010667 | 0 | 3.1505 | 3.2224 | 3.0192 | 4.7251 | 4.8994 | 4.4187
7058 | 0.00021116 | 0.00010622 | 0 | 3.1552 | 3.2224 | 3.0192 | 4.7363 | 4.8994 | 4.4187
7059 | 0.00021619 | 0.00010669 | 0 | 3.1599 | 3.22 | 3.0192 | 4.7476 | 4.8934 | 4.4187
7060 | 0.00021729 | 0.00010621 | 0 | 3.1564 | 3.2187 | 3.0192 | 4.7392 | 4.8903 | 4.4187
7061 | 0.00023238 | 0.00010727 | 0 | 3.1412 | 3.22 | 3.0192 | 4.7028 | 4.8934 | 4.4187
7062 | 0.00022366 | 0.00010735 | 0 | 3.1273 | 3.22 | 3.0192 | 4.6698 | 4.8934 | 4.4187
7063 | 0.00018096 | 0.00010538 | 0.0019389 | 3.1238 | 3.2187 | 3.0192 | 4.6616 | 4.8903 | 4.4187
7064 | 0.00012684 | 0.00010614 | 0.0049304 | 3.1319 | 3.2187 | 3.0192 | 4.6807 | 4.8903 | 4.4187
7065 | 0.00011405 | 0.00010669 | 0.0088636 | 3.1412 | 3.22 | 3.0192 | 4.7028 | 4.8934 | 4.4187
7066 | 7.449e-05 | 0.00010588 | 0.011412 | 3.1706 | 3.22 | 3.0192 | 4.7732 | 4.8934 | 4.4187
7067 | 5.1751e-05 | 0.00010569 | 0.016619 | 3.2078 | 3.2187 | 3.0192 | 4.8635 | 4.8903 | 4.4187
7068 | 5.1101e-05 | 0.00010589 | 0.018226 | 3.2384 | 3.2175 | 3.0192 | 4.9388 | 4.8873 | 4.4187
7069 | 5.1792e-05 | 0.00010576 | 0.01673 | 3.2533 | 3.2175 | 3.0192 | 4.9758 | 4.8873 | 4.4187
7070 | 6.3302e-05 | 0.0001061 | 0.010526 | 3.2659 | 3.2175 | 3.0192 | 5.0071 | 4.8873 | 4.4187
7071 | 4.6115e-05 | 0.00010532 | 0.0079218 | 3.2659 | 3.2175 | 3.0192 | 5.0071 | 4.8873 | 4.4187
7072 | 4.589e-05 | 0.00010511 | 0.0027145 | 3.2236 | 3.2163 | 3.0192 | 4.9024 | 4.8843 | 4.4187
7073 | 5.1451e-05 | 0.00010561 | 0 | 3.2078 | 3.2163 | 3.0192 | 4.8635 | 4.8843 | 4.4187
7074 | 7.5327e-05 | 0.00010599 | 0 | 3.1861 | 3.2163 | 3.0192 | 4.8107 | 4.8843 | 4.4187
7075 | 0.00010563 | 0.00010568 | 0 | 3.1706 | 3.2163 | 3.0192 | 4.7732 | 4.8843 | 4.4187
7076 | 0.00014568 | 0.00010674 | 0 | 3.1885 | 3.2163 | 3.0192 | 4.8165 | 4.8843 | 4.4187
7077 | 0.00016197 | 0.0001073 | 0 | 3.1969 | 3.2151 | 3.0192 | 4.8369 | 4.8813 | 4.4187
7078 | 0.0001735 | 0.00010729 | 0 | 3.1564 | 3.2138 | 3.0192 | 4.7392 | 4.8784 | 4.4187
7079 | 0.00017849 | 0.00010527 | 0 | 3.1493 | 3.2163 | 3.0192 | 4.7223 | 4.8843 | 4.4187
7080 | 0.00019429 | 0.00010751 | 0 | 3.1765 | 3.2163 | 3.0192 | 4.7875 | 4.8843 | 4.4187
7081 | 0.00019628 | 0.00010693 | 0 | 3.1576 | 3.2163 | 3.0192 | 4.742 | 4.8843 | 4.4187
7082 | 0.00020019 | 0.0001069 | 0 | 3.147 | 3.2163 | 3.0192 | 4.7167 | 4.8843 | 4.4187
7083 | 0.00020963 | 0.00010734 | 0 | 3.1192 | 3.2163 | 3.0192 | 4.6507 | 4.8843 | 4.4187
7084 | 0.00020526 | 0.00010731 | 0 | 3.1123 | 3.2163 | 3.0192 | 4.6345 | 4.8843 | 4.4187
7085 | 0.00020589 | 0.00010736 | 0 | 3.1032 | 3.2151 | 3.0192 | 4.613 | 4.8813 | 4.4187
7086 | 0.00022172 | 0.00010743 | 0 | 3.1043 | 3.2151 | 3.0192 | 4.6157 | 4.8813 | 4.4187
7087 | 0.00019593 | 0.00010547 | 0.0042102 | 3.1135 | 3.2163 | 3.0192 | 4.6372 | 4.8843 | 4.4187
7088 | 0.00014563 | 0.00010601 | 0.011024 | 3.1505 | 3.2163 | 3.0192 | 4.7251 | 4.8843 | 4.4187
7089 | 0.00010111 | 0.00010622 | 0.017173 | 3.1897 | 3.2163 | 3.0192 | 4.8194 | 4.8843 | 4.4187
7090 | 9.3324e-05 | 0.00010656 | 0.019001 | 3.2596 | 3.2151 | 3.0192 | 4.9914 | 4.8813 | 4.4187
7091 | 9.7746e-05 | 0.00010638 | 0.024209 | 3.2925 | 3.2151 | 3.0192 | 5.074 | 4.8813 | 4.4187
7092 | 8.9736e-05 | 0.00010698 | 0.027256 | 3.3327 | 3.2163 | 3.0192 | 5.1761 | 4.8843 | 4.4187
7093 | 8.7097e-05 | 0.00010717 | 0.021273 | 3.3183 | 3.2163 | 3.0192 | 5.1394 | 4.8843 | 4.4187
7094 | 7.7257e-05 | 0.00010703 | 0.021937 | 3.3538 | 3.2163 | 3.0192 | 5.2304 | 4.8843 | 4.4187
7095 | 6.4576e-05 | 0.00010633 | 0.010193 | 3.3041 | 3.2163 | 3.0192 | 5.1032 | 4.8843 | 4.4187
7096 | 6.0127e-05 | 0.00010551 | 0.0030469 | 3.2359 | 3.2163 | 3.0192 | 4.9327 | 4.8843 | 4.4187
7097 | 5.0142e-05 | 0.00010585 | 0 | 3.1945 | 3.2163 | 3.0192 | 4.8311 | 4.8843 | 4.4187
7098 | 7.7413e-05 | 0.00010607 | 0 | 3.133 | 3.2163 | 3.0192 | 4.6835 | 4.8843 | 4.4187
7099 | 0.00011997 | 0.00010733 | 0 | 3.0885 | 3.2163 | 3.0192 | 4.5786 | 4.8843 | 4.4187
7100 | 0.0001384 | 0.00010598 | 0 | 3.0908 | 3.2163 | 3.0192 | 4.5838 | 4.8843 | 4.4187
7101 | 0.00015221 | 0.00010664 | 0 | 3.0751 | 3.2175 | 3.0192 | 4.5472 | 4.8873 | 4.4187
7102 | 0.00016356 | 0.0001068 | 0 | 3.0762 | 3.2175 | 3.0192 | 4.5498 | 4.8873 | 4.4187
7103 | 0.00017143 | 0.00010715 | 0 | 3.0387 | 3.2163 | 3.0192 | 4.4632 | 4.8843 | 4.4187
7104 | 0.00018052 | 0.00010759 | 0 | 3.0138 | 3.2151 | 3.0192 | 4.4065 | 4.8813 | 4.4187
7105 | 0.00018265 | 0.00010741 | 0 | 3.0074 | 3.2151 | 3.0192 | 4.3919 | 4.8813 | 4.4187
7106 | 0.00018955 | 0.00010773 | 0 | 2.9925 | 3.2151 | 3.0192 | 4.3583 | 4.8813 | 4.4187
7107 | 0.00019796 | 0.0001077 | 0 | 2.9978 | 3.2151 | 3.0192 | 4.3702 | 4.8813 | 4.4187
7108 | 0.00020992 | 0.00010734 | 0 | 2.9684 | 3.2138 | 3.0192 | 4.3042 | 4.8784 | 4.4187
7109 | 0.00020242 | 0.00010763 | 0 | 2.9498 | 3.2138 | 3.0192 | 4.2627 | 4.8784 | 4.4187
7110 | 0.0002198 | 0.00010705 | 0 | 2.956 | 3.2138 | 3.0192 | 4.2765 | 4.8784 | 4.4187
7111 | 0.00018286 | 0.00010634 | 0.0032131 | 2.9788 | 3.2151 | 3.0192 | 4.3275 | 4.8813 | 4.4187
7112 | 0.0001211 | 0.00010614 | 0.011301 | 3.0452 | 3.2163 | 3.0192 | 4.4783 | 4.8843 | 4.4187
7113 | 8.7439e-05 | 0.0001069 | 0.018946 | 3.1112 | 3.2151 | 3.0192 | 4.6318 | 4.8813 | 4.4187
7114 | 7.0151e-05 | 0.00010651 | 0.023765 | 3.1729 | 3.2151 | 3.0192 | 4.7789 | 4.8813 | 4.4187
7115 | 6.9225e-05 | 0.00010712 | 0.026425 | 3.2298 | 3.2151 | 3.0192 | 4.9175 | 4.8813 | 4.4187
7116 | 7.0779e-05 | 0.0001074 | 0.027865 | 3.2621 | 3.2151 | 3.0192 | 4.9976 | 4.8813 | 4.4187
7117 | 7.7297e-05 | 0.00010643 | 0.024264 | 3.2836 | 3.2151 | 3.0192 | 5.0515 | 4.8813 | 4.4187
7118 | 7.4113e-05 | 0.00010728 | 0.018337 | 3.2861 | 3.2138 | 3.0192 | 5.0579 | 4.8784 | 4.4187
7119 | 6.0497e-05 | 0.00010696 | 0.0085312 | 3.2372 | 3.2138 | 3.0192 | 4.9358 | 4.8784 | 4.4187
7120 | 6.0959e-05 | 0.00010634 | 0.0032131 | 3.1753 | 3.2138 | 3.0192 | 4.7847 | 4.8784 | 4.4187
7121 | 6.4714e-05 | 0.00010694 | 0 | 3.1032 | 3.2138 | 3.0192 | 4.613 | 4.8784 | 4.4187
7122 | 0.00010937 | 0.00010702 | 0 | 3.0818 | 3.2138 | 3.0192 | 4.5628 | 4.8784 | 4.4187
7123 | 0.00012595 | 0.00010401 | 0 | 3.043 | 3.2114 | 3.0192 | 4.4732 | 4.8724 | 4.4187
7124 | 0.00014917 | 0.00010764 | 0 | 3.0289 | 3.2114 | 3.0192 | 4.4408 | 4.8724 | 4.4187
7125 | 0.00016451 | 0.00010778 | 0 | 2.9915 | 3.2114 | 3.0192 | 4.3559 | 4.8724 | 4.4187
7126 | 0.00017826 | 0.00010784 | 0 | 3.0063 | 3.2114 | 3.0192 | 4.3895 | 4.8724 | 4.4187
7127 | 0.00019188 | 0.00010756 | 0 | 3.031 | 3.2114 | 3.0192 | 4.4458 | 4.8724 | 4.4187
7128 | 0.00020258 | 0.00010778 | 0 | 3.0127 | 3.2114 | 3.0192 | 4.404 | 4.8724 | 4.4187
7129 | 0.00020382 | 0.00010751 | 0 | 3.0376 | 3.2102 | 3.0192 | 4.4607 | 4.8694 | 4.4187
7130 | 0.00020616 | 0.00010735 | 0 | 3.0507 | 3.2102 | 3.0192 | 4.4909 | 4.8694 | 4.4187
7131 | 0.00020904 | 0.00010795 | 0 | 3.0573 | 3.2102 | 3.0192 | 4.5061 | 4.8694 | 4.4187
7132 | 0.0002148 | 0.00010734 | 0 | 3.0441 | 3.2102 | 3.0192 | 4.4757 | 4.8694 | 4.4187
7133 | 0.00021692 | 0.0001079 | 0 | 3.0267 | 3.2102 | 3.0192 | 4.4359 | 4.8694 | 4.4187
7134 | 0.00022653 | 0.00010801 | 0 | 3.0117 | 3.2102 | 3.0192 | 4.4016 | 4.8694 | 4.4187
7135 | 0.00020088 | 0.00010713 | 0.0017727 | 3.0289 | 3.2102 | 3.0192 | 4.4408 | 4.8694 | 4.4187
7136 | 0.0001451 | 0.00010681 | 0.0088636 | 3.0751 | 3.2102 | 3.0192 | 4.5472 | 4.8694 | 4.4187
7137 | 0.00012182 | 0.00010754 | 0.018115 | 3.14 | 3.2102 | 3.0192 | 4.7 | 4.8694 | 4.4187
7138 | 0.00010046 | 0.00010681 | 0.02443 | 3.2175 | 3.2078 | 3.0192 | 4.8873 | 4.8634 | 4.4187
7139 | 9.7167e-05 | 0.00010776 | 0.030912 | 3.2722 | 3.2078 | 3.0192 | 5.0228 | 4.8634 | 4.4187
7140 | 0.00010448 | 0.00010752 | 0.028142 | 3.3067 | 3.2078 | 3.0192 | 5.1098 | 4.8634 | 4.4187
7141 | 0.00010708 | 0.00010746 | 0.023045 | 3.3196 | 3.2065 | 3.0192 | 5.1427 | 4.8605 | 4.4187
7142 | 9.9543e-05 | 0.00010772 | 0.015234 | 3.3054 | 3.2065 | 3.0192 | 5.1065 | 4.8605 | 4.4187
7143 | 8.4345e-05 | 0.00010749 | 0.009196 | 3.3028 | 3.2065 | 3.0192 | 5.0999 | 4.8605 | 4.4187
7144 | 7.2739e-05 | 0.00010729 | 0.0023821 | 3.2546 | 3.2065 | 3.0192 | 4.9789 | 4.8605 | 4.4187
7145 | 7.9444e-05 | 0.00010677 | 0 | 3.2102 | 3.2065 | 3.0192 | 4.8694 | 4.8605 | 4.4187
7146 | 0.00012869 | 0.00010582 | 0 | 3.1741 | 3.2053 | 3.0192 | 4.7818 | 4.8575 | 4.4187
7147 | 0.00016996 | 0.00010378 | 0 | 3.1646 | 3.2041 | 3.0192 | 4.759 | 4.8546 | 4.4187
7148 | 0.00019927 | 0.00010725 | 0 | 3.1505 | 3.2041 | 3.0192 | 4.7251 | 4.8546 | 4.4187
7149 | 0.00021176 | 0.00010803 | 0 | 3.1066 | 3.2041 | 3.0192 | 4.621 | 4.8546 | 4.4187
7150 | 0.00022203 | 0.0001079 | 0 | 3.0784 | 3.2041 | 3.0192 | 4.555 | 4.8546 | 4.4187
7151 | 0.00022521 | 0.00010797 | 0 | 3.0661 | 3.2053 | 3.0192 | 4.5266 | 4.8575 | 4.4187
7152 | 0.00023923 | 0.0001052 | 0 | 3.0419 | 3.2053 | 3.0192 | 4.4707 | 4.8575 | 4.4187
7153 | 0.00024648 | 0.00010697 | 0 | 3.0397 | 3.2041 | 3.0192 | 4.4657 | 4.8546 | 4.4187
7154 | 0.00025193 | 0.00010705 | 0 | 3.0474 | 3.2041 | 3.0192 | 4.4833 | 4.8546 | 4.4187
7155 | 0.00025542 | 0.00010802 | 0 | 3.043 | 3.2041 | 3.0192 | 4.4732 | 4.8546 | 4.4187
7156 | 0.00025954 | 0.00010534 | 0 | 3.0485 | 3.2053 | 3.0192 | 4.4858 | 4.8575 | 4.4187
7157 | 0.0002602 | 0.00010798 | 0 | 3.0343 | 3.2053 | 3.0192 | 4.4532 | 4.8575 | 4.4187
7158 | 0.00027993 | 0.00010561 | 0 | 3.0246 | 3.2065 | 3.0192 | 4.431 | 4.8605 | 4.4187
7159 | 0.00025456 | 0.00010722 | 0.0024375 | 3.0419 | 3.2065 | 3.0192 | 4.4707 | 4.8605 | 4.4187
7160 | 0.00018301 | 0.00010775 | 0.0098053 | 3.0975 | 3.2065 | 3.0192 | 4.5997 | 4.8605 | 4.4187
7161 | 0.00014973 | 0.00010735 | 0.018724 | 3.1825 | 3.2065 | 3.0192 | 4.802 | 4.8605 | 4.4187
7162 | 0.00014224 | 0.00010697 | 0.025483 | 3.2446 | 3.2053 | 3.0192 | 4.9542 | 4.8575 | 4.4187
7163 | 0.00012282 | 0.0001067 | 0.027422 | 3.3002 | 3.2041 | 3.0192 | 5.0934 | 4.8546 | 4.4187
7164 | 0.000111 | 0.00010801 | 0.023932 | 3.3209 | 3.2041 | 3.0192 | 5.146 | 4.8546 | 4.4187
7165 | 0.0001109 | 0.00010739 | 0.01878 | 3.3485 | 3.2041 | 3.0192 | 5.2168 | 4.8546 | 4.4187
7166 | 9.1573e-05 | 0.00010782 | 0.013739 | 3.3419 | 3.2041 | 3.0192 | 5.1997 | 4.8546 | 4.4187
7167 | 7.8484e-05 | 0.00010721 | 0.008088 | 3.3118 | 3.2041 | 3.0192 | 5.1229 | 4.8546 | 4.4187
7168 | 6.0975e-05 | 0.00010698 | 0.0018281 | 3.2359 | 3.2041 | 3.0192 | 4.9327 | 4.8546 | 4.4187
7169 | 5.9875e-05 | 0.00010689 | 0 | 3.2163 | 3.2041 | 3.0192 | 4.8843 | 4.8546 | 4.4187
7170 | 8.2709e-05 | 0.00010742 | 0 | 3.1706 | 3.2029 | 3.0192 | 4.7732 | 4.8516 | 4.4187
7171 | 0.00011046 | 0.00010832 | 0 | 3.1635 | 3.2017 | 3.0192 | 4.7561 | 4.8486 | 4.4187
7172 | 0.00014011 | 0.00010834 | 0 | 3.1284 | 3.2017 | 3.0192 | 4.6725 | 4.8486 | 4.4187
7173 | 0.0001598 | 0.00010811 | 0 | 3.1123 | 3.2017 | 3.0192 | 4.6345 | 4.8486 | 4.4187
7174 | 0.00015697 | 0.00010815 | 0 | 3.0953 | 3.2017 | 3.0192 | 4.5944 | 4.8486 | 4.4187
7175 | 0.00015811 | 0.00010818 | 0 | 3.0829 | 3.2017 | 3.0192 | 4.5655 | 4.8486 | 4.4187
7176 | 0.00016719 | 0.00010826 | 0 | 3.0573 | 3.2005 | 3.0192 | 4.5061 | 4.8457 | 4.4187
7177 | 0.00016614 | 0.0001082 | 0 | 3.0365 | 3.2005 | 3.0192 | 4.4582 | 4.8457 | 4.4187
7178 | 0.00017476 | 0.00010823 | 0 | 3.0289 | 3.2005 | 3.0192 | 4.4408 | 4.8457 | 4.4187
7179 | 0.00017948 | 0.00010816 | 0 | 3.031 | 3.2005 | 3.0192 | 4.4458 | 4.8457 | 4.4187
7180 | 0.00017785 | 0.00010821 | 0 | 3.0192 | 3.2017 | 3.0192 | 4.4187 | 4.8486 | 4.4187
7181 | 0.00019457 | 0.00010825 | 0 | 3.03 | 3.2017 | 3.0192 | 4.4433 | 4.8486 | 4.4187
7182 | 0.00018888 | 0.00010812 | 0 | 3.0213 | 3.2017 | 3.0192 | 4.4236 | 4.8486 | 4.4187
7183 | 0.00015399 | 0.00010662 | 0.0019389 | 3.043 | 3.2017 | 3.0192 | 4.4732 | 4.8486 | 4.4187
7184 | 0.00013069 | 0.00010669 | 0.0068693 | 3.0964 | 3.2017 | 3.0192 | 4.5971 | 4.8486 | 4.4187
7185 | 9.0039e-05 | 0.00010743 | 0.01324 | 3.1365 | 3.2017 | 3.0192 | 4.6917 | 4.8486 | 4.4187
7186 | 6.5632e-05 | 0.00010655 | 0.019666 | 3.1969 | 3.2017 | 3.0192 | 4.8369 | 4.8486 | 4.4187
7187 | 5.4274e-05 | 0.00010628 | 0.022214 | 3.2508 | 3.2017 | 3.0192 | 4.9696 | 4.8486 | 4.4187
7188 | 4.0575e-05 | 0.00010445 | 0.023378 | 3.2912 | 3.2017 | 3.0192 | 5.0708 | 4.8486 | 4.4187
7189 | 4.81e-05 | 0.00010431 | 0.019389 | 3.3144 | 3.2005 | 3.0192 | 5.1295 | 4.8457 | 4.4187
7190 | 4.193e-05 | 0.00010489 | 0.014293 | 3.3183 | 3.2005 | 3.0192 | 5.1394 | 4.8457 | 4.4187
7191 | 2.8019e-05 | 0.00010261 | 0.0078664 | 3.3028 | 3.2005 | 3.0192 | 5.0999 | 4.8457 | 4.4187
7192 | 2.1411e-05 | 0.00010032 | 0.0021605 | 3.2646 | 3.1993 | 3.0192 | 5.0039 | 4.8427 | 4.4187
7193 | 2.3237e-05 | 0.00010702 | 0 | 3.2187 | 3.1993 | 3.0192 | 4.8903 | 4.8427 | 4.4187
7194 | 2.1135e-05 | 0.00010955 | 0 | 3.1873 | 3.1993 | 3.0192 | 4.8136 | 4.8427 | 4.4187
7195 | 3.6572e-05 | 0.00011867 | 0 | 3.1682 | 3.1993 | 3.0192 | 4.7675 | 4.8427 | 4.4187
7196 | 5.8727e-05 | 0.00011146 | 0 | 3.1517 | 3.1993 | 3.0192 | 4.7279 | 4.8427 | 4.4187
7197 | 7.0948e-05 | 0.00010927 | 0 | 3.1203 | 3.1993 | 3.0192 | 4.6534 | 4.8427 | 4.4187
7198 | 7.471e-05 | 0.00010882 | 0 | 3.1226 | 3.1993 | 3.0192 | 4.6588 | 4.8427 | 4.4187
7199 | 8.9626e-05 | 0.00010902 | 0 | 3.1261 | 3.198 | 3.0192 | 4.667 | 4.8398 | 4.4187
7200 | 0.00011924 | 0.00010753 | 0 | 3.1273 | 3.198 | 3.0192 | 4.6698 | 4.8398 | 4.4187
7201 | 0.00013072 | 0.00010906 | 0 | 3.1135 | 3.1993 | 3.0192 | 4.6372 | 4.8427 | 4.4187
7202 | 0.00013874 | 0.00010866 | 0 | 3.1203 | 3.1993 | 3.0192 | 4.6534 | 4.8427 | 4.4187
7203 | 0.00015129 | 0.00010681 | 0 | 3.1021 | 3.2005 | 3.0192 | 4.6103 | 4.8457 | 4.4187
7204 | 0.00016976 | 0.00010707 | 0 | 3.11 | 3.2005 | 3.0192 | 4.6291 | 4.8457 | 4.4187
7205 | 0.00017774 | 0.00010738 | 0 | 3.1055 | 3.2005 | 3.0192 | 4.6184 | 4.8457 | 4.4187
7206 | 0.00021334 | 0.0001082 | 0 | 3.0987 | 3.2005 | 3.0192 | 4.6024 | 4.8457 | 4.4187
7207 | 0.00016097 | 0.00010647 | 0.0012741 | 3.1055 | 3.1993 | 3.0192 | 4.6184 | 4.8427 | 4.4187
7208 | 0.00010542 | 0.00010691 | 0.0054843 | 3.1435 | 3.2005 | 3.0192 | 4.7084 | 4.8457 | 4.4187
7209 | 7.3783e-05 | 0.00010714 | 0.010636 | 3.1801 | 3.2005 | 3.0192 | 4.7962 | 4.8457 | 4.4187
7210 | 4.1923e-05 | 0.00010631 | 0.012132 | 3.22 | 3.2005 | 3.0192 | 4.8933 | 4.8457 | 4.4187
7211 | 2.9648e-05 | 0.00010692 | 0.012575 | 3.2409 | 3.2005 | 3.0192 | 4.9449 | 4.8457 | 4.4187
7212 | 2.6413e-05 | 0.00010716 | 0.016342 | 3.276 | 3.2005 | 3.0192 | 5.0323 | 4.8457 | 4.4187
7213 | 2.2845e-05 | 0.00010645 | 0.015234 | 3.3041 | 3.1993 | 3.0192 | 5.1032 | 4.8427 | 4.4187
7214 | 2.4386e-05 | 0.00010694 | 0.010526 | 3.3002 | 3.1993 | 3.0192 | 5.0934 | 4.8427 | 4.4187
7215 | 1.6791e-05 | 0.00010522 | 0.0071463 | 3.29 | 3.1993 | 3.0192 | 5.0675 | 4.8427 | 4.4187
7216 | 1.58e-05 | 0.00010261 | 0.0013849 | 3.2508 | 3.1993 | 3.0192 | 4.9696 | 4.8427 | 4.4187
7217 | 2.6569e-05 | 0.00010419 | 0 | 3.2335 | 3.1993 | 3.0192 | 4.9266 | 4.8427 | 4.4187
7218 | 3.4966e-05 | 0.00011036 | 0 | 3.2359 | 3.198 | 3.0192 | 4.9327 | 4.8398 | 4.4187
7219 | 6.0303e-05 | 0.00010775 | 0 | 3.1849 | 3.198 | 3.0192 | 4.8078 | 4.8398 | 4.4187
7220 | 8.6426e-05 | 0.0001073 | 0 | 3.1423 | 3.198 | 3.0192 | 4.7056 | 4.8398 | 4.4187
7221 | 0.00011167 | 0.00010588 | 0 | 3.1123 | 3.198 | 3.0192 | 4.6345 | 4.8398 | 4.4187
7222 | 0.00013632 | 0.00010681 | 0 | 3.1135 | 3.198 | 3.0192 | 4.6372 | 4.8398 | 4.4187
7223 | 0.0001439 | 0.00010846 | 0 | 3.1043 | 3.198 | 3.0192 | 4.6157 | 4.8398 | 4.4187
7224 | 0.00015587 | 0.00010793 | 0 | 3.0896 | 3.198 | 3.0192 | 4.5812 | 4.8398 | 4.4187
7225 | 0.00017154 | 0.00010813 | 0 | 3.0562 | 3.198 | 3.0192 | 4.5036 | 4.8398 | 4.4187
7226 | 0.00018855 | 0.00010848 | 0 | 3.0584 | 3.198 | 3.0192 | 4.5087 | 4.8398 | 4.4187
7227 | 0.00020402 | 0.00010809 | 0 | 3.0463 | 3.198 | 3.0192 | 4.4808 | 4.8398 | 4.4187
7228 | 0.00021881 | 0.00010691 | 0 | 3.0673 | 3.198 | 3.0192 | 4.5291 | 4.8398 | 4.4187
7229 | 0.00023329 | 0.00010669 | 0 | 3.0695 | 3.198 | 3.0192 | 4.5343 | 4.8398 | 4.4187
7230 | 0.00026534 | 0.00010832 | 0 | 3.0728 | 3.198 | 3.0192 | 4.542 | 4.8398 | 4.4187
7231 | 0.00024419 | 0.00010752 | 0.0017727 | 3.0806 | 3.198 | 3.0192 | 4.5602 | 4.8398 | 4.4187
7232 | 0.00017921 | 0.00010797 | 0.0088636 | 3.1284 | 3.198 | 3.0192 | 4.6725 | 4.8398 | 4.4187
7233 | 0.00012921 | 0.00010818 | 0.017893 | 3.1885 | 3.198 | 3.0192 | 4.8165 | 4.8398 | 4.4187
7234 | 8.4429e-05 | 0.00010746 | 0.023267 | 3.2533 | 3.198 | 3.0192 | 4.9758 | 4.8398 | 4.4187
7235 | 5.9119e-05 | 0.00010783 | 0.021106 | 3.3144 | 3.198 | 3.0192 | 5.1295 | 4.8398 | 4.4187
7236 | 5.4443e-05 | 0.00010793 | 0.023101 | 3.3445 | 3.198 | 3.0192 | 5.2065 | 4.8398 | 4.4187
7237 | 5.9359e-05 | 0.00010675 | 0.019389 | 3.3445 | 3.1968 | 3.0192 | 5.2065 | 4.8368 | 4.4187
7238 | 4.7643e-05 | 0.00010745 | 0.01252 | 3.3578 | 3.1968 | 3.0192 | 5.2408 | 4.8368 | 4.4187
7239 | 3.5895e-05 | 0.00010698 | 0.0063153 | 3.3327 | 3.1968 | 3.0192 | 5.1761 | 4.8368 | 4.4187
7240 | 2.7598e-05 | 0.00010567 | 0.0015511 | 3.2659 | 3.1968 | 3.0192 | 5.0071 | 4.8368 | 4.4187
7241 | 4.0809e-05 | 0.00010613 | 0 | 3.2496 | 3.1968 | 3.0192 | 4.9665 | 4.8368 | 4.4187
7242 | 5.2438e-05 | 0.00010799 | 0 | 3.2521 | 3.1968 | 3.0192 | 4.9727 | 4.8368 | 4.4187
7243 | 0.00011015 | 0.00010838 | 0 | 3.2521 | 3.1968 | 3.0192 | 4.9727 | 4.8368 | 4.4187
7244 | 0.00014163 | 0.00010889 | 0 | 3.2236 | 3.198 | 3.0192 | 4.9024 | 4.8398 | 4.4187
7245 | 0.00016839 | 0.00010817 | 0 | 3.22 | 3.198 | 3.0192 | 4.8933 | 4.8398 | 4.4187
7246 | 0.00017173 | 0.00010797 | 0 | 3.1813 | 3.1968 | 3.0192 | 4.7991 | 4.8368 | 4.4187
7247 | 0.00017872 | 0.00010873 | 0 | 3.1729 | 3.1968 | 3.0192 | 4.7789 | 4.8368 | 4.4187
7248 | 0.00018601 | 0.00010884 | 0 | 3.1458 | 3.1968 | 3.0192 | 4.7139 | 4.8368 | 4.4187
7249 | 0.00018293 | 0.00010825 | 0 | 3.125 | 3.1968 | 3.0192 | 4.6643 | 4.8368 | 4.4187
7250 | 0.00018431 | 0.0001062 | 0 | 3.1123 | 3.198 | 3.0192 | 4.6345 | 4.8398 | 4.4187
7251 | 0.00019072 | 0.00010835 | 0 | 3.1009 | 3.198 | 3.0192 | 4.6077 | 4.8398 | 4.4187
7252 | 0.00020102 | 0.00010862 | 0 | 3.0806 | 3.198 | 3.0192 | 4.5602 | 4.8398 | 4.4187
7253 | 0.00020782 | 0.00010809 | 0 | 3.0684 | 3.198 | 3.0192 | 4.5317 | 4.8398 | 4.4187
7254 | 0.00024344 | 0.00010715 | 0 | 3.0673 | 3.198 | 3.0192 | 4.5291 | 4.8398 | 4.4187
7255 | 0.00019 | 0.00010806 | 0.0013849 | 3.0762 | 3.198 | 3.0192 | 4.5498 | 4.8398 | 4.4187
7256 | 0.00014066 | 0.0001082 | 0.0068693 | 3.1273 | 3.198 | 3.0192 | 4.6698 | 4.8398 | 4.4187
7257 | 0.00011094 | 0.00010815 | 0.014791 | 3.1813 | 3.198 | 3.0192 | 4.7991 | 4.8398 | 4.4187
7258 | 7.3894e-05 | 0.00010768 | 0.025261 | 3.2558 | 3.1993 | 3.0192 | 4.982 | 4.8427 | 4.4187
7259 | 5.8002e-05 | 0.00010825 | 0.022935 | 3.308 | 3.1993 | 3.0192 | 5.113 | 4.8427 | 4.4187
7260 | 5.6308e-05 | 0.00010838 | 0.025372 | 3.3485 | 3.1993 | 3.0192 | 5.2168 | 4.8427 | 4.4187
7261 | 5.6672e-05 | 0.00010818 | 0.017506 | 3.3644 | 3.1993 | 3.0192 | 5.258 | 4.8427 | 4.4187
7262 | 4.7231e-05 | 0.00010808 | 0.011024 | 3.3618 | 3.1993 | 3.0192 | 5.2511 | 4.8427 | 4.4187
7263 | 3.8741e-05 | 0.00010708 | 0.0057059 | 3.3314 | 3.1993 | 3.0192 | 5.1728 | 4.8427 | 4.4187
7264 | 3.4481e-05 | 0.00010674 | 0.0012741 | 3.2925 | 3.2005 | 3.0192 | 5.074 | 4.8457 | 4.4187
7265 | 3.8718e-05 | 0.00010677 | 0 | 3.2224 | 3.198 | 3.0192 | 4.8994 | 4.8398 | 4.4187
7266 | 6.5117e-05 | 0.00010798 | 0 | 3.2322 | 3.198 | 3.0192 | 4.9236 | 4.8398 | 4.4187
7267 | 9.6505e-05 | 9.9952e-05 | 0 | 3.1981 | 3.198 | 3.0192 | 4.8399 | 4.8398 | 4.4187
7268 | 0.00012096 | 0.000108 | 0 | 3.1849 | 3.198 | 3.0192 | 4.8078 | 4.8398 | 4.4187
7269 | 0.00013706 | 0.00010879 | 0 | 3.1694 | 3.198 | 3.0192 | 4.7704 | 4.8398 | 4.4187
7270 | 0.00014611 | 0.00010889 | 0 | 3.1493 | 3.198 | 3.0192 | 4.7223 | 4.8398 | 4.4187
7271 | 0.00014216 | 0.00010833 | 0 | 3.1658 | 3.1993 | 3.0192 | 4.7618 | 4.8427 | 4.4187
7272 | 0.00014291 | 0.00010901 | 0 | 3.1635 | 3.1993 | 3.0192 | 4.7561 | 4.8427 | 4.4187
7273 | 0.0001538 | 0.00010852 | 0 | 3.1717 | 3.1993 | 3.0192 | 4.7761 | 4.8427 | 4.4187
7274 | 0.00017383 | 0.00010686 | 0 | 3.1623 | 3.1993 | 3.0192 | 4.7533 | 4.8427 | 4.4187
7275 | 0.00018303 | 0.00010889 | 0 | 3.1307 | 3.1993 | 3.0192 | 4.678 | 4.8427 | 4.4187
7276 | 0.00018229 | 0.00010899 | 0 | 3.1284 | 3.1993 | 3.0192 | 4.6725 | 4.8427 | 4.4187
7277 | 0.00020019 | 0.00010902 | 0 | 3.1412 | 3.198 | 3.0192 | 4.7028 | 4.8398 | 4.4187
7278 | 0.00019937 | 0.0001091 | 0 | 3.1447 | 3.198 | 3.0192 | 4.7112 | 4.8398 | 4.4187
7279 | 0.00016593 | 0.00010798 | 0.0016619 | 3.1576 | 3.198 | 3.0192 | 4.742 | 4.8398 | 4.4187
7280 | 0.00012045 | 0.00010788 | 0.0060383 | 3.1741 | 3.198 | 3.0192 | 4.7818 | 4.8398 | 4.4187
7281 | 8.7241e-05 | 0.00010811 | 0.014459 | 3.2533 | 3.198 | 3.0192 | 4.9758 | 4.8398 | 4.4187
7282 | 7.2922e-05 | 0.00010845 | 0.01878 | 3.317 | 3.198 | 3.0192 | 5.1361 | 4.8398 | 4.4187
7283 | 6.43e-05 | 0.00010855 | 0.022879 | 3.3644 | 3.2005 | 3.0192 | 5.258 | 4.8457 | 4.4187
7284 | 6.1796e-05 | 0.00010811 | 0.020054 | 3.3914 | 3.2005 | 3.0192 | 5.3283 | 4.8457 | 4.4187
7285 | 5.5168e-05 | 0.00010767 | 0.016231 | 3.3995 | 3.2005 | 3.0192 | 5.3498 | 4.8457 | 4.4187
7286 | 4.4961e-05 | 0.00010771 | 0.010581 | 3.3765 | 3.2005 | 3.0192 | 5.2894 | 4.8457 | 4.4187
7287 | 3.4018e-05 | 0.0001065 | 0.0057613 | 3.3432 | 3.2005 | 3.0192 | 5.2031 | 4.8457 | 4.4187
7288 | 3.6609e-05 | 0.00010701 | 0.0011079 | 3.2836 | 3.2005 | 3.0192 | 5.0515 | 4.8457 | 4.4187
7289 | 4.9773e-05 | 0.00010715 | 0 | 3.2212 | 3.2005 | 3.0192 | 4.8963 | 4.8457 | 4.4187
7290 | 4.2374e-05 | 0.00010802 | 0 | 3.2298 | 3.2005 | 3.0192 | 4.9175 | 4.8457 | 4.4187
7291 | 8.6061e-05 | 0.00010677 | 0 | 3.2114 | 3.1993 | 3.0192 | 4.8724 | 4.8427 | 4.4187
7292 | 0.00011558 | 0.00010948 | 0 | 3.1885 | 3.1993 | 3.0192 | 4.8165 | 4.8427 | 4.4187
7293 | 0.00013066 | 0.00010913 | 0 | 3.1765 | 3.1993 | 3.0192 | 4.7875 | 4.8427 | 4.4187
7294 | 0.00013617 | 0.00010571 | 0 | 3.1813 | 3.1993 | 3.0192 | 4.7991 | 4.8427 | 4.4187
7295 | 0.00014233 | 0.00010884 | 0 | 3.1741 | 3.1993 | 3.0192 | 4.7818 | 4.8427 | 4.4187
7296 | 0.00015257 | 0.00010915 | 0 | 3.1576 | 3.1993 | 3.0192 | 4.742 | 4.8427 | 4.4187
7297 | 0.00015815 | 0.00010917 | 0 | 3.1576 | 3.1993 | 3.0192 | 4.742 | 4.8427 | 4.4187
7298 | 0.00016123 | 0.00010675 | 0 | 3.1789 | 3.1993 | 3.0192 | 4.7933 | 4.8427 | 4.4187
7299 | 0.00016204 | 0.00010678 | 0 | 3.1717 | 3.2005 | 3.0192 | 4.7761 | 4.8457 | 4.4187
7300 | 0.00016634 | 0.00010908 | 0 | 3.1813 | 3.2005 | 3.0192 | 4.7991 | 4.8457 | 4.4187
7301 | 0.00018092 | 0.00010927 | 0 | 3.1921 | 3.2005 | 3.0192 | 4.8252 | 4.8457 | 4.4187
7302 | 0.00017452 | 0.00010879 | 0 | 3.1813 | 3.2005 | 3.0192 | 4.7991 | 4.8457 | 4.4187
7303 | 0.00015561 | 0.00010774 | 0.00060937 | 3.1909 | 3.2005 | 3.0192 | 4.8223 | 4.8457 | 4.4187
7304 | 9.5675e-05 | 0.00010823 | 0.0032131 | 3.1969 | 3.2005 | 3.0192 | 4.8369 | 4.8457 | 4.4187
7305 | 7.3727e-05 | 0.00010858 | 0.0082542 | 3.2114 | 3.2005 | 3.0192 | 4.8724 | 4.8457 | 4.4187
7306 | 6.7007e-05 | 0.00010814 | 0.011301 | 3.2175 | 3.2005 | 3.0192 | 4.8873 | 4.8457 | 4.4187
7307 | 6.5753e-05 | 0.00010753 | 0.012409 | 3.2212 | 3.2005 | 3.0192 | 4.8963 | 4.8457 | 4.4187
7308 | 6.5971e-05 | 0.00010869 | 0.012686 | 3.2298 | 3.2017 | 3.0192 | 4.9175 | 4.8486 | 4.4187
7309 | 7.3821e-05 | 0.00010871 | 0.014182 | 3.2558 | 3.2029 | 3.0192 | 4.982 | 4.8516 | 4.4187
7310 | 6.3249e-05 | 0.00010867 | 0.0095284 | 3.2446 | 3.2029 | 3.0192 | 4.9542 | 4.8516 | 4.4187
7311 | 5.3305e-05 | 0.00010798 | 0.0053182 | 3.2236 | 3.2029 | 3.0192 | 4.9024 | 4.8516 | 4.4187
7312 | 5.1159e-05 | 0.00010765 | 0.0013295 | 3.1945 | 3.2029 | 3.0192 | 4.8311 | 4.8516 | 4.4187
7313 | 5.7233e-05 | 0.000108 | 0 | 3.1753 | 3.2029 | 3.0192 | 4.7847 | 4.8516 | 4.4187
7314 | 9.0249e-05 | 0.00010839 | 0 | 3.1576 | 3.2029 | 3.0192 | 4.742 | 4.8516 | 4.4187
7315 | 0.00011958 | 0.00010753 | 0 | 3.1599 | 3.2029 | 3.0192 | 4.7476 | 4.8516 | 4.4187
7316 | 0.00014639 | 0.00010956 | 0 | 3.1517 | 3.2029 | 3.0192 | 4.7279 | 4.8516 | 4.4187
7317 | 0.00015923 | 0.00010676 | 0 | 3.1458 | 3.2029 | 3.0192 | 4.7139 | 4.8516 | 4.4187
7318 | 0.00016838 | 0.00010855 | 0 | 3.1493 | 3.2029 | 3.0192 | 4.7223 | 4.8516 | 4.4187
7319 | 0.00016849 | 0.00010687 | 0 | 3.1599 | 3.2029 | 3.0192 | 4.7476 | 4.8516 | 4.4187
7320 | 0.00017691 | 0.0001078 | 0 | 3.1635 | 3.2017 | 3.0192 | 4.7561 | 4.8486 | 4.4187
7321 | 0.00017713 | 0.00010486 | 0 | 3.167 | 3.2017 | 3.0192 | 4.7647 | 4.8486 | 4.4187
7322 | 0.00018199 | 0.00010808 | 0 | 3.1529 | 3.2029 | 3.0192 | 4.7307 | 4.8516 | 4.4187
7323 | 0.0001849 | 0.00010883 | 0 | 3.1377 | 3.2029 | 3.0192 | 4.6945 | 4.8516 | 4.4187
7324 | 0.00018965 | 0.00010931 | 0 | 3.1365 | 3.2029 | 3.0192 | 4.6917 | 4.8516 | 4.4187
7325 | 0.00019931 | 0.00010693 | 0 | 3.1342 | 3.2029 | 3.0192 | 4.6862 | 4.8516 | 4.4187
7326 | 0.00023162 | 0.00010898 | 0 | 3.1158 | 3.2029 | 3.0192 | 4.6426 | 4.8516 | 4.4187
7327 | 0.00019155 | 0.00010847 | 0.00049858 | 3.1215 | 3.2029 | 3.0192 | 4.6561 | 4.8516 | 4.4187
7328 | 0.00015076 | 0.00010812 | 0.0032131 | 3.1365 | 3.2041 | 3.0192 | 4.6917 | 4.8546 | 4.4187
7329 | 0.00011198 | 0.00010904 | 0.007811 | 3.1765 | 3.2041 | 3.0192 | 4.7875 | 4.8546 | 4.4187
7330 | 9.5525e-05 | 0.00010879 | 0.014847 | 3.231 | 3.2041 | 3.0192 | 4.9205 | 4.8546 | 4.4187
7331 | 8.1053e-05 | 0.0001084 | 0.017561 | 3.2621 | 3.2041 | 3.0192 | 4.9976 | 4.8546 | 4.4187
7332 | 7.9784e-05 | 0.00010856 | 0.020552 | 3.2861 | 3.2041 | 3.0192 | 5.0579 | 4.8546 | 4.4187
7333 | 8.6825e-05 | 0.00010701 | 0.017339 | 3.2912 | 3.2029 | 3.0192 | 5.0708 | 4.8516 | 4.4187
7334 | 8.5933e-05 | 0.0001088 | 0.010858 | 3.2977 | 3.2029 | 3.0192 | 5.0869 | 4.8516 | 4.4187
7335 | 9.1146e-05 | 0.00010816 | 0.0057613 | 3.2887 | 3.2029 | 3.0192 | 5.0643 | 4.8516 | 4.4187
7336 | 7.2086e-05 | 0.00010774 | 0.0011079 | 3.2608 | 3.2029 | 3.0192 | 4.9945 | 4.8516 | 4.4187
7337 | 7.6698e-05 | 0.00010786 | 0 | 3.2459 | 3.2029 | 3.0192 | 4.9572 | 4.8516 | 4.4187
7338 | 0.00011369 | 0.00010384 | 0 | 3.2126 | 3.2029 | 3.0192 | 4.8754 | 4.8516 | 4.4187
7339 | 0.00016639 | 0.00010656 | 0 | 3.2053 | 3.2029 | 3.0192 | 4.8576 | 4.8516 | 4.4187
7340 | 0.00021297 | 0.00010829 | 0 | 3.1765 | 3.2029 | 3.0192 | 4.7875 | 4.8516 | 4.4187
7341 | 0.00023074 | 0.00010753 | 0 | 3.1777 | 3.2029 | 3.0192 | 4.7904 | 4.8516 | 4.4187
7342 | 0.00022418 | 0.00010491 | 0 | 3.1885 | 3.2029 | 3.0192 | 4.8165 | 4.8516 | 4.4187
7343 | 0.00022605 | 0.00010827 | 0 | 3.1658 | 3.2017 | 3.0192 | 4.7618 | 4.8486 | 4.4187
7344 | 0.00023122 | 0.00010899 | 0 | 3.147 | 3.2017 | 3.0192 | 4.7167 | 4.8486 | 4.4187
7345 | 0.00023437 | 0.00010947 | 0 | 3.1203 | 3.2017 | 3.0192 | 4.6534 | 4.8486 | 4.4187
7346 | 0.00023651 | 0.0001095 | 0 | 3.1135 | 3.2017 | 3.0192 | 4.6372 | 4.8486 | 4.4187
7347 | 0.00023959 | 0.00010966 | 0 | 3.1123 | 3.2017 | 3.0192 | 4.6345 | 4.8486 | 4.4187
7348 | 0.00024181 | 0.00010957 | 0 | 3.0885 | 3.2017 | 3.0192 | 4.5786 | 4.8486 | 4.4187
7349 | 0.00026569 | 0.00010932 | 0 | 3.0684 | 3.2017 | 3.0192 | 4.5317 | 4.8486 | 4.4187
7350 | 0.00025919 | 0.00010794 | 0 | 3.0706 | 3.2017 | 3.0192 | 4.5369 | 4.8486 | 4.4187
7351 | 0.00023235 | 0.00010875 | 0.00088636 | 3.0728 | 3.2017 | 3.0192 | 4.542 | 4.8486 | 4.4187
7352 | 0.00019865 | 0.00010948 | 0.0046534 | 3.0964 | 3.2017 | 3.0192 | 4.5971 | 4.8486 | 4.4187
7353 | 0.00015971 | 0.00010943 | 0.011966 | 3.1564 | 3.2017 | 3.0192 | 4.7392 | 4.8486 | 4.4187
7354 | 0.00013323 | 0.00010899 | 0.015511 | 3.2005 | 3.2017 | 3.0192 | 4.8457 | 4.8486 | 4.4187
7355 | 0.00011542 | 0.00010913 | 0.018004 | 3.2212 | 3.2017 | 3.0192 | 4.8963 | 4.8486 | 4.4187
7356 | 0.00011833 | 0.00010916 | 0.020275 | 3.2521 | 3.2017 | 3.0192 | 4.9727 | 4.8486 | 4.4187
7357 | 0.00010607 | 0.00010889 | 0.022491 | 3.2785 | 3.2017 | 3.0192 | 5.0387 | 4.8486 | 4.4187
7358 | 9.7931e-05 | 0.00010883 | 0.013351 | 3.2533 | 3.2029 | 3.0192 | 4.9758 | 4.8516 | 4.4187
7359 | 0.00010284 | 0.00010804 | 0.0095284 | 3.2372 | 3.2029 | 3.0192 | 4.9358 | 4.8516 | 4.4187
7360 | 8.2318e-05 | 0.00010775 | 0.0013295 | 3.1587 | 3.2029 | 3.0192 | 4.7448 | 4.8516 | 4.4187
7361 | 8.4065e-05 | 0.0001079 | 0 | 3.0728 | 3.2029 | 3.0192 | 4.542 | 4.8516 | 4.4187
7362 | 9.727e-05 | 0.0001089 | 0 | 3.0332 | 3.2029 | 3.0192 | 4.4508 | 4.8516 | 4.4187
7363 | 0.00013836 | 0.00010626 | 0 | 3.001 | 3.2017 | 3.0192 | 4.3774 | 4.8486 | 4.4187
7364 | 0.00017123 | 0.00010989 | 0 | 2.9705 | 3.2005 | 3.0192 | 4.3088 | 4.8457 | 4.4187
7365 | 0.00018425 | 0.00010862 | 0 | 2.9591 | 3.2005 | 3.0192 | 4.2834 | 4.8457 | 4.4187
7366 | 0.00019547 | 0.00010528 | 0 | 2.9143 | 3.1993 | 3.0192 | 4.1844 | 4.8427 | 4.4187
7367 | 0.00020072 | 0.0001049 | 0 | 2.9213 | 3.1993 | 3.0192 | 4.1999 | 4.8427 | 4.4187
7368 | 0.00020993 | 0.0001076 | 0 | 2.9183 | 3.2005 | 3.0192 | 4.1932 | 4.8457 | 4.4187
7369 | 0.00021239 | 0.00010885 | 0 | 2.9013 | 3.1993 | 3.0192 | 4.1561 | 4.8427 | 4.4187
7370 | 0.00021637 | 0.00010965 | 0 | 2.8904 | 3.1993 | 3.0192 | 4.1324 | 4.8427 | 4.4187
7371 | 0.00021645 | 0.00010592 | 0 | 2.8983 | 3.1993 | 3.0192 | 4.1496 | 4.8427 | 4.4187
7372 | 0.00022267 | 0.00010816 | 0 | 2.8954 | 3.1993 | 3.0192 | 4.1431 | 4.8427 | 4.4187
7373 | 0.00022323 | 0.00010901 | 0 | 2.8993 | 3.1993 | 3.0192 | 4.1517 | 4.8427 | 4.4187
7374 | 0.00022962 | 0.00010861 | 0 | 2.8865 | 3.1993 | 3.0192 | 4.1238 | 4.8427 | 4.4187
7375 | 0.00022144 | 0.00010899 | 0.0011079 | 2.8767 | 3.2005 | 3.0192 | 4.1026 | 4.8457 | 4.4187
7376 | 0.00015248 | 0.00010951 | 0.007811 | 2.9103 | 3.2005 | 3.0192 | 4.1757 | 4.8457 | 4.4187
7377 | 0.00015008 | 0.00010953 | 0.015234 | 2.9872 | 3.1993 | 3.0192 | 4.3464 | 4.8427 | 4.4187
7378 | 0.00013455 | 0.00010945 | 0.019943 | 3.031 | 3.1968 | 3.0192 | 4.4458 | 4.8368 | 4.4187
7379 | 0.00011988 | 0.00010928 | 0.024319 | 3.0784 | 3.1968 | 3.0192 | 4.555 | 4.8368 | 4.4187
7380 | 0.00011455 | 0.00010917 | 0.024153 | 3.1169 | 3.1968 | 3.0192 | 4.6453 | 4.8368 | 4.4187
7381 | 0.00010398 | 0.00010896 | 0.015622 | 3.1261 | 3.1968 | 3.0192 | 4.667 | 4.8368 | 4.4187
7382 | 9.4763e-05 | 0.00010895 | 0.011966 | 3.125 | 3.1968 | 3.0192 | 4.6643 | 4.8368 | 4.4187
7383 | 9.7388e-05 | 0.00010771 | 0.0072017 | 3.11 | 3.1968 | 3.0192 | 4.6291 | 4.8368 | 4.4187
7384 | 8.5759e-05 | 0.00010729 | 0.00099715 | 3.0795 | 3.1932 | 3.0192 | 4.5576 | 4.828 | 4.4187
7385 | 9.2318e-05 | 0.0001081 | 0 | 3.054 | 3.1932 | 3.0192 | 4.4985 | 4.828 | 4.4187
7386 | 0.00010946 | 0.00010742 | 0 | 3.054 | 3.192 | 3.0192 | 4.4985 | 4.8251 | 4.4187
7387 | 0.00013862 | 0.00010792 | 0 | 3.0213 | 3.192 | 3.0192 | 4.4236 | 4.8251 | 4.4187
7388 | 0.00015608 | 0.00010859 | 0 | 3.0224 | 3.1908 | 3.0192 | 4.426 | 4.8222 | 4.4187
7389 | 0.00017469 | 0.00010933 | 0 | 3.0192 | 3.1908 | 3.0192 | 4.4187 | 4.8222 | 4.4187
7390 | 0.00018248 | 0.00010872 | 0 | 3.0084 | 3.1908 | 3.0192 | 4.3943 | 4.8222 | 4.4187
7391 | 0.00019144 | 0.00010877 | 0 | 2.9862 | 3.1896 | 3.0192 | 4.344 | 4.8193 | 4.4187
7392 | 0.00020732 | 0.0001084 | 0 | 2.9788 | 3.1896 | 3.0192 | 4.3275 | 4.8193 | 4.4187
7393 | 0.00021236 | 0.00010878 | 0 | 2.9767 | 3.1884 | 3.0192 | 4.3228 | 4.8164 | 4.4187
7394 | 0.00021919 | 0.0001057 | 0 | 2.9767 | 3.1884 | 3.0192 | 4.3228 | 4.8164 | 4.4187
7395 | 0.00022708 | 0.0001097 | 0 | 2.9726 | 3.1872 | 3.0192 | 4.3135 | 4.8134 | 4.4187
7396 | 0.00023701 | 0.00010989 | 0 | 2.9747 | 3.1872 | 3.0192 | 4.3182 | 4.8134 | 4.4187
7397 | 0.00024019 | 0.00010996 | 0 | 2.9715 | 3.1872 | 3.0192 | 4.3112 | 4.8134 | 4.4187
7398 | 0.00025881 | 0.00010941 | 0 | 2.9642 | 3.1872 | 3.0192 | 4.2949 | 4.8134 | 4.4187
7399 | 0.00024717 | 0.00010955 | 0.00072017 | 2.9642 | 3.186 | 3.0192 | 4.2949 | 4.8105 | 4.4187
7400 | 0.00019364 | 0.00010962 | 0.004875 | 2.9841 | 3.1848 | 3.0192 | 4.3393 | 4.8076 | 4.4187
7401 | 0.00017515 | 0.00010965 | 0.0095838 | 3.0181 | 3.1848 | 3.0192 | 4.4162 | 4.8076 | 4.4187
7402 | 0.00016088 | 0.00010924 | 0.013351 | 3.0408 | 3.1836 | 3.0192 | 4.4682 | 4.8047 | 4.4187
7403 | 0.00014438 | 0.00010958 | 0.018337 | 3.0784 | 3.1824 | 3.0192 | 4.555 | 4.8018 | 4.4187
7404 | 0.00013934 | 0.0001096 | 0.018503 | 3.0975 | 3.1824 | 3.0192 | 4.5997 | 4.8018 | 4.4187
7405 | 0.00012942 | 0.00010911 | 0.013406 | 3.1078 | 3.1824 | 3.0192 | 4.6237 | 4.8018 | 4.4187
7406 | 0.00012496 | 0.00010937 | 0.0099161 | 3.1055 | 3.1824 | 3.0192 | 4.6184 | 4.8018 | 4.4187
7407 | 0.00011972 | 0.00010926 | 0.0030469 | 3.0829 | 3.1812 | 3.0192 | 4.5655 | 4.7989 | 4.4187
7408 | 0.00011089 | 0.00010852 | 0.00083096 | 3.0474 | 3.1812 | 3.0192 | 4.4833 | 4.7989 | 4.4187
7409 | 0.00011361 | 0.00010849 | 0 | 3.03 | 3.18 | 3.0192 | 4.4433 | 4.796 | 4.4187
7410 | 0.00012262 | 0.00010866 | 0 | 3.0095 | 3.1788 | 3.0192 | 4.3968 | 4.7932 | 4.4187
7411 | 0.00017317 | 9.6999e-05 | 0 | 2.9799 | 3.1776 | 3.0192 | 4.3299 | 4.7903 | 4.4187
7412 | 0.00019479 | 0.00010969 | 0 | 2.9663 | 3.1776 | 3.0192 | 4.2995 | 4.7903 | 4.4187
7413 | 0.00020099 | 0.00010705 | 0 | 2.9632 | 3.1764 | 3.0192 | 4.2926 | 4.7874 | 4.4187
7414 | 0.00019808 | 0.00010914 | 0 | 2.9426 | 3.1764 | 3.0192 | 4.2468 | 4.7874 | 4.4187
7415 | 0.00019707 | 0.00010974 | 0 | 2.9243 | 3.1764 | 3.0192 | 4.2065 | 4.7874 | 4.4187
7416 | 0.00020556 | 0.00011019 | 0 | 2.9233 | 3.1764 | 3.0192 | 4.2043 | 4.7874 | 4.4187
7417 | 0.00020906 | 0.00011022 | 0 | 2.9173 | 3.1752 | 3.0192 | 4.191 | 4.7845 | 4.4187
7418 | 0.00021608 | 0.00010995 | 0 | 2.8944 | 3.1752 | 3.0192 | 4.141 | 4.7845 | 4.4187
7419 | 0.00021664 | 0.00010912 | 0 | 2.8845 | 3.1752 | 3.0192 | 4.1196 | 4.7845 | 4.4187
7420 | 0.00022023 | 0.00011019 | 0 | 2.8806 | 3.1752 | 3.0192 | 4.1111 | 4.7845 | 4.4187
7421 | 0.00024384 | 0.00010962 | 0 | 2.8855 | 3.1741 | 3.0192 | 4.1217 | 4.7816 | 4.4187
7422 | 0.00023628 | 0.00011035 | 0 | 2.8602 | 3.1741 | 3.0192 | 4.067 | 4.7816 | 4.4187
7423 | 0.00018908 | 0.00010954 | 0.00088636 | 2.8544 | 3.1729 | 3.0192 | 4.0546 | 4.7788 | 4.4187
7424 | 0.00015467 | 0.00010887 | 0.0062045 | 2.9193 | 3.1717 | 3.0192 | 4.1954 | 4.7759 | 4.4187
7425 | 0.00014343 | 0.00010967 | 0.013517 | 2.9957 | 3.1705 | 3.0192 | 4.3655 | 4.773 | 4.4187
7426 | 0.00013796 | 0.00010965 | 0.016287 | 3.0387 | 3.1705 | 3.0192 | 4.4632 | 4.773 | 4.4187
7427 | 0.00013717 | 0.00010977 | 0.019777 | 3.0806 | 3.1705 | 3.0192 | 4.5602 | 4.773 | 4.4187
7428 | 0.00013494 | 0.00010985 | 0.017173 | 3.084 | 3.1705 | 3.0192 | 4.5681 | 4.773 | 4.4187
7429 | 0.00013016 | 0.00010923 | 0.015899 | 3.0987 | 3.1705 | 3.0192 | 4.6024 | 4.773 | 4.4187
7430 | 0.00012693 | 0.00010978 | 0.0084204 | 3.0941 | 3.1705 | 3.0192 | 4.5918 | 4.773 | 4.4187
7431 | 0.00011069 | 0.00010922 | 0.0044318 | 3.065 | 3.1693 | 3.0192 | 4.524 | 4.7702 | 4.4187
7432 | 0.00010457 | 0.00010902 | 0.00060937 | 3.0332 | 3.1693 | 3.0192 | 4.4508 | 4.7702 | 4.4187
7433 | 0.00011182 | 0.00010937 | 0 | 3.0246 | 3.1681 | 3.0192 | 4.431 | 4.7673 | 4.4187
7434 | 0.00011249 | 0.00010785 | 0 | 3.0235 | 3.1681 | 3.0192 | 4.4285 | 4.7673 | 4.4187
7435 | 0.00016843 | 0.00010035 | 0 | 3.0213 | 3.1681 | 3.0192 | 4.4236 | 4.7673 | 4.4187
7436 | 0.00019302 | 0.00010929 | 0 | 3.0202 | 3.1669 | 3.0192 | 4.4211 | 4.7645 | 4.4187
7437 | 0.00020963 | 0.00010896 | 0 | 3.0256 | 3.1646 | 3.0192 | 4.4334 | 4.7588 | 4.4187
7438 | 0.00021056 | 0.00010906 | 0 | 3.0235 | 3.1646 | 3.0192 | 4.4285 | 4.7588 | 4.4187
7439 | 0.00020952 | 0.00011033 | 0 | 3.0213 | 3.1646 | 3.0192 | 4.4236 | 4.7588 | 4.4187
7440 | 0.00021932 | 0.00011034 | 0 | 3.0224 | 3.1634 | 3.0192 | 4.426 | 4.7559 | 4.4187
7441 | 0.00021953 | 0.00010864 | 0 | 3.0138 | 3.1634 | 3.0192 | 4.4065 | 4.7559 | 4.4187
7442 | 0.00022235 | 0.00011048 | 0 | 3.0095 | 3.1622 | 3.0192 | 4.3968 | 4.7531 | 4.4187
7443 | 0.00022236 | 0.00011048 | 0 | 3.0042 | 3.1622 | 3.0192 | 4.3847 | 4.7531 | 4.4187
7444 | 0.00022421 | 0.00010889 | 0 | 2.9893 | 3.1622 | 3.0192 | 4.3512 | 4.7531 | 4.4187
7445 | 0.00024045 | 0.00010938 | 0 | 2.9872 | 3.1622 | 3.0192 | 4.3464 | 4.7531 | 4.4187
7446 | 0.00023428 | 0.0001102 | 0 | 2.9851 | 3.1622 | 3.0192 | 4.3417 | 4.7531 | 4.4187
7447 | 0.00019593 | 0.00010984 | 0.00044318 | 2.9851 | 3.1622 | 3.0192 | 4.3417 | 4.7531 | 4.4187
7448 | 0.00015317 | 0.00010947 | 0.0033238 | 3.0031 | 3.161 | 3.0192 | 4.3823 | 4.7502 | 4.4187
7449 | 0.00014014 | 0.00011024 | 0.0058721 | 3.0149 | 3.161 | 3.0192 | 4.4089 | 4.7502 | 4.4187
7450 | 0.00012005 | 0.00010982 | 0.0096945 | 3.0452 | 3.1598 | 3.0192 | 4.4783 | 4.7474 | 4.4187
7451 | 0.00012875 | 0.00011017 | 0.011966 | 3.0773 | 3.1598 | 3.0192 | 4.5524 | 4.7474 | 4.4187
7452 | 0.00012496 | 0.0001103 | 0.013849 | 3.0998 | 3.1598 | 3.0192 | 4.605 | 4.7474 | 4.4187
7453 | 0.00011772 | 0.00011017 | 0.010415 | 3.0998 | 3.1598 | 3.0192 | 4.605 | 4.7474 | 4.4187
7454 | 0.00011662 | 0.0001095 | 0.0081434 | 3.1032 | 3.1598 | 3.0192 | 4.613 | 4.7474 | 4.4187
7455 | 9.9909e-05 | 0.0001097 | 0.0029361 | 3.0818 | 3.1598 | 3.0192 | 4.5628 | 4.7474 | 4.4187
7456 | 0.00010066 | 0.00010916 | 0.00038778 | 3.0496 | 3.1598 | 3.0192 | 4.4883 | 4.7474 | 4.4187
7457 | 9.3292e-05 | 0.00010983 | 0 | 3.0507 | 3.1586 | 3.0192 | 4.4909 | 4.7446 | 4.4187
7458 | 0.00010949 | 0.00010976 | 0 | 3.0441 | 3.1575 | 3.0192 | 4.4757 | 4.7418 | 4.4187
7459 | 0.0001545 | 0.00010685 | 0 | 3.0408 | 3.1575 | 3.0192 | 4.4682 | 4.7418 | 4.4187
7460 | 0.00018131 | 0.00010574 | 0 | 3.0224 | 3.1575 | 3.0192 | 4.426 | 4.7418 | 4.4187
7461 | 0.00018476 | 0.0001067 | 0 | 3.0256 | 3.1575 | 3.0192 | 4.4334 | 4.7418 | 4.4187
7462 | 0.00019006 | 0.0001094 | 0 | 2.9957 | 3.1575 | 3.0192 | 4.3655 | 4.7418 | 4.4187
7463 | 0.0001905 | 0.00011025 | 0 | 3.001 | 3.1575 | 3.0192 | 4.3774 | 4.7418 | 4.4187
7464 | 0.00021135 | 0.00011013 | 0 | 2.9936 | 3.1575 | 3.0192 | 4.3607 | 4.7418 | 4.4187
7465 | 0.00021491 | 0.00011015 | 0 | 2.9893 | 3.1575 | 3.0192 | 4.3512 | 4.7418 | 4.4187
7466 | 0.00021714 | 0.00011032 | 0 | 2.9883 | 3.1575 | 3.0192 | 4.3488 | 4.7418 | 4.4187
7467 | 0.00022407 | 0.00011054 | 0 | 2.9978 | 3.1575 | 3.0192 | 4.3702 | 4.7418 | 4.4187
7468 | 0.00022978 | 0.00010931 | 0 | 2.9936 | 3.1575 | 3.0192 | 4.3607 | 4.7418 | 4.4187
7469 | 0.00023193 | 0.00011009 | 0 | 2.9872 | 3.1575 | 3.0192 | 4.3464 | 4.7418 | 4.4187
7470 | 0.00025492 | 0.00010867 | 0 | 2.9799 | 3.1575 | 3.0192 | 4.3299 | 4.7418 | 4.4187
7471 | 0.00019337 | 0.00010951 | 0.00066477 | 2.9715 | 3.1575 | 3.0192 | 4.3112 | 4.7418 | 4.4187
7472 | 0.00014331 | 0.00010974 | 0.0045426 | 2.9809 | 3.1575 | 3.0192 | 4.3322 | 4.7418 | 4.4187
7473 | 0.00012975 | 0.00011039 | 0.010802 | 3.0149 | 3.1551 | 3.0192 | 4.4089 | 4.7361 | 4.4187
7474 | 0.00012819 | 0.00010978 | 0.016176 | 3.0387 | 3.1539 | 3.0192 | 4.4632 | 4.7333 | 4.4187
7475 | 0.00010927 | 0.0001103 | 0.017672 | 3.0606 | 3.1528 | 3.0192 | 4.5138 | 4.7305 | 4.4187
7476 | 0.0001102 | 0.00011039 | 0.016453 | 3.0639 | 3.1528 | 3.0192 | 4.5214 | 4.7305 | 4.4187
7477 | 0.00011105 | 0.00011054 | 0.014514 | 3.0829 | 3.1528 | 3.0192 | 4.5655 | 4.7305 | 4.4187
7478 | 0.00010382 | 0.0001105 | 0.008642 | 3.065 | 3.1528 | 3.0192 | 4.524 | 4.7305 | 4.4187
7479 | 9.043e-05 | 0.00010954 | 0.003767 | 3.0518 | 3.1528 | 3.0192 | 4.4934 | 4.7305 | 4.4187
7480 | 8.4651e-05 | 0.00010956 | 0.00055397 | 2.9946 | 3.1528 | 3.0192 | 4.3631 | 4.7305 | 4.4187
7481 | 0.00011053 | 0.00011021 | 0 | 2.9967 | 3.1528 | 3.0192 | 4.3678 | 4.7305 | 4.4187
7482 | 0.00011938 | 0.00011038 | 0 | 2.9788 | 3.1528 | 3.0192 | 4.3275 | 4.7305 | 4.4187
7483 | 0.0001526 | 0.0001086 | 0 | 2.9694 | 3.1528 | 3.0192 | 4.3065 | 4.7305 | 4.4187
7484 | 0.00018601 | 0.00010992 | 0 | 2.9705 | 3.1528 | 3.0192 | 4.3088 | 4.7305 | 4.4187
7485 | 0.0001974 | 0.00011074 | 0 | 2.957 | 3.1528 | 3.0192 | 4.2788 | 4.7305 | 4.4187
7486 | 0.00020626 | 0.00010897 | 0 | 2.9642 | 3.1516 | 3.0192 | 4.2949 | 4.7277 | 4.4187
7487 | 0.00020691 | 0.00010712 | 0 | 2.9653 | 3.1516 | 3.0192 | 4.2972 | 4.7277 | 4.4187
7488 | 0.00021309 | 0.00011033 | 0 | 2.9674 | 3.1516 | 3.0192 | 4.3018 | 4.7277 | 4.4187
7489 | 0.00021678 | 0.00011022 | 0 | 2.9632 | 3.1504 | 3.0192 | 4.2926 | 4.7249 | 4.4187
7490 | 0.00022019 | 0.0001088 | 0 | 2.9549 | 3.1504 | 3.0192 | 4.2742 | 4.7249 | 4.4187
7491 | 0.00022422 | 0.00010961 | 0 | 2.9684 | 3.1504 | 3.0192 | 4.3042 | 4.7249 | 4.4187
7492 | 0.0002271 | 0.00010816 | 0 | 2.9529 | 3.1504 | 3.0192 | 4.2696 | 4.7249 | 4.4187
7493 | 0.00023214 | 0.0001083 | 0 | 2.9436 | 3.1504 | 3.0192 | 4.2491 | 4.7249 | 4.4187
7494 | 0.00024345 | 0.00010885 | 0 | 2.9488 | 3.1504 | 3.0192 | 4.2605 | 4.7249 | 4.4187
7495 | 0.00020448 | 0.00011054 | 0.00060937 | 2.9385 | 3.1504 | 3.0192 | 4.2378 | 4.7249 | 4.4187
7496 | 0.00017545 | 0.00011065 | 0.0053182 | 2.9488 | 3.1504 | 3.0192 | 4.2605 | 4.7249 | 4.4187
7497 | 0.00013199 | 0.00011072 | 0.012908 | 3.0021 | 3.1504 | 3.0192 | 4.3798 | 4.7249 | 4.4187
7498 | 0.00013294 | 0.00011069 | 0.015844 | 3.0408 | 3.1504 | 3.0192 | 4.4682 | 4.7249 | 4.4187
7499 | 0.0001148 | 0.00011067 | 0.015733 | 3.065 | 3.1492 | 3.0192 | 4.524 | 4.7221 | 4.4187
7500 | 0.00010568 | 0.00011009 | 0.016952 | 3.0953 | 3.1492 | 3.0192 | 4.5944 | 4.7221 | 4.4187
7501 | 0.00010353 | 0.00010957 | 0.014459 | 3.1169 | 3.1492 | 3.0192 | 4.6453 | 4.7221 | 4.4187
7502 | 9.2194e-05 | 0.00011028 | 0.0093622 | 3.1135 | 3.1492 | 3.0192 | 4.6372 | 4.7221 | 4.4187
7503 | 8.4749e-05 | 0.00011001 | 0.0039332 | 3.0896 | 3.1492 | 3.0192 | 4.5812 | 4.7221 | 4.4187
7504 | 8.867e-05 | 0.00010946 | 0.00044318 | 3.0695 | 3.1492 | 3.0192 | 4.5343 | 4.7221 | 4.4187
7505 | 8.0739e-05 | 0.00010994 | 0 | 3.0628 | 3.1481 | 3.0192 | 4.5189 | 4.7193 | 4.4187
7506 | 9.59e-05 | 0.00010865 | 0 | 3.0606 | 3.1481 | 3.0192 | 4.5138 | 4.7193 | 4.4187
7507 | 0.00015616 | 0.00010919 | 0 | 3.0376 | 3.1469 | 3.0192 | 4.4607 | 4.7165 | 4.4187
7508 | 0.00016906 | 0.00011122 | 0 | 3.0332 | 3.1469 | 3.0192 | 4.4508 | 4.7165 | 4.4187
7509 | 0.00018378 | 0.00011037 | 0 | 3.0267 | 3.1469 | 3.0192 | 4.4359 | 4.7165 | 4.4187
7510 | 0.00019265 | 0.00010616 | 0 | 3.0021 | 3.1469 | 3.0192 | 4.3798 | 4.7165 | 4.4187
7511 | 0.00020015 | 0.00010986 | 0 | 2.9957 | 3.1457 | 3.0192 | 4.3655 | 4.7137 | 4.4187
7512 | 0.00021379 | 0.00011095 | 0 | 2.9883 | 3.1446 | 3.0192 | 4.3488 | 4.7109 | 4.4187
7513 | 0.0002215 | 0.00011113 | 0 | 2.9851 | 3.1446 | 3.0192 | 4.3417 | 4.7109 | 4.4187
7514 | 0.00022777 | 0.00011069 | 0 | 2.9747 | 3.1446 | 3.0192 | 4.3182 | 4.7109 | 4.4187
7515 | 0.00023743 | 0.00011111 | 0 | 2.9705 | 3.1446 | 3.0192 | 4.3088 | 4.7109 | 4.4187
7516 | 0.00024043 | 0.00011058 | 0 | 2.9747 | 3.1446 | 3.0192 | 4.3182 | 4.7109 | 4.4187
7517 | 0.00024651 | 0.00011091 | 0 | 2.9778 | 3.1446 | 3.0192 | 4.3252 | 4.7109 | 4.4187
7518 | 0.00025476 | 0.0001108 | 0 | 2.9705 | 3.1446 | 3.0192 | 4.3088 | 4.7109 | 4.4187
7519 | 0.00023802 | 0.00011037 | 0.00027699 | 2.9799 | 3.1446 | 3.0192 | 4.3299 | 4.7109 | 4.4187
7520 | 0.00016986 | 0.00011038 | 0.0028253 | 2.9841 | 3.1446 | 3.0192 | 4.3393 | 4.7109 | 4.4187
7521 | 0.00012492 | 0.00011074 | 0.0073125 | 3.0042 | 3.1446 | 3.0192 | 4.3847 | 4.7109 | 4.4187
7522 | 0.00011175 | 0.00010961 | 0.011855 | 3.0235 | 3.1422 | 3.0192 | 4.4285 | 4.7053 | 4.4187
7523 | 0.00010603 | 0.00011045 | 0.014126 | 3.0408 | 3.1422 | 3.0192 | 4.4682 | 4.7053 | 4.4187
7524 | 0.00010263 | 0.00010801 | 0.015179 | 3.0595 | 3.1422 | 3.0192 | 4.5112 | 4.7053 | 4.4187
7525 | 0.00011104 | 0.00011031 | 0.011578 | 3.0606 | 3.1422 | 3.0192 | 4.5138 | 4.7053 | 4.4187
7526 | 8.0496e-05 | 0.00011054 | 0.009473 | 3.0562 | 3.1422 | 3.0192 | 4.5036 | 4.7053 | 4.4187
7527 | 6.1182e-05 | 0.00011003 | 0.0041548 | 3.0289 | 3.1422 | 3.0192 | 4.4408 | 4.7053 | 4.4187
7528 | 5.7657e-05 | 0.00010978 | 0.00038778 | 2.9872 | 3.1422 | 3.0192 | 4.3464 | 4.7053 | 4.4187
7529 | 5.7128e-05 | 0.00011014 | 0 | 2.9767 | 3.1422 | 3.0192 | 4.3228 | 4.7053 | 4.4187
7530 | 7.095e-05 | 0.00011043 | 0 | 2.9757 | 3.1422 | 3.0192 | 4.3205 | 4.7053 | 4.4187
7531 | 0.00010965 | 0.00011059 | 0 | 2.9591 | 3.1422 | 3.0192 | 4.2834 | 4.7053 | 4.4187
7532 | 0.00013434 | 0.00010998 | 0 | 2.9436 | 3.1411 | 3.0192 | 4.2491 | 4.7025 | 4.4187
7533 | 0.00014835 | 0.00011104 | 0 | 2.9284 | 3.1387 | 3.0192 | 4.2154 | 4.697 | 4.4187
7534 | 0.00015824 | 0.00011103 | 0 | 2.9274 | 3.1387 | 3.0192 | 4.2132 | 4.697 | 4.4187
7535 | 0.00016089 | 0.00011087 | 0 | 2.9173 | 3.1387 | 3.0192 | 4.191 | 4.697 | 4.4187
7536 | 0.00017737 | 0.00011042 | 0 | 2.9113 | 3.1387 | 3.0192 | 4.1779 | 4.697 | 4.4187
7537 | 0.0001814 | 0.00011042 | 0 | 2.8983 | 3.1387 | 3.0192 | 4.1496 | 4.697 | 4.4187
7538 | 0.00018643 | 0.00011124 | 0 | 2.8767 | 3.1387 | 3.0192 | 4.1026 | 4.697 | 4.4187
7539 | 0.00019017 | 0.0001108 | 0 | 2.866 | 3.1387 | 3.0192 | 4.0795 | 4.697 | 4.4187
7540 | 0.00019167 | 0.00011088 | 0 | 2.8554 | 3.1387 | 3.0192 | 4.0567 | 4.697 | 4.4187
7541 | 0.0002069 | 0.0001112 | 0 | 2.8728 | 3.1387 | 3.0192 | 4.0942 | 4.697 | 4.4187
7542 | 0.00019986 | 0.00011121 | 0 | 2.867 | 3.1376 | 3.0192 | 4.0816 | 4.6942 | 4.4187
7543 | 0.00016344 | 0.00010959 | 0.00049858 | 2.8573 | 3.1376 | 3.0192 | 4.0608 | 4.6942 | 4.4187
7544 | 0.00011844 | 0.00010977 | 0.004044 | 2.8954 | 3.1364 | 3.0192 | 4.1431 | 4.6914 | 4.4187
7545 | 9.7341e-05 | 0.00011053 | 0.0085866 | 2.9355 | 3.1364 | 3.0192 | 4.2311 | 4.6914 | 4.4187
7546 | 8.9447e-05 | 0.00011031 | 0.0098053 | 2.958 | 3.1376 | 3.0192 | 4.2811 | 4.6942 | 4.4187
7547 | 8.1415e-05 | 0.00011068 | 0.010581 | 2.9904 | 3.1364 | 3.0192 | 4.3535 | 4.6914 | 4.4187
7548 | 8.0691e-05 | 0.00011075 | 0.0084758 | 2.9967 | 3.1364 | 3.0192 | 4.3678 | 4.6914 | 4.4187
7549 | 8.1308e-05 | 0.00010992 | 0.0058167 | 2.9978 | 3.1364 | 3.0192 | 4.3702 | 4.6914 | 4.4187
7550 | 7.0461e-05 | 0.00011044 | 0.0038778 | 2.9946 | 3.1364 | 3.0192 | 4.3631 | 4.6914 | 4.4187
7551 | 6.3014e-05 | 0.00010985 | 0.0019389 | 2.9978 | 3.1364 | 3.0192 | 4.3702 | 4.6914 | 4.4187
7552 | 5.8018e-05 | 0.00010976 | 0.00022159 | 2.9851 | 3.1341 | 3.0192 | 4.3417 | 4.6859 | 4.4187
7553 | 8.958e-05 | 0.00011013 | 0 | 2.9915 | 3.1329 | 3.0192 | 4.3559 | 4.6832 | 4.4187
7554 | 9.2476e-05 | 0.00011011 | 0 | 2.9893 | 3.1329 | 3.0192 | 4.3512 | 4.6832 | 4.4187
7555 | 0.00013209 | 0.00011053 | 0 | 2.983 | 3.1317 | 3.0192 | 4.337 | 4.6804 | 4.4187
7556 | 0.00015126 | 0.00010965 | 0 | 2.983 | 3.1317 | 3.0192 | 4.337 | 4.6804 | 4.4187
7557 | 0.00016761 | 0.00010997 | 0 | 2.9788 | 3.1317 | 3.0192 | 4.3275 | 4.6804 | 4.4187
7558 | 0.00017639 | 0.00010955 | 0 | 2.9736 | 3.1317 | 3.0192 | 4.3158 | 4.6804 | 4.4187
7559 | 0.00017921 | 0.00011085 | 0 | 2.9642 | 3.1317 | 3.0192 | 4.2949 | 4.6804 | 4.4187
7560 | 0.00018719 | 0.00011132 | 0 | 2.9663 | 3.1317 | 3.0192 | 4.2995 | 4.6804 | 4.4187
7561 | 0.00019284 | 0.0001114 | 0 | 2.9694 | 3.1306 | 3.0192 | 4.3065 | 4.6777 | 4.4187
7562 | 0.00019838 | 0.00011037 | 0 | 2.9736 | 3.1306 | 3.0192 | 4.3158 | 4.6777 | 4.4187
7563 | 0.00020243 | 0.00011125 | 0 | 2.9663 | 3.1306 | 3.0192 | 4.2995 | 4.6777 | 4.4187
7564 | 0.00020827 | 0.00010431 | 0 | 2.9611 | 3.1306 | 3.0192 | 4.288 | 4.6777 | 4.4187
7565 | 0.00022645 | 0.00011131 | 0 | 2.9591 | 3.1294 | 3.0192 | 4.2834 | 4.6749 | 4.4187
7566 | 0.00022372 | 0.00011099 | 0 | 2.9539 | 3.1283 | 3.0192 | 4.2719 | 4.6722 | 4.4187
7567 | 0.00020087 | 0.00010993 | 0.00022159 | 2.958 | 3.1283 | 3.0192 | 4.2811 | 4.6722 | 4.4187
7568 | 0.00015683 | 0.00011004 | 0.0016065 | 2.9622 | 3.1283 | 3.0192 | 4.2903 | 4.6722 | 4.4187
7569 | 0.00013813 | 0.00011069 | 0.0036008 | 2.9694 | 3.1283 | 3.0192 | 4.3065 | 4.6722 | 4.4187
7570 | 0.0001261 | 0.00011021 | 0.0053182 | 2.9809 | 3.1271 | 3.0192 | 4.3322 | 4.6694 | 4.4187
7571 | 0.00012198 | 0.00011076 | 0.0063153 | 2.9904 | 3.1271 | 3.0192 | 4.3535 | 4.6694 | 4.4187
7572 | 0.0001228 | 0.00011054 | 0.0060383 | 3.0031 | 3.1271 | 3.0192 | 4.3823 | 4.6694 | 4.4187
7573 | 0.0001298 | 0.00011106 | 0.0042102 | 3.0042 | 3.1271 | 3.0192 | 4.3847 | 4.6694 | 4.4187
7574 | 0.00012941 | 0.00011118 | 0.0037116 | 3.0138 | 3.1271 | 3.0192 | 4.4065 | 4.6694 | 4.4187
7575 | 0.00012015 | 0.00011097 | 0.0019389 | 3.0159 | 3.1271 | 3.0192 | 4.4114 | 4.6694 | 4.4187
7576 | 0.00011494 | 0.00011074 | 0.00033238 | 3.0084 | 3.126 | 3.0192 | 4.3943 | 4.6667 | 4.4187
7577 | 0.0001207 | 0.00011018 | 0 | 2.9967 | 3.126 | 3.0192 | 4.3678 | 4.6667 | 4.4187
7578 | 0.00014794 | 0.00010998 | 0 | 2.9799 | 3.126 | 3.0192 | 4.3299 | 4.6667 | 4.4187
7579 | 0.00019919 | 0.00010669 | 0 | 2.9674 | 3.126 | 3.0192 | 4.3018 | 4.6667 | 4.4187
7580 | 0.00022343 | 0.00011137 | 0 | 2.9601 | 3.126 | 3.0192 | 4.2857 | 4.6667 | 4.4187
7581 | 0.00023726 | 0.0001083 | 0 | 2.9674 | 3.126 | 3.0192 | 4.3018 | 4.6667 | 4.4187
7582 | 0.00023981 | 0.00011113 | 0 | 2.9601 | 3.126 | 3.0192 | 4.2857 | 4.6667 | 4.4187
7583 | 0.00024304 | 0.00011157 | 0 | 2.9539 | 3.126 | 3.0192 | 4.2719 | 4.6667 | 4.4187
7584 | 0.00024915 | 0.00011154 | 0 | 2.9457 | 3.126 | 3.0192 | 4.2536 | 4.6667 | 4.4187
7585 | 0.0002524 | 0.00011173 | 0 | 2.9375 | 3.126 | 3.0192 | 4.2356 | 4.6667 | 4.4187
7586 | 0.00025614 | 0.00011013 | 0 | 2.9498 | 3.1248 | 3.0192 | 4.2627 | 4.664 | 4.4187
7587 | 0.00025882 | 0.00011162 | 0 | 2.9314 | 3.1248 | 3.0192 | 4.2221 | 4.664 | 4.4187
7588 | 0.00026377 | 0.00011167 | 0 | 2.9163 | 3.1248 | 3.0192 | 4.1888 | 4.664 | 4.4187
7589 | 0.00028958 | 0.00011125 | 0 | 2.9083 | 3.1248 | 3.0192 | 4.1713 | 4.664 | 4.4187
7590 | 0.00027656 | 0.00011111 | 0 | 2.9013 | 3.1248 | 3.0192 | 4.1561 | 4.664 | 4.4187
7591 | 0.0002487 | 0.00011063 | 0.00033238 | 2.8875 | 3.1248 | 3.0192 | 4.126 | 4.664 | 4.4187
7592 | 0.00017537 | 0.00011077 | 0.0036008 | 2.9103 | 3.1237 | 3.0192 | 4.1757 | 4.6612 | 4.4187
7593 | 0.00015716 | 0.00011123 | 0.0080326 | 2.9457 | 3.1237 | 3.0192 | 4.2536 | 4.6612 | 4.4187
7594 | 0.00014407 | 0.00011115 | 0.011633 | 2.9883 | 3.1237 | 3.0192 | 4.3488 | 4.6612 | 4.4187
7595 | 0.00013177 | 0.00011123 | 0.013351 | 3.0224 | 3.1237 | 3.0192 | 4.426 | 4.6612 | 4.4187
7596 | 0.00012885 | 0.00011024 | 0.014459 | 3.0485 | 3.1237 | 3.0192 | 4.4858 | 4.6612 | 4.4187
7597 | 0.00013584 | 0.00011131 | 0.0081988 | 3.0463 | 3.1237 | 3.0192 | 4.4808 | 4.6612 | 4.4187
7598 | 0.00013377 | 0.00011124 | 0.0055951 | 3.043 | 3.1237 | 3.0192 | 4.4732 | 4.6612 | 4.4187
7599 | 0.00010243 | 0.00011057 | 0.0028807 | 3.0321 | 3.1237 | 3.0192 | 4.4483 | 4.6612 | 4.4187
7600 | 0.00010484 | 0.00011067 | 0.00033238 | 2.9893 | 3.1237 | 3.0192 | 4.3512 | 4.6612 | 4.4187
7601 | 0.00012516 | 0.00011046 | 0 | 2.9591 | 3.1237 | 3.0192 | 4.2834 | 4.6612 | 4.4187
7602 | 0.00013415 | 0.0001112 | 0 | 2.9529 | 3.1213 | 3.0192 | 4.2696 | 4.6558 | 4.4187
7603 | 0.00017959 | 0.00010771 | 0 | 2.9103 | 3.1213 | 3.0192 | 4.1757 | 4.6558 | 4.4187
7604 | 0.00021911 | 0.00010676 | 0 | 2.8914 | 3.1213 | 3.0192 | 4.1345 | 4.6558 | 4.4187
7605 | 0.00022231 | 0.00011133 | 0 | 2.8826 | 3.1213 | 3.0192 | 4.1153 | 4.6558 | 4.4187
7606 | 0.00023487 | 0.00011178 | 0 | 2.8689 | 3.1213 | 3.0192 | 4.0858 | 4.6558 | 4.4187
7607 | 0.00023663 | 0.0001118 | 0 | 2.866 | 3.1202 | 3.0192 | 4.0795 | 4.653 | 4.4187
7608 | 0.00024534 | 0.00011058 | 0 | 2.8544 | 3.1202 | 3.0192 | 4.0546 | 4.653 | 4.4187
7609 | 0.00024742 | 0.00011033 | 0 | 2.8372 | 3.1202 | 3.0192 | 4.0178 | 4.653 | 4.4187
7610 | 0.00025175 | 0.00011116 | 0 | 2.824 | 3.1202 | 3.0192 | 3.9897 | 4.653 | 4.4187
7611 | 0.00025474 | 0.00011189 | 0 | 2.8193 | 3.1202 | 3.0192 | 3.9797 | 4.653 | 4.4187
7612 | 0.00026016 | 0.00011091 | 0 | 2.8193 | 3.119 | 3.0192 | 3.9797 | 4.6503 | 4.4187
7613 | 0.00027069 | 0.00011174 | 0 | 2.8099 | 3.119 | 3.0192 | 3.9599 | 4.6503 | 4.4187
7614 | 0.00028463 | 0.00010973 | 0 | 2.809 | 3.119 | 3.0192 | 3.958 | 4.6503 | 4.4187
7615 | 0.00023943 | 0.00011098 | 0.00038778 | 2.8053 | 3.119 | 3.0192 | 3.9501 | 4.6503 | 4.4187
7616 | 0.000183 | 0.0001105 | 0.0038778 | 2.8334 | 3.119 | 3.0192 | 4.0097 | 4.6503 | 4.4187
7617 | 0.0001554 | 0.00011137 | 0.0082542 | 2.8747 | 3.119 | 3.0192 | 4.0984 | 4.6503 | 4.4187
7618 | 0.00015021 | 0.0001114 | 0.010526 | 2.9093 | 3.119 | 3.0192 | 4.1735 | 4.6503 | 4.4187
7619 | 0.00014235 | 0.00011133 | 0.014237 | 2.9385 | 3.119 | 3.0192 | 4.2378 | 4.6503 | 4.4187
7620 | 0.00014363 | 0.00011171 | 0.013185 | 2.9684 | 3.119 | 3.0192 | 4.3042 | 4.6503 | 4.4187
7621 | 0.00014131 | 0.00011121 | 0.01047 | 2.9809 | 3.119 | 3.0192 | 4.3322 | 4.6503 | 4.4187
7622 | 0.00014294 | 0.00011158 | 0.0058167 | 2.9883 | 3.119 | 3.0192 | 4.3488 | 4.6503 | 4.4187
7623 | 0.0001273 | 0.00011123 | 0.0017727 | 2.9715 | 3.1167 | 3.0192 | 4.3112 | 4.6449 | 4.4187
7624 | 0.00011647 | 0.00011051 | 0.00011079 | 2.9663 | 3.1167 | 3.0192 | 4.2995 | 4.6449 | 4.4187
7625 | 0.00012964 | 0.0001109 | 0 | 2.9705 | 3.1167 | 3.0192 | 4.3088 | 4.6449 | 4.4187
7626 | 0.00013937 | 0.00011095 | 0 | 2.982 | 3.1167 | 3.0192 | 4.3346 | 4.6449 | 4.4187
7627 | 0.00017591 | 0.00010847 | 0 | 3.001 | 3.1156 | 3.0192 | 4.3774 | 4.6422 | 4.4187
7628 | 0.0002047 | 0.00011185 | 0 | 3.0181 | 3.1156 | 3.0192 | 4.4162 | 4.6422 | 4.4187
7629 | 0.00021456 | 0.00011177 | 0 | 3.03 | 3.1156 | 3.0192 | 4.4433 | 4.6422 | 4.4187
7630 | 0.00021713 | 0.00010879 | 0 | 3.0419 | 3.1133 | 3.0192 | 4.4707 | 4.6368 | 4.4187
7631 | 0.00021702 | 0.00011185 | 0 | 3.043 | 3.1133 | 3.0192 | 4.4732 | 4.6368 | 4.4187
7632 | 0.00022668 | 0.00011198 | 0 | 3.043 | 3.1133 | 3.0192 | 4.4732 | 4.6368 | 4.4187
7633 | 0.00023058 | 0.00010954 | 0 | 3.0332 | 3.1133 | 3.0192 | 4.4508 | 4.6368 | 4.4187
7634 | 0.0002316 | 0.0001119 | 0 | 3.0354 | 3.1133 | 3.0192 | 4.4557 | 4.6368 | 4.4187
7635 | 0.00023261 | 0.00011127 | 0 | 3.0408 | 3.1133 | 3.0192 | 4.4682 | 4.6368 | 4.4187
7636 | 0.00023506 | 0.0001117 | 0 | 3.03 | 3.1133 | 3.0192 | 4.4433 | 4.6368 | 4.4187
7637 | 0.00024784 | 0.00011053 | 0 | 3.0192 | 3.1122 | 3.0192 | 4.4187 | 4.6341 | 4.4187
7638 | 0.0002432 | 0.00011197 | 0 | 3.0181 | 3.111 | 3.0192 | 4.4162 | 4.6314 | 4.4187
7639 | 0.00020852 | 0.00011073 | 0.00016619 | 3.0127 | 3.111 | 3.0192 | 4.404 | 4.6314 | 4.4187
7640 | 0.00015098 | 0.00011095 | 0.0021051 | 3.0127 | 3.111 | 3.0192 | 4.404 | 4.6314 | 4.4187
7641 | 0.00012398 | 0.000111 | 0.0059275 | 3.0321 | 3.111 | 3.0192 | 4.4483 | 4.6314 | 4.4187
7642 | 0.0001176 | 0.00011144 | 0.0081434 | 3.054 | 3.111 | 3.0192 | 4.4985 | 4.6314 | 4.4187
7643 | 0.0001111 | 0.00011156 | 0.010747 | 3.0728 | 3.111 | 3.0192 | 4.542 | 4.6314 | 4.4187
7644 | 0.00011617 | 0.00011166 | 0.013185 | 3.0885 | 3.111 | 3.0192 | 4.5786 | 4.6314 | 4.4187
7645 | 0.00012217 | 0.00011132 | 0.010581 | 3.0987 | 3.111 | 3.0192 | 4.6024 | 4.6314 | 4.4187
7646 | 0.00011326 | 0.00011122 | 0.0070355 | 3.0941 | 3.111 | 3.0192 | 4.5918 | 4.6314 | 4.4187
7647 | 9.4681e-05 | 0.00011106 | 0.0026037 | 3.0874 | 3.1087 | 3.0192 | 4.5759 | 4.626 | 4.4187
7648 | 9.6087e-05 | 0.00011067 | 0.00022159 | 3.0507 | 3.1087 | 3.0192 | 4.4909 | 4.626 | 4.4187
7649 | 9.5417e-05 | 0.00011106 | 0 | 3.0376 | 3.1087 | 3.0192 | 4.4607 | 4.626 | 4.4187
7650 | 0.00013924 | 0.0001112 | 0 | 3.0289 | 3.1087 | 3.0192 | 4.4408 | 4.626 | 4.4187
7651 | 0.00016573 | 0.00011154 | 0 | 2.9957 | 3.1087 | 3.0192 | 4.3655 | 4.626 | 4.4187
7652 | 0.0001846 | 0.00011107 | 0 | 2.9788 | 3.1087 | 3.0192 | 4.3275 | 4.626 | 4.4187
7653 | 0.0001986 | 0.0001109 | 0 | 2.9622 | 3.1087 | 3.0192 | 4.2903 | 4.626 | 4.4187
7654 | 0.00020578 | 0.00011216 | 0 | 2.9529 | 3.1087 | 3.0192 | 4.2696 | 4.626 | 4.4187
7655 | 0.00021095 | 0.00010814 | 0 | 2.9294 | 3.1087 | 3.0192 | 4.2176 | 4.626 | 4.4187
7656 | 0.00021535 | 0.00011172 | 0 | 2.9436 | 3.1087 | 3.0192 | 4.2491 | 4.626 | 4.4187
7657 | 0.00021844 | 0.000111 | 0 | 2.9488 | 3.1087 | 3.0192 | 4.2605 | 4.626 | 4.4187
7658 | 0.00022385 | 0.00011199 | 0 | 2.9498 | 3.1087 | 3.0192 | 4.2627 | 4.626 | 4.4187
7659 | 0.00022664 | 0.00011226 | 0 | 2.9396 | 3.1076 | 3.0192 | 4.2401 | 4.6233 | 4.4187
7660 | 0.0002298 | 0.00011229 | 0 | 2.9355 | 3.1076 | 3.0192 | 4.2311 | 4.6233 | 4.4187
7661 | 0.00025552 | 0.00011214 | 0 | 2.9365 | 3.1076 | 3.0192 | 4.2333 | 4.6233 | 4.4187
7662 | 0.00024733 | 0.00011198 | 0 | 2.9498 | 3.1076 | 3.0192 | 4.2627 | 4.6233 | 4.4187
7663 | 0.00023102 | 0.00011159 | 0.00016619 | 2.9591 | 3.1087 | 3.0192 | 4.2834 | 4.626 | 4.4187
7664 | 0.00018228 | 0.00011165 | 0.0024375 | 2.9736 | 3.1087 | 3.0192 | 4.3158 | 4.626 | 4.4187
7665 | 0.00015188 | 0.00011185 | 0.0080326 | 3.001 | 3.1087 | 3.0192 | 4.3774 | 4.626 | 4.4187
7666 | 0.00014538 | 0.0001123 | 0.013683 | 3.0289 | 3.1087 | 3.0192 | 4.4408 | 4.626 | 4.4187
7667 | 0.00013813 | 0.00011197 | 0.01396 | 3.0695 | 3.1087 | 3.0192 | 4.5343 | 4.626 | 4.4187
7668 | 0.00014108 | 0.00011159 | 0.012298 | 3.0953 | 3.1087 | 3.0192 | 4.5944 | 4.626 | 4.4187
7669 | 0.00014305 | 0.00011118 | 0.010692 | 3.1032 | 3.1087 | 3.0192 | 4.613 | 4.626 | 4.4187
7670 | 0.00012984 | 0.00011178 | 0.0098607 | 3.1021 | 3.1076 | 3.0192 | 4.6103 | 4.6233 | 4.4187
7671 | 0.00012865 | 0.00011106 | 0.0031577 | 3.0751 | 3.1076 | 3.0192 | 4.5472 | 4.6233 | 4.4187
7672 | 0.00010996 | 0.00011104 | 0.00011079 | 3.0518 | 3.1076 | 3.0192 | 4.4934 | 4.6233 | 4.4187
7673 | 0.00011721 | 0.00011151 | 0 | 3.0365 | 3.1076 | 3.0192 | 4.4582 | 4.6233 | 4.4187
7674 | 0.00014037 | 0.00011162 | 0 | 3.0343 | 3.1064 | 3.0192 | 4.4532 | 4.6206 | 4.4187
7675 | 0.00019155 | 0.00011155 | 0 | 3.0441 | 3.1064 | 3.0192 | 4.4757 | 4.6206 | 4.4187
7676 | 0.00020583 | 0.00010599 | 0 | 3.0562 | 3.1053 | 3.0192 | 4.5036 | 4.618 | 4.4187
7677 | 0.00021744 | 0.00011232 | 0 | 3.0584 | 3.1053 | 3.0192 | 4.5087 | 4.618 | 4.4187
7678 | 0.00022691 | 0.00011227 | 0 | 3.0224 | 3.1053 | 3.0192 | 4.426 | 4.618 | 4.4187
7679 | 0.00022801 | 0.00011181 | 0 | 2.9936 | 3.1042 | 3.0192 | 4.3607 | 4.6153 | 4.4187
7680 | 0.00023531 | 0.00011227 | 0 | 2.9767 | 3.1042 | 3.0192 | 4.3228 | 4.6153 | 4.4187
7681 | 0.00023809 | 0.00011223 | 0 | 2.9705 | 3.1042 | 3.0192 | 4.3088 | 4.6153 | 4.4187
7682 | 0.00024099 | 0.00011242 | 0 | 2.9622 | 3.1042 | 3.0192 | 4.2903 | 4.6153 | 4.4187
7683 | 0.00024566 | 0.00011248 | 0 | 2.958 | 3.1053 | 3.0192 | 4.2811 | 4.618 | 4.4187
7684 | 0.00025381 | 0.00010876 | 0 | 2.9375 | 3.1053 | 3.0192 | 4.2356 | 4.618 | 4.4187
7685 | 0.000282 | 0.0001126 | 0 | 2.9233 | 3.1053 | 3.0192 | 4.2043 | 4.618 | 4.4187
7686 | 0.00027694 | 0.00011224 | 0 | 2.9073 | 3.1053 | 3.0192 | 4.1691 | 4.618 | 4.4187
7687 | 0.00025346 | 0.00011182 | 0.00011079 | 2.9033 | 3.1053 | 3.0192 | 4.1604 | 4.618 | 4.4187
7688 | 0.00021866 | 0.00011136 | 0.0013295 | 2.9133 | 3.1053 | 3.0192 | 4.1822 | 4.618 | 4.4187
7689 | 0.00018702 | 0.00011188 | 0.0032684 | 2.9203 | 3.1053 | 3.0192 | 4.1977 | 4.618 | 4.4187
7690 | 0.00017733 | 0.00011075 | 0.0055397 | 2.9203 | 3.1053 | 3.0192 | 4.1977 | 4.618 | 4.4187
7691 | 0.00016057 | 0.00011214 | 0.0072571 | 2.9294 | 3.1042 | 3.0192 | 4.2176 | 4.6153 | 4.4187
7692 | 0.00014952 | 0.00011175 | 0.0067031 | 2.9385 | 3.103 | 3.0192 | 4.2378 | 4.6126 | 4.4187
7693 | 0.00015031 | 0.00011163 | 0.0054289 | 2.9324 | 3.103 | 3.0192 | 4.2243 | 4.6126 | 4.4187
7694 | 0.00015065 | 0.0001116 | 0.0032684 | 2.9243 | 3.103 | 3.0192 | 4.2065 | 4.6126 | 4.4187
7695 | 0.00012482 | 0.00011091 | 0.0012187 | 2.9183 | 3.103 | 3.0192 | 4.1932 | 4.6126 | 4.4187
7696 | 0.00012519 | 0.00011086 | 5.5397e-05 | 2.9203 | 3.103 | 3.0192 | 4.1977 | 4.6126 | 4.4187
7697 | 0.00012938 | 0.00011114 | 0 | 2.9183 | 3.103 | 3.0192 | 4.1932 | 4.6126 | 4.4187
7698 | 0.00014437 | 0.00011074 | 0 | 2.9103 | 3.103 | 3.0192 | 4.1757 | 4.6126 | 4.4187
7699 | 0.00018722 | 0.0001102 | 0 | 2.9013 | 3.103 | 3.0192 | 4.1561 | 4.6126 | 4.4187
7700 | 0.00023246 | 0.0001125 | 0 | 2.8954 | 3.103 | 3.0192 | 4.1431 | 4.6126 | 4.4187
7701 | 0.00024747 | 0.00011191 | 0 | 2.8806 | 3.103 | 3.0192 | 4.1111 | 4.6126 | 4.4187
7702 | 0.00025319 | 0.00011181 | 0 | 2.8718 | 3.103 | 3.0192 | 4.0921 | 4.6126 | 4.4187
7703 | 0.00025437 | 0.00011005 | 0 | 2.8708 | 3.1019 | 3.0192 | 4.09 | 4.6099 | 4.4187
7704 | 0.00025115 | 0.00011249 | 0 | 2.8689 | 3.1019 | 3.0192 | 4.0858 | 4.6099 | 4.4187
7705 | 0.00025063 | 0.00011223 | 0 | 2.8679 | 3.1019 | 3.0192 | 4.0837 | 4.6099 | 4.4187
7706 | 0.00025494 | 0.00011244 | 0 | 2.8602 | 3.1019 | 3.0192 | 4.067 | 4.6099 | 4.4187
7707 | 0.00025964 | 0.00011265 | 0 | 2.8506 | 3.1019 | 3.0192 | 4.0464 | 4.6099 | 4.4187
7708 | 0.00026302 | 0.0001115 | 0 | 2.8486 | 3.1019 | 3.0192 | 4.0423 | 4.6099 | 4.4187
7709 | 0.0002627 | 0.00011261 | 0 | 2.8429 | 3.1008 | 3.0192 | 4.03 | 4.6073 | 4.4187
7710 | 0.00026856 | 0.00011253 | 0 | 2.8467 | 3.1008 | 3.0192 | 4.0382 | 4.6073 | 4.4187
7711 | 0.00025979 | 0.00011108 | 0.00011079 | 2.8372 | 3.1008 | 3.0192 | 4.0178 | 4.6073 | 4.4187
7712 | 0.00017769 | 0.0001111 | 0.0019389 | 2.8448 | 3.0996 | 3.0192 | 4.0341 | 4.6046 | 4.4187
7713 | 0.00015435 | 0.00011181 | 0.0038778 | 2.8602 | 3.0996 | 3.0192 | 4.067 | 4.6046 | 4.4187
7714 | 0.00014791 | 0.00011185 | 0.0065923 | 2.8835 | 3.0985 | 3.0192 | 4.1174 | 4.6019 | 4.4187
7715 | 0.00014722 | 0.00011194 | 0.0064815 | 2.8924 | 3.0985 | 3.0192 | 4.1367 | 4.6019 | 4.4187
7716 | 0.00015186 | 0.00011204 | 0.0073125 | 2.9113 | 3.0985 | 3.0192 | 4.1779 | 4.6019 | 4.4187
7717 | 0.00015763 | 0.00011221 | 0.0073125 | 2.9203 | 3.0985 | 3.0192 | 4.1977 | 4.6019 | 4.4187
7718 | 0.00015218 | 0.00011126 | 0.0028253 | 2.9133 | 3.0985 | 3.0192 | 4.1822 | 4.6019 | 4.4187
7719 | 0.00014703 | 0.00011128 | 0.0017727 | 2.9083 | 3.0985 | 3.0192 | 4.1713 | 4.6019 | 4.4187
7720 | 0.00014446 | 0.0001116 | 5.5397e-05 | 2.8973 | 3.0985 | 3.0192 | 4.1474 | 4.6019 | 4.4187
7721 | 0.00016023 | 0.00011169 | 0 | 2.8826 | 3.0985 | 3.0192 | 4.1153 | 4.6019 | 4.4187
7722 | 0.00016853 | 0.00011226 | 0 | 2.8826 | 3.0973 | 3.0192 | 4.1153 | 4.5993 | 4.4187
7723 | 0.0002125 | 0.00011008 | 0 | 2.867 | 3.0973 | 3.0192 | 4.0816 | 4.5993 | 4.4187
7724 | 0.00024343 | 0.0001122 | 0 | 2.8515 | 3.0973 | 3.0192 | 4.0484 | 4.5993 | 4.4187
7725 | 0.00025826 | 0.00011228 | 0 | 2.8515 | 3.0951 | 3.0192 | 4.0484 | 4.594 | 4.4187
7726 | 0.00027453 | 0.00011277 | 0 | 2.8391 | 3.0951 | 3.0192 | 4.0219 | 4.594 | 4.4187
7727 | 0.00028618 | 0.0001122 | 0 | 2.8477 | 3.0951 | 3.0192 | 4.0402 | 4.594 | 4.4187
7728 | 0.0002981 | 0.0001129 | 0 | 2.8343 | 3.0951 | 3.0192 | 4.0118 | 4.594 | 4.4187
7729 | 0.00030158 | 0.00011294 | 0 | 2.8277 | 3.0951 | 3.0192 | 3.9977 | 4.594 | 4.4187
7730 | 0.00030667 | 0.00011207 | 0 | 2.8193 | 3.0951 | 3.0192 | 3.9797 | 4.594 | 4.4187
7731 | 0.00031173 | 0.00011281 | 0 | 2.823 | 3.094 | 3.0192 | 3.9877 | 4.5913 | 4.4187
7732 | 0.00031995 | 0.00011248 | 0 | 2.8249 | 3.0928 | 3.0192 | 3.9917 | 4.5887 | 4.4187
7733 | 0.00033413 | 0.00011275 | 0 | 2.824 | 3.0917 | 3.0192 | 3.9897 | 4.586 | 4.4187
7734 | 0.00033503 | 0.00011135 | 0 | 2.8183 | 3.0917 | 3.0192 | 3.9777 | 4.586 | 4.4187
7735 | 0.00031248 | 0.00011237 | 0.00016619 | 2.8136 | 3.0917 | 3.0192 | 3.9678 | 4.586 | 4.4187
7736 | 0.00025671 | 0.00011243 | 0.0026591 | 2.8296 | 3.0917 | 3.0192 | 4.0017 | 4.586 | 4.4187
7737 | 0.00022482 | 0.00011204 | 0.0070355 | 2.8525 | 3.0917 | 3.0192 | 4.0505 | 4.586 | 4.4187
7738 | 0.00019395 | 0.00011245 | 0.0095284 | 2.8816 | 3.0917 | 3.0192 | 4.1132 | 4.586 | 4.4187
7739 | 0.00018195 | 0.00011268 | 0.013185 | 2.9023 | 3.0917 | 3.0192 | 4.1582 | 4.586 | 4.4187
7740 | 0.00018156 | 0.00011282 | 0.011744 | 2.9093 | 3.0906 | 3.0192 | 4.1735 | 4.5834 | 4.4187
7741 | 0.00018695 | 0.00011271 | 0.0068693 | 2.9123 | 3.0883 | 3.0192 | 4.18 | 4.5781 | 4.4187
7742 | 0.00018515 | 0.00011269 | 0.0045426 | 2.8914 | 3.0894 | 3.0192 | 4.1345 | 4.5807 | 4.4187
7743 | 0.00015739 | 0.00011196 | 0.0027699 | 2.8855 | 3.0883 | 3.0192 | 4.1217 | 4.5781 | 4.4187
7744 | 0.00015847 | 0.00011219 | 0.00011079 | 2.8699 | 3.0883 | 3.0192 | 4.0879 | 4.5781 | 4.4187
7745 | 0.00015787 | 0.00011253 | 0 | 2.8486 | 3.0883 | 3.0192 | 4.0423 | 4.5781 | 4.4187
7746 | 0.00018194 | 0.00011268 | 0 | 2.841 | 3.0872 | 3.0192 | 4.0259 | 4.5755 | 4.4187
7747 | 0.00024226 | 0.00011277 | 0 | 2.8467 | 3.0872 | 3.0192 | 4.0382 | 4.5755 | 4.4187
7748 | 0.00026936 | 0.00011268 | 0 | 2.8467 | 3.0872 | 3.0192 | 4.0382 | 4.5755 | 4.4187
7749 | 0.00028646 | 0.00011289 | 0 | 2.8525 | 3.0872 | 3.0192 | 4.0505 | 4.5755 | 4.4187
7750 | 0.00029936 | 0.00011216 | 0 | 2.8602 | 3.0849 | 3.0192 | 4.067 | 4.5702 | 4.4187
7751 | 0.00030599 | 0.00011292 | 0 | 2.8525 | 3.0838 | 3.0192 | 4.0505 | 4.5676 | 4.4187
7752 | 0.00031717 | 0.00011243 | 0 | 2.8563 | 3.0838 | 3.0192 | 4.0587 | 4.5676 | 4.4187
7753 | 0.00032112 | 0.00011091 | 0 | 2.842 | 3.0838 | 3.0192 | 4.028 | 4.5676 | 4.4187
7754 | 0.00032367 | 0.0001115 | 0 | 2.841 | 3.0838 | 3.0192 | 4.0259 | 4.5676 | 4.4187
7755 | 0.00032396 | 0.00011173 | 0 | 2.841 | 3.0827 | 3.0192 | 4.0259 | 4.565 | 4.4187
7756 | 0.00032828 | 0.00011213 | 0 | 2.8183 | 3.0827 | 3.0192 | 3.9777 | 4.565 | 4.4187
7757 | 0.0003435 | 0.00011232 | 0 | 2.8183 | 3.0816 | 3.0192 | 3.9777 | 4.5624 | 4.4187
7758 | 0.00034293 | 0.00011134 | 0 | 2.8525 | 3.0816 | 3.0192 | 4.0505 | 4.5624 | 4.4187
7759 | 0.0003053 | 0.00011248 | 5.5397e-05 | 2.8689 | 3.0816 | 3.0192 | 4.0858 | 4.5624 | 4.4187
7760 | 0.0002379 | 0.0001127 | 0.0027699 | 2.8865 | 3.0804 | 3.0192 | 4.1238 | 4.5597 | 4.4187
7761 | 0.0002077 | 0.00011262 | 0.0060937 | 2.9073 | 3.0804 | 3.0192 | 4.1691 | 4.5597 | 4.4187
7762 | 0.00018968 | 0.00011292 | 0.0081434 | 2.9345 | 3.0793 | 3.0192 | 4.2288 | 4.5571 | 4.4187
7763 | 0.00019326 | 0.00011236 | 0.010138 | 2.9416 | 3.0782 | 3.0192 | 4.2446 | 4.5545 | 4.4187
7764 | 0.00019303 | 0.00011122 | 0.011578 | 2.9642 | 3.0771 | 3.0192 | 4.2949 | 4.5519 | 4.4187
7765 | 0.00019729 | 0.00011303 | 0.010581 | 2.9622 | 3.0771 | 3.0192 | 4.2903 | 4.5519 | 4.4187
7766 | 0.00017503 | 0.00011261 | 0.0058167 | 2.956 | 3.0771 | 3.0192 | 4.2765 | 4.5519 | 4.4187
7767 | 0.00014445 | 0.00011248 | 0.0022713 | 2.9345 | 3.0771 | 3.0192 | 4.2288 | 4.5519 | 4.4187
7768 | 0.00014756 | 0.0001118 | 5.5397e-05 | 2.9073 | 3.0748 | 3.0192 | 4.1691 | 4.5467 | 4.4187
7769 | 0.00014618 | 0.00011264 | 0 | 2.9033 | 3.0748 | 3.0192 | 4.1604 | 4.5467 | 4.4187
7770 | 0.00017485 | 0.0001125 | 0 | 2.8904 | 3.0748 | 3.0192 | 4.1324 | 4.5467 | 4.4187
7771 | 0.00021975 | 0.00011299 | 0 | 2.8806 | 3.0748 | 3.0192 | 4.1111 | 4.5467 | 4.4187
7772 | 0.00024982 | 0.00011346 | 0 | 2.8738 | 3.0748 | 3.0192 | 4.0963 | 4.5467 | 4.4187
7773 | 0.00026507 | 0.00011284 | 0 | 2.8621 | 3.0737 | 3.0192 | 4.0712 | 4.5441 | 4.4187
7774 | 0.00026967 | 0.00010875 | 0 | 2.864 | 3.0737 | 3.0192 | 4.0753 | 4.5441 | 4.4187
7775 | 0.00027437 | 0.00011237 | 0 | 2.8544 | 3.0737 | 3.0192 | 4.0546 | 4.5441 | 4.4187
7776 | 0.00028347 | 0.00011153 | 0 | 2.8496 | 3.0737 | 3.0192 | 4.0443 | 4.5441 | 4.4187
7777 | 0.00028696 | 0.00011085 | 0 | 2.8429 | 3.0726 | 3.0192 | 4.03 | 4.5415 | 4.4187
7778 | 0.00029115 | 0.00011143 | 0 | 2.8325 | 3.0715 | 3.0192 | 4.0077 | 4.5389 | 4.4187
7779 | 0.00029657 | 0.00011142 | 0 | 2.8362 | 3.0715 | 3.0192 | 4.0158 | 4.5389 | 4.4187
7780 | 0.000303 | 0.00011138 | 0 | 2.8353 | 3.0715 | 3.0192 | 4.0138 | 4.5389 | 4.4187
7781 | 0.0003191 | 0.00010991 | 0 | 2.8221 | 3.0704 | 3.0192 | 3.9857 | 4.5364 | 4.4187
7782 | 0.00033175 | 0.0001109 | 0 | 2.8164 | 3.0704 | 3.0192 | 3.9738 | 4.5364 | 4.4187
7783 | 0.00028126 | 0.00011241 | 0.00011079 | 2.823 | 3.0715 | 3.0192 | 3.9877 | 4.5389 | 4.4187
7784 | 0.00023908 | 0.00011232 | 0.0020497 | 2.8334 | 3.0704 | 3.0192 | 4.0097 | 4.5364 | 4.4187
7785 | 0.00022773 | 0.00011316 | 0.0059275 | 2.8515 | 3.0693 | 3.0192 | 4.0484 | 4.5338 | 4.4187
7786 | 0.00021536 | 0.00011319 | 0.010858 | 2.8796 | 3.0693 | 3.0192 | 4.1089 | 4.5338 | 4.4187
7787 | 0.00020236 | 0.00011314 | 0.01119 | 2.8914 | 3.0681 | 3.0192 | 4.1345 | 4.5312 | 4.4187
7788 | 0.00018239 | 0.00011288 | 0.0079218 | 2.8964 | 3.0681 | 3.0192 | 4.1453 | 4.5312 | 4.4187
7789 | 0.00017616 | 0.000113 | 0.0064261 | 2.9013 | 3.0681 | 3.0192 | 4.1561 | 4.5312 | 4.4187
7790 | 0.00016257 | 0.00011211 | 0.004875 | 2.8904 | 3.0659 | 3.0192 | 4.1324 | 4.526 | 4.4187
7791 | 0.00014825 | 0.00011245 | 0.0021051 | 2.8689 | 3.0659 | 3.0192 | 4.0858 | 4.526 | 4.4187
7792 | 0.00014499 | 0.00011191 | 0.00011079 | 2.8287 | 3.067 | 3.0192 | 3.9997 | 4.5286 | 4.4187
7793 | 0.00015774 | 0.00011184 | 0 | 2.8258 | 3.067 | 3.0192 | 3.9937 | 4.5286 | 4.4187
7794 | 0.00018084 | 0.000112 | 0 | 2.8127 | 3.067 | 3.0192 | 3.9659 | 4.5286 | 4.4187
7795 | 0.00022249 | 0.00011256 | 0 | 2.809 | 3.0637 | 3.0192 | 3.958 | 4.5209 | 4.4187
7796 | 0.0002472 | 0.00011367 | 0 | 2.8053 | 3.0648 | 3.0192 | 3.9501 | 4.5235 | 4.4187
7797 | 0.00026834 | 0.00011324 | 0 | 2.7905 | 3.0648 | 3.0192 | 3.9191 | 4.5235 | 4.4187
7798 | 0.00027603 | 0.00011234 | 0 | 2.7614 | 3.0648 | 3.0192 | 3.8584 | 4.5235 | 4.4187
7799 | 0.00028386 | 0.00010927 | 0 | 2.756 | 3.0648 | 3.0192 | 3.8472 | 4.5235 | 4.4187
7800 | 0.00029849 | 0.00011168 | 0 | 2.7417 | 3.0648 | 3.0192 | 3.8177 | 4.5235 | 4.4187
7801 | 0.00030704 | 0.00010935 | 0 | 2.732 | 3.0626 | 3.0192 | 3.7977 | 4.5183 | 4.4187
7802 | 0.00031371 | 0.00010957 | 0 | 2.7258 | 3.0615 | 3.0192 | 3.7851 | 4.5158 | 4.4187
7803 | 0.00031972 | 0.00010887 | 0 | 2.7267 | 3.0626 | 3.0192 | 3.7869 | 4.5183 | 4.4187
7804 | 0.00032724 | 0.00010846 | 0 | 2.732 | 3.0626 | 3.0192 | 3.7977 | 4.5183 | 4.4187
7805 | 0.00032869 | 0.00010756 | 0 | 2.7338 | 3.0626 | 3.0192 | 3.8013 | 4.5183 | 4.4187
7806 | 0.0003441 | 0.00010768 | 0 | 2.7346 | 3.0626 | 3.0192 | 3.8031 | 4.5183 | 4.4187
7807 | 0.00030742 | 0.00011285 | 0.00011079 | 2.7506 | 3.0615 | 3.0192 | 3.8361 | 4.5158 | 4.4187
7808 | 0.00025777 | 0.00011319 | 0.0021051 | 2.7578 | 3.0604 | 3.0192 | 3.8509 | 4.5132 | 4.4187
7809 | 0.00022751 | 0.00011348 | 0.0084204 | 2.7713 | 3.0593 | 3.0192 | 3.879 | 4.5106 | 4.4187
7810 | 0.00021667 | 0.00011315 | 0.013129 | 2.7942 | 3.0593 | 3.0192 | 3.9268 | 4.5106 | 4.4187
7811 | 0.00020739 | 0.00011111 | 0.012852 | 2.7969 | 3.0593 | 3.0192 | 3.9326 | 4.5106 | 4.4187
7812 | 0.00020573 | 0.00011265 | 0.016453 | 2.8343 | 3.0593 | 3.0192 | 4.0118 | 4.5106 | 4.4187
7813 | 0.00019932 | 0.00011339 | 0.010747 | 2.8343 | 3.0593 | 3.0192 | 4.0118 | 4.5106 | 4.4187
7814 | 0.00019873 | 0.00011348 | 0.0058167 | 2.8211 | 3.0593 | 3.0192 | 3.9837 | 4.5106 | 4.4187
7815 | 0.00018321 | 0.00011268 | 0.0019943 | 2.7978 | 3.0582 | 3.0192 | 3.9345 | 4.5081 | 4.4187
7816 | 0.00017365 | 0.000113 | 5.5397e-05 | 2.7722 | 3.0571 | 3.0192 | 3.8809 | 4.5055 | 4.4187
7817 | 0.00018341 | 0.0001134 | 0 | 2.7524 | 3.0571 | 3.0192 | 3.8398 | 4.5055 | 4.4187
7818 | 0.00018723 | 0.00011316 | 0 | 2.7533 | 3.0559 | 3.0192 | 3.8416 | 4.503 | 4.4187
7819 | 0.0002155 | 0.00011396 | 0 | 2.7426 | 3.0559 | 3.0192 | 3.8195 | 4.503 | 4.4187
7820 | 0.00024422 | 0.00011188 | 0 | 2.7364 | 3.0559 | 3.0192 | 3.8068 | 4.503 | 4.4187
7821 | 0.0002613 | 0.00011077 | 0 | 2.7355 | 3.0548 | 3.0192 | 3.805 | 4.5004 | 4.4187
7822 | 0.00025951 | 0.00011122 | 0 | 2.7241 | 3.0537 | 3.0192 | 3.7815 | 4.4979 | 4.4187
7823 | 0.00026122 | 0.00011011 | 0 | 2.7188 | 3.0526 | 3.0192 | 3.7708 | 4.4954 | 4.4187
7824 | 0.00026762 | 0.00011154 | 0 | 2.7024 | 3.0526 | 3.0192 | 3.7372 | 4.4954 | 4.4187
7825 | 0.00026934 | 0.00011134 | 0 | 2.7006 | 3.0537 | 3.0192 | 3.7337 | 4.4979 | 4.4187
7826 | 0.00027004 | 0.00011056 | 0 | 2.6869 | 3.0537 | 3.0192 | 3.7059 | 4.4979 | 4.4187
7827 | 0.00027076 | 0.00010845 | 0 | 2.6641 | 3.0537 | 3.0192 | 3.66 | 4.4979 | 4.4187
7828 | 0.00027285 | 0.00011119 | 0 | 2.6458 | 3.0526 | 3.0192 | 3.6234 | 4.4954 | 4.4187
7829 | 0.00027881 | 0.00010992 | 0 | 2.6434 | 3.0515 | 3.0192 | 3.6184 | 4.4928 | 4.4187
7830 | 0.00029629 | 0.0001111 | 0 | 2.6599 | 3.0504 | 3.0192 | 3.6516 | 4.4903 | 4.4187
7831 | 0.0002673 | 0.00011297 | 0.00022159 | 2.6558 | 3.0482 | 3.0192 | 3.6432 | 4.4852 | 4.4187
7832 | 0.00021958 | 0.00011269 | 0.0026037 | 2.6835 | 3.0482 | 3.0192 | 3.699 | 4.4852 | 4.4187
7833 | 0.00018724 | 0.00011298 | 0.0057059 | 2.7093 | 3.0482 | 3.0192 | 3.7512 | 4.4852 | 4.4187
7834 | 0.00018798 | 0.00011355 | 0.0099715 | 2.7453 | 3.0471 | 3.0192 | 3.825 | 4.4827 | 4.4187
7835 | 0.00017665 | 0.00011308 | 0.012852 | 2.7868 | 3.0471 | 3.0192 | 3.9114 | 4.4827 | 4.4187
7836 | 0.00017085 | 0.0001131 | 0.015788 | 2.8306 | 3.046 | 3.0192 | 4.0037 | 4.4802 | 4.4187
7837 | 0.00016641 | 0.00011354 | 0.012963 | 2.8391 | 3.046 | 3.0192 | 4.0219 | 4.4802 | 4.4187
7838 | 0.00015495 | 0.00011351 | 0.0071463 | 2.8315 | 3.046 | 3.0192 | 4.0057 | 4.4802 | 4.4187
7839 | 0.00013317 | 0.00011303 | 0.0020497 | 2.8099 | 3.046 | 3.0192 | 3.9599 | 4.4802 | 4.4187
7840 | 0.00013604 | 0.00011309 | 5.5397e-05 | 2.7831 | 3.046 | 3.0192 | 3.9037 | 4.4802 | 4.4187
7841 | 0.00015144 | 0.00011349 | 0 | 2.7524 | 3.0439 | 3.0192 | 3.8398 | 4.4751 | 4.4187
7842 | 0.00014738 | 0.00011299 | 0 | 2.7267 | 3.0439 | 3.0192 | 3.7869 | 4.4751 | 4.4187
7843 | 0.00020445 | 0.00011221 | 0 | 2.7206 | 3.0417 | 3.0192 | 3.7743 | 4.4701 | 4.4187
7844 | 0.00021299 | 0.0001058 | 0 | 2.705 | 3.0406 | 3.0192 | 3.7424 | 4.4676 | 4.4187
7845 | 0.00023354 | 0.00011315 | 0 | 2.7188 | 3.0406 | 3.0192 | 3.7708 | 4.4676 | 4.4187
7846 | 0.00022541 | 0.00011371 | 0 | 2.7215 | 3.0406 | 3.0192 | 3.7761 | 4.4676 | 4.4187
7847 | 0.00022584 | 0.00011388 | 0 | 2.7479 | 3.0384 | 3.0192 | 3.8306 | 4.4626 | 4.4187
7848 | 0.00023436 | 0.00011284 | 0 | 2.7596 | 3.0384 | 3.0192 | 3.8546 | 4.4626 | 4.4187
7849 | 0.00023999 | 0.00011277 | 0 | 2.7914 | 3.0373 | 3.0192 | 3.921 | 4.4601 | 4.4187
7850 | 0.00024442 | 0.0001139 | 0 | 2.7988 | 3.0373 | 3.0192 | 3.9365 | 4.4601 | 4.4187
7851 | 0.0002497 | 0.00011338 | 0 | 2.809 | 3.0362 | 3.0192 | 3.958 | 4.4576 | 4.4187
7852 | 0.00025114 | 0.00011376 | 0 | 2.8146 | 3.0362 | 3.0192 | 3.9698 | 4.4576 | 4.4187
7853 | 0.00027255 | 0.00010904 | 0 | 2.8211 | 3.0351 | 3.0192 | 3.9837 | 4.4551 | 4.4187
7854 | 0.00026689 | 0.00011362 | 0 | 2.8362 | 3.034 | 3.0192 | 4.0158 | 4.4526 | 4.4187
7855 | 0.00022302 | 0.00011321 | 0 | 2.8362 | 3.034 | 3.0192 | 4.0158 | 4.4526 | 4.4187
7856 | 0.00020055 | 0.00011286 | 0.0020497 | 2.8429 | 3.0329 | 3.0192 | 4.03 | 4.4501 | 4.4187
7857 | 0.00018211 | 0.0001136 | 0.007811 | 2.8728 | 3.0329 | 3.0192 | 4.0942 | 4.4501 | 4.4187
7858 | 0.00018006 | 0.00011323 | 0.013406 | 2.9163 | 3.0329 | 3.0192 | 4.1888 | 4.4501 | 4.4187
7859 | 0.00016387 | 0.00011361 | 0.016065 | 2.9467 | 3.0319 | 3.0192 | 4.2559 | 4.4476 | 4.4187
7860 | 0.00015285 | 0.00011252 | 0.013074 | 2.9611 | 3.0308 | 3.0192 | 4.288 | 4.4451 | 4.4187
7861 | 0.00015805 | 0.00011338 | 0.012631 | 2.9757 | 3.0297 | 3.0192 | 4.3205 | 4.4427 | 4.4187
7862 | 0.00014474 | 0.00011244 | 0.0062599 | 2.9747 | 3.0286 | 3.0192 | 4.3182 | 4.4402 | 4.4187
7863 | 0.00013228 | 0.00011288 | 0.0024375 | 2.9674 | 3.0286 | 3.0192 | 4.3018 | 4.4402 | 4.4187
7864 | 0.0001272 | 0.00011296 | 0 | 2.9314 | 3.0286 | 3.0192 | 4.2221 | 4.4402 | 4.4187
7865 | 0.00013857 | 0.00011333 | 0 | 2.9023 | 3.0286 | 3.0192 | 4.1582 | 4.4402 | 4.4187
7866 | 0.00014527 | 0.00011356 | 0 | 2.8835 | 3.0264 | 3.0192 | 4.1174 | 4.4352 | 4.4187
7867 | 0.00018752 | 0.00011273 | 0 | 2.8699 | 3.0264 | 3.0192 | 4.0879 | 4.4352 | 4.4187
7868 | 0.00022989 | 0.00011093 | 0 | 2.8631 | 3.0264 | 3.0192 | 4.0733 | 4.4352 | 4.4187
7869 | 0.0002366 | 0.00011234 | 0 | 2.8573 | 3.0253 | 3.0192 | 4.0608 | 4.4328 | 4.4187
7870 | 0.0002497 | 0.00011394 | 0 | 2.8353 | 3.0232 | 3.0192 | 4.0138 | 4.4278 | 4.4187
7871 | 0.0002489 | 0.00011317 | 0 | 2.8325 | 3.0221 | 3.0192 | 4.0077 | 4.4254 | 4.4187
7872 | 0.00025366 | 0.00011301 | 0 | 2.8306 | 3.0221 | 3.0192 | 4.0037 | 4.4254 | 4.4187
7873 | 0.00025622 | 0.00011315 | 0 | 2.8183 | 3.0221 | 3.0192 | 3.9777 | 4.4254 | 4.4187
7874 | 0.00026035 | 0.00011403 | 0 | 2.808 | 3.0221 | 3.0192 | 3.956 | 4.4254 | 4.4187
7875 | 0.0002622 | 0.0001141 | 0 | 2.8343 | 3.021 | 3.0192 | 4.0118 | 4.4229 | 4.4187
7876 | 0.00026658 | 0.00011396 | 0 | 2.8458 | 3.021 | 3.0192 | 4.0361 | 4.4229 | 4.4187
7877 | 0.00028156 | 0.00011383 | 0 | 2.8582 | 3.0199 | 3.0192 | 4.0629 | 4.4205 | 4.4187
7878 | 0.00030189 | 0.00011312 | 0 | 2.8786 | 3.0199 | 3.0192 | 4.1068 | 4.4205 | 4.4187
7879 | 0.00025908 | 0.00011311 | 0 | 2.8855 | 3.0189 | 3.0192 | 4.1217 | 4.418 | 4.4187
7880 | 0.00019208 | 0.00011312 | 0.0014957 | 2.8747 | 3.0189 | 3.0192 | 4.0984 | 4.418 | 4.4187
7881 | 0.00017067 | 0.00011357 | 0.0049858 | 2.9063 | 3.0189 | 3.0192 | 4.1669 | 4.418 | 4.4187
7882 | 0.0001599 | 0.00011326 | 0.0095838 | 2.9457 | 3.0178 | 3.0192 | 4.2536 | 4.4156 | 4.4187
7883 | 0.00015623 | 0.00011361 | 0.012741 | 2.9694 | 3.0167 | 3.0192 | 4.3065 | 4.4131 | 4.4187
7884 | 0.00014985 | 0.00011309 | 0.010747 | 2.9915 | 3.0167 | 3.0192 | 4.3559 | 4.4131 | 4.4187
7885 | 0.00015199 | 0.00011379 | 0.0071463 | 2.9925 | 3.0156 | 3.0192 | 4.3583 | 4.4107 | 4.4187
7886 | 0.00013521 | 0.00011357 | 0.0044872 | 3.0031 | 3.0156 | 3.0192 | 4.3823 | 4.4107 | 4.4187
7887 | 0.00010897 | 0.00011316 | 0.0014403 | 2.9893 | 3.0156 | 3.0192 | 4.3512 | 4.4107 | 4.4187
7888 | 0.00010575 | 0.00011301 | 0 | 2.9851 | 3.0156 | 3.0192 | 4.3417 | 4.4107 | 4.4187
7889 | 0.00011941 | 0.00011336 | 0 | 2.9426 | 3.0156 | 3.0192 | 4.2468 | 4.4107 | 4.4187
7890 | 0.0001466 | 0.00011359 | 0 | 2.9103 | 3.0146 | 3.0192 | 4.1757 | 4.4082 | 4.4187
7891 | 0.00017566 | 0.00011068 | 0 | 2.9113 | 3.0146 | 3.0192 | 4.1779 | 4.4082 | 4.4187
7892 | 0.00020872 | 0.00011286 | 0 | 2.8934 | 3.0146 | 3.0192 | 4.1388 | 4.4082 | 4.4187
7893 | 0.00022437 | 0.00011391 | 0 | 2.8875 | 3.0146 | 3.0192 | 4.126 | 4.4082 | 4.4187
7894 | 0.00023873 | 0.00011336 | 0 | 2.8826 | 3.0146 | 3.0192 | 4.1153 | 4.4082 | 4.4187
7895 | 0.00024669 | 0.00011397 | 0 | 2.8708 | 3.0146 | 3.0192 | 4.09 | 4.4082 | 4.4187
7896 | 0.00025683 | 0.0001116 | 0 | 2.8544 | 3.0146 | 3.0192 | 4.0546 | 4.4082 | 4.4187
7897 | 0.00026327 | 0.00011411 | 0 | 2.8602 | 3.0146 | 3.0192 | 4.067 | 4.4082 | 4.4187
7898 | 0.00027224 | 0.00011384 | 0 | 2.8486 | 3.0146 | 3.0192 | 4.0423 | 4.4082 | 4.4187
7899 | 0.00028301 | 0.00011256 | 0 | 2.8496 | 3.0146 | 3.0192 | 4.0443 | 4.4082 | 4.4187
7900 | 0.00028559 | 0.00011211 | 0 | 2.8315 | 3.0135 | 3.0192 | 4.0057 | 4.4058 | 4.4187
7901 | 0.00030015 | 0.00011418 | 0 | 2.8429 | 3.0135 | 3.0192 | 4.03 | 4.4058 | 4.4187
7902 | 0.00030391 | 0.00011326 | 0 | 2.8467 | 3.0135 | 3.0192 | 4.0382 | 4.4058 | 4.4187
7903 | 0.00026855 | 0.00011334 | 5.5397e-05 | 2.8563 | 3.0135 | 3.0192 | 4.0587 | 4.4058 | 4.4187
7904 | 0.00020259 | 0.00011318 | 0.0019943 | 2.8592 | 3.0135 | 3.0192 | 4.0649 | 4.4058 | 4.4187
7905 | 0.0001846 | 0.00011395 | 0.0055951 | 2.8855 | 3.0135 | 3.0192 | 4.1217 | 4.4058 | 4.4187
7906 | 0.00017692 | 0.00011391 | 0.0089744 | 2.9053 | 3.0135 | 3.0192 | 4.1648 | 4.4058 | 4.4187
7907 | 0.00017162 | 0.00011383 | 0.010636 | 2.9284 | 3.0146 | 3.0192 | 4.2154 | 4.4082 | 4.4187
7908 | 0.00016802 | 0.00011382 | 0.010969 | 2.9539 | 3.0135 | 3.0192 | 4.2719 | 4.4058 | 4.4187
7909 | 0.00016734 | 0.00011372 | 0.01047 | 2.9757 | 3.0124 | 3.0192 | 4.3205 | 4.4033 | 4.4187
7910 | 0.00015661 | 0.00011398 | 0.0072017 | 2.9841 | 3.0124 | 3.0192 | 4.3393 | 4.4033 | 4.4187
7911 | 0.00014466 | 0.00011327 | 0.0018835 | 2.9715 | 3.0113 | 3.0192 | 4.3112 | 4.4009 | 4.4187
7912 | 0.00013145 | 0.00011338 | 0 | 2.9304 | 3.0113 | 3.0192 | 4.2199 | 4.4009 | 4.4187
7913 | 0.00015651 | 0.00011358 | 0 | 2.8885 | 3.0124 | 3.0192 | 4.1281 | 4.4033 | 4.4187
7914 | 0.00016683 | 0.00011341 | 0 | 2.8477 | 3.0113 | 3.0192 | 4.0402 | 4.4009 | 4.4187
7915 | 0.00020086 | 0.00011104 | 0 | 2.824 | 3.0113 | 3.0192 | 3.9897 | 4.4009 | 4.4187
7916 | 0.00022677 | 0.00011295 | 0 | 2.8174 | 3.0113 | 3.0192 | 3.9757 | 4.4009 | 4.4187
7917 | 0.00024706 | 0.00011366 | 0 | 2.809 | 3.0113 | 3.0192 | 3.958 | 4.4009 | 4.4187
7918 | 0.00026387 | 0.00011436 | 0 | 2.785 | 3.0113 | 3.0192 | 3.9075 | 4.4009 | 4.4187
7919 | 0.00026757 | 0.00011439 | 0 | 2.7923 | 3.0113 | 3.0192 | 3.9229 | 4.4009 | 4.4187
7920 | 0.0002742 | 0.00011336 | 0 | 2.7997 | 3.0103 | 3.0192 | 3.9384 | 4.3985 | 4.4187
7921 | 0.00027624 | 0.0001137 | 0 | 2.7942 | 3.0103 | 3.0192 | 3.9268 | 4.3985 | 4.4187
7922 | 0.00028125 | 0.00011456 | 0 | 2.7914 | 3.0103 | 3.0192 | 3.921 | 4.3985 | 4.4187
7923 | 0.00028227 | 0.0001128 | 0 | 2.7524 | 3.0103 | 3.0192 | 3.8398 | 4.3985 | 4.4187
7924 | 0.00028935 | 0.0001143 | 0 | 2.7453 | 3.0113 | 3.0192 | 3.825 | 4.4009 | 4.4187
7925 | 0.00030622 | 0.00011409 | 0 | 2.7596 | 3.0113 | 3.0192 | 3.8546 | 4.4009 | 4.4187
7926 | 0.00030493 | 0.00011403 | 0 | 2.7551 | 3.0103 | 3.0192 | 3.8453 | 4.3985 | 4.4187
7927 | 0.00028843 | 0.00011374 | 0 | 2.7695 | 3.0092 | 3.0192 | 3.8752 | 4.396 | 4.4187
7928 | 0.00021978 | 0.00011318 | 0.0014403 | 2.7951 | 3.0092 | 3.0192 | 3.9287 | 4.396 | 4.4187
7929 | 0.00019915 | 0.00011404 | 0.0043764 | 2.8164 | 3.0092 | 3.0192 | 3.9738 | 4.396 | 4.4187
7930 | 0.00018994 | 0.00011177 | 0.0072571 | 2.8391 | 3.0092 | 3.0192 | 4.0219 | 4.396 | 4.4187
7931 | 0.00017714 | 0.00011382 | 0.010415 | 2.8573 | 3.0092 | 3.0192 | 4.0608 | 4.396 | 4.4187
7932 | 0.00016979 | 0.00011417 | 0.010858 | 2.8835 | 3.0092 | 3.0192 | 4.1174 | 4.396 | 4.4187
7933 | 0.0001822 | 0.0001142 | 0.0096945 | 2.9043 | 3.0092 | 3.0192 | 4.1626 | 4.396 | 4.4187
7934 | 0.0001654 | 0.00011384 | 0.0055397 | 2.8964 | 3.0103 | 3.0192 | 4.1453 | 4.3985 | 4.4187
7935 | 0.0001487 | 0.00011359 | 0.0012187 | 2.8689 | 3.0103 | 3.0192 | 4.0858 | 4.3985 | 4.4187
7936 | 0.0001403 | 0.00011395 | 0 | 2.8202 | 3.0092 | 3.0192 | 3.9817 | 4.396 | 4.4187
7937 | 0.00015136 | 0.00011318 | 0 | 2.8034 | 3.0092 | 3.0192 | 3.9462 | 4.396 | 4.4187
7938 | 0.00018026 | 0.00011417 | 0 | 2.8025 | 3.0071 | 3.0192 | 3.9443 | 4.3912 | 4.4187
7939 | 0.00021561 | 0.00011403 | 0 | 2.7988 | 3.0071 | 3.0192 | 3.9365 | 4.3912 | 4.4187
7940 | 0.00025084 | 0.00011412 | 0 | 2.7749 | 3.0071 | 3.0192 | 3.8866 | 4.3912 | 4.4187
7941 | 0.00025986 | 0.00011346 | 0 | 2.774 | 3.0071 | 3.0192 | 3.8847 | 4.3912 | 4.4187
7942 | 0.00026879 | 0.00011357 | 0 | 2.765 | 3.0081 | 3.0192 | 3.8658 | 4.3936 | 4.4187
7943 | 0.00027126 | 0.00011457 | 0 | 2.7587 | 3.0081 | 3.0192 | 3.8528 | 4.3936 | 4.4187
7944 | 0.00028008 | 0.00011371 | 0 | 2.7399 | 3.0071 | 3.0192 | 3.8141 | 4.3912 | 4.4187
7945 | 0.00028319 | 0.00011308 | 0 | 2.7426 | 3.0071 | 3.0192 | 3.8195 | 4.3912 | 4.4187
7946 | 0.00028557 | 0.00011471 | 0 | 2.7338 | 3.0071 | 3.0192 | 3.8013 | 4.3912 | 4.4187
7947 | 0.00028924 | 0.00011456 | 0 | 2.7197 | 3.0071 | 3.0192 | 3.7725 | 4.3912 | 4.4187
7948 | 0.00029259 | 0.0001146 | 0 | 2.7058 | 3.0071 | 3.0192 | 3.7442 | 4.3912 | 4.4187
7949 | 0.00030938 | 0.00011445 | 0 | 2.7041 | 3.0049 | 3.0192 | 3.7407 | 4.3864 | 4.4187
7950 | 0.00030446 | 0.00011204 | 0 | 2.6955 | 3.0049 | 3.0192 | 3.7232 | 4.3864 | 4.4187
7951 | 0.00025947 | 0.00011367 | 0 | 2.6929 | 3.0049 | 3.0192 | 3.718 | 4.3864 | 4.4187
7952 | 0.00021623 | 0.00011391 | 0.0018835 | 2.6972 | 3.0049 | 3.0192 | 3.7267 | 4.3864 | 4.4187
7953 | 0.0001874 | 0.00011439 | 0.0063153 | 2.7162 | 3.0049 | 3.0192 | 3.7654 | 4.3864 | 4.4187
7954 | 0.00018042 | 0.00011319 | 0.008642 | 2.7506 | 3.0028 | 3.0192 | 3.8361 | 4.3815 | 4.4187
7955 | 0.00018151 | 0.00011439 | 0.0099715 | 2.7804 | 3.0028 | 3.0192 | 3.898 | 4.3815 | 4.4187
7956 | 0.00019396 | 0.00011315 | 0.009196 | 2.7978 | 3.0028 | 3.0192 | 3.9345 | 4.3815 | 4.4187
7957 | 0.00019964 | 0.00011436 | 0.0075894 | 2.8015 | 3.0028 | 3.0192 | 3.9423 | 4.3815 | 4.4187
7958 | 0.00019679 | 0.00011458 | 0.0040994 | 2.7969 | 3.0028 | 3.0192 | 3.9326 | 4.3815 | 4.4187
7959 | 0.00017529 | 0.00011397 | 0.0012187 | 2.785 | 3.0028 | 3.0192 | 3.9075 | 4.3815 | 4.4187
7960 | 0.00017157 | 0.00011364 | 0 | 2.765 | 3.0017 | 3.0192 | 3.8658 | 4.3791 | 4.4187
7961 | 0.00018291 | 0.00011448 | 0 | 2.7551 | 3.0007 | 3.0192 | 3.8453 | 4.3767 | 4.4187
7962 | 0.00018561 | 0.00011295 | 0 | 2.7524 | 3.0007 | 3.0192 | 3.8398 | 4.3767 | 4.4187
7963 | 0.00022194 | 0.00011427 | 0 | 2.756 | 3.0007 | 3.0192 | 3.8472 | 4.3767 | 4.4187
7964 | 0.00025103 | 0.0001136 | 0 | 2.7659 | 3.0007 | 3.0192 | 3.8677 | 4.3767 | 4.4187
7965 | 0.00026075 | 0.00011459 | 0 | 2.7623 | 3.0007 | 3.0192 | 3.8602 | 4.3767 | 4.4187
7966 | 0.00026444 | 0.00011481 | 0 | 2.7479 | 3.0007 | 3.0192 | 3.8306 | 4.3767 | 4.4187
7967 | 0.0002651 | 0.00011483 | 0 | 2.7302 | 2.9996 | 3.0192 | 3.7941 | 4.3743 | 4.4187
7968 | 0.00027058 | 0.00011488 | 0 | 2.7197 | 2.9996 | 3.0192 | 3.7725 | 4.3743 | 4.4187
7969 | 0.00026967 | 0.00011326 | 0 | 2.7154 | 2.9985 | 3.0192 | 3.7636 | 4.3719 | 4.4187
7970 | 0.00026817 | 0.00011477 | 0 | 2.7162 | 2.9975 | 3.0192 | 3.7654 | 4.3695 | 4.4187
7971 | 0.00026649 | 0.00011485 | 0 | 2.7093 | 2.9975 | 3.0192 | 3.7512 | 4.3695 | 4.4187
7972 | 0.00026431 | 0.0001145 | 0 | 2.7145 | 2.9964 | 3.0192 | 3.7619 | 4.3671 | 4.4187
7973 | 0.00026789 | 0.0001149 | 0 | 2.705 | 2.9964 | 3.0192 | 3.7424 | 4.3671 | 4.4187
7974 | 0.00028384 | 0.00011488 | 0 | 2.6972 | 2.9964 | 3.0192 | 3.7267 | 4.3671 | 4.4187
7975 | 0.00024092 | 0.0001138 | 0 | 2.7006 | 2.9964 | 3.0192 | 3.7337 | 4.3671 | 4.4187
7976 | 0.00018937 | 0.00011392 | 0.0011079 | 2.7084 | 2.9964 | 3.0192 | 3.7495 | 4.3671 | 4.4187
7977 | 0.0001553 | 0.0001144 | 0.0040994 | 2.7119 | 2.9954 | 3.0192 | 3.7565 | 4.3647 | 4.4187
7978 | 0.00013642 | 0.00011421 | 0.0059829 | 2.725 | 2.9943 | 3.0192 | 3.7833 | 4.3623 | 4.4187
7979 | 0.00013204 | 0.00011414 | 0.0070355 | 2.7338 | 2.9932 | 3.0192 | 3.8013 | 4.3599 | 4.4187
7980 | 0.00013077 | 0.00011138 | 0.0074233 | 2.7382 | 2.9932 | 3.0192 | 3.8104 | 4.3599 | 4.4187
7981 | 0.00014239 | 0.00011458 | 0.0054843 | 2.7311 | 2.9932 | 3.0192 | 3.7959 | 4.3599 | 4.4187
7982 | 0.00012914 | 0.00011406 | 0.0041548 | 2.7285 | 2.9932 | 3.0192 | 3.7905 | 4.3599 | 4.4187
7983 | 0.00010317 | 0.00011395 | 0.0013295 | 2.7024 | 2.9932 | 3.0192 | 3.7372 | 4.3599 | 4.4187
7984 | 0.00010381 | 0.00011382 | 0 | 2.6844 | 2.9922 | 3.0192 | 3.7007 | 4.3575 | 4.4187
7985 | 0.00013057 | 0.00011449 | 0 | 2.6666 | 2.9922 | 3.0192 | 3.665 | 4.3575 | 4.4187
7986 | 0.00013244 | 0.00011458 | 0 | 2.6818 | 2.9922 | 3.0192 | 3.6956 | 4.3575 | 4.4187
7987 | 0.00018977 | 0.00011134 | 0 | 2.6929 | 2.9922 | 3.0192 | 3.718 | 4.3575 | 4.4187
7988 | 0.00021561 | 0.00011528 | 0 | 2.6929 | 2.9901 | 3.0192 | 3.718 | 4.3528 | 4.4187
7989 | 0.00023777 | 0.00010808 | 0 | 2.6946 | 2.9901 | 3.0192 | 3.7215 | 4.3528 | 4.4187
7990 | 0.0002479 | 0.00011471 | 0 | 2.6886 | 2.9901 | 3.0192 | 3.7094 | 4.3528 | 4.4187
7991 | 0.00025359 | 0.00011481 | 0 | 2.6835 | 2.9901 | 3.0192 | 3.699 | 4.3528 | 4.4187
7992 | 0.00026541 | 0.00011437 | 0 | 2.6675 | 2.989 | 3.0192 | 3.6667 | 4.3504 | 4.4187
7993 | 0.00027029 | 0.0001081 | 0 | 2.6583 | 2.989 | 3.0192 | 3.6482 | 4.3504 | 4.4187
7994 | 0.00027277 | 0.0001129 | 0 | 2.6725 | 2.989 | 3.0192 | 3.6768 | 4.3504 | 4.4187
7995 | 0.00027561 | 0.00011224 | 0 | 2.6768 | 2.989 | 3.0192 | 3.6853 | 4.3504 | 4.4187
7996 | 0.00027989 | 0.00011191 | 0 | 2.6869 | 2.9879 | 3.0192 | 3.7059 | 4.348 | 4.4187
7997 | 0.00030052 | 0.00011254 | 0 | 2.6886 | 2.9869 | 3.0192 | 3.7094 | 4.3456 | 4.4187
7998 | 0.00031038 | 0.00011147 | 0 | 2.6776 | 2.9869 | 3.0192 | 3.6871 | 4.3456 | 4.4187
7999 | 0.00026331 | 0.00011465 | 0 | 2.6666 | 2.9858 | 3.0192 | 3.665 | 4.3433 | 4.4187
8000 | 0.00021764 | 0.00011392 | 0.0011079 | 2.6641 | 2.9858 | 3.0192 | 3.66 | 4.3433 | 4.4187
8001 | 0.00017883 | 0.00011502 | 0.0046534 | 2.6912 | 2.9858 | 3.0192 | 3.7145 | 4.3433 | 4.4187
8002 | 0.00016133 | 0.00011502 | 0.0090852 | 2.7285 | 2.9858 | 3.0192 | 3.7905 | 4.3433 | 4.4187
8003 | 0.00015378 | 0.00011503 | 0.0099161 | 2.7533 | 2.9858 | 3.0192 | 3.8416 | 4.3433 | 4.4187
8004 | 0.00015594 | 0.00011384 | 0.010526 | 2.7614 | 2.9858 | 3.0192 | 3.8584 | 4.3433 | 4.4187
8005 | 0.00016883 | 0.0001148 | 0.010858 | 2.7677 | 2.9848 | 3.0192 | 3.8715 | 4.3409 | 4.4187
8006 | 0.0001578 | 0.00011325 | 0.0053735 | 2.7605 | 2.9827 | 3.0192 | 3.8565 | 4.3362 | 4.4187
8007 | 0.00015039 | 0.00011432 | 0.0012187 | 2.7258 | 2.9827 | 3.0192 | 3.7851 | 4.3362 | 4.4187
8008 | 0.00014723 | 0.0001142 | 0 | 2.7067 | 2.9827 | 3.0192 | 3.746 | 4.3362 | 4.4187
8009 | 0.00014839 | 0.00011472 | 0 | 2.6869 | 2.9827 | 3.0192 | 3.7059 | 4.3362 | 4.4187
8010 | 0.00017452 | 0.00011382 | 0 | 2.6633 | 2.9827 | 3.0192 | 3.6583 | 4.3362 | 4.4187
8011 | 0.00019758 | 0.00011539 | 0 | 2.6625 | 2.9827 | 3.0192 | 3.6566 | 4.3362 | 4.4187
8012 | 0.00022725 | 0.00011365 | 0 | 2.6574 | 2.9806 | 3.0192 | 3.6466 | 4.3315 | 4.4187
8013 | 0.00023249 | 0.00011015 | 0 | 2.6508 | 2.9795 | 3.0192 | 3.6333 | 4.3291 | 4.4187
8014 | 0.00023639 | 0.00011173 | 0 | 2.6533 | 2.9774 | 3.0192 | 3.6383 | 4.3244 | 4.4187
8015 | 0.00023448 | 0.00011174 | 0 | 2.6533 | 2.9774 | 3.0192 | 3.6383 | 4.3244 | 4.4187
8016 | 0.00024116 | 0.00011276 | 0 | 2.6558 | 2.9774 | 3.0192 | 3.6432 | 4.3244 | 4.4187
8017 | 0.00024298 | 0.00010928 | 0 | 2.6516 | 2.9774 | 3.0192 | 3.6349 | 4.3244 | 4.4187
8018 | 0.00024566 | 0.00011134 | 0 | 2.6574 | 2.9774 | 3.0192 | 3.6466 | 4.3244 | 4.4187
8019 | 0.00024855 | 0.0001096 | 0 | 2.65 | 2.9774 | 3.0192 | 3.6316 | 4.3244 | 4.4187
8020 | 0.00025181 | 0.00011127 | 0 | 2.65 | 2.9774 | 3.0192 | 3.6316 | 4.3244 | 4.4187
8021 | 0.00026704 | 0.0001087 | 0 | 2.6475 | 2.9774 | 3.0192 | 3.6267 | 4.3244 | 4.4187
8022 | 0.00026374 | 0.00011082 | 0 | 2.645 | 2.9753 | 3.0192 | 3.6217 | 4.3197 | 4.4187
8023 | 0.00022912 | 0.00011459 | 0 | 2.6467 | 2.9753 | 3.0192 | 3.625 | 4.3197 | 4.4187
8024 | 0.00019286 | 0.00011509 | 0.0018835 | 2.6641 | 2.9753 | 3.0192 | 3.66 | 4.3197 | 4.4187
8025 | 0.00017874 | 0.0001132 | 0.0063707 | 2.6844 | 2.9743 | 3.0192 | 3.7007 | 4.3174 | 4.4187
8026 | 0.00017528 | 0.00011488 | 0.009196 | 2.7171 | 2.9732 | 3.0192 | 3.7672 | 4.315 | 4.4187
8027 | 0.00016912 | 0.00011244 | 0.010415 | 2.7346 | 2.9732 | 3.0192 | 3.8031 | 4.315 | 4.4187
8028 | 0.00016788 | 0.00011233 | 0.011024 | 2.7524 | 2.9732 | 3.0192 | 3.8398 | 4.315 | 4.4187
8029 | 0.00017663 | 0.00011527 | 0.0077556 | 2.7542 | 2.9732 | 3.0192 | 3.8435 | 4.315 | 4.4187
8030 | 0.00018842 | 0.00011525 | 0.004875 | 2.7533 | 2.9722 | 3.0192 | 3.8416 | 4.3127 | 4.4187
8031 | 0.00016563 | 0.00011449 | 0.0012741 | 2.7373 | 2.9712 | 3.0192 | 3.8086 | 4.3103 | 4.4187
8032 | 0.00015994 | 0.00011503 | 0 | 2.7241 | 2.9712 | 3.0192 | 3.7815 | 4.3103 | 4.4187
8033 | 0.00015576 | 0.0001145 | 0 | 2.7101 | 2.9701 | 3.0192 | 3.753 | 4.308 | 4.4187
8034 | 0.00015951 | 0.00011507 | 0 | 2.7032 | 2.9701 | 3.0192 | 3.7389 | 4.308 | 4.4187
8035 | 0.00019673 | 0.00011401 | 0 | 2.6818 | 2.9701 | 3.0192 | 3.6956 | 4.308 | 4.4187
8036 | 0.00023365 | 0.00011521 | 0 | 2.67 | 2.9701 | 3.0192 | 3.6718 | 4.308 | 4.4187
8037 | 0.00023925 | 0.0001118 | 0 | 2.6692 | 2.9701 | 3.0192 | 3.6701 | 4.308 | 4.4187
8038 | 0.00023752 | 0.00011488 | 0 | 2.6683 | 2.9691 | 3.0192 | 3.6684 | 4.3057 | 4.4187
8039 | 0.00023925 | 0.00011366 | 0 | 2.6641 | 2.968 | 3.0192 | 3.66 | 4.3033 | 4.4187
8040 | 0.00025139 | 0.00011471 | 0 | 2.665 | 2.967 | 3.0192 | 3.6616 | 4.301 | 4.4187
8041 | 0.00025569 | 0.00011379 | 0 | 2.6658 | 2.967 | 3.0192 | 3.6633 | 4.301 | 4.4187
8042 | 0.0002619 | 0.00011394 | 0 | 2.6516 | 2.967 | 3.0192 | 3.6349 | 4.301 | 4.4187
8043 | 0.00026585 | 0.00011297 | 0 | 2.6434 | 2.9659 | 3.0192 | 3.6184 | 4.2987 | 4.4187
8044 | 0.00027149 | 0.00011269 | 0 | 2.65 | 2.9659 | 3.0192 | 3.6316 | 4.2987 | 4.4187
8045 | 0.00027771 | 0.00011161 | 0 | 2.6558 | 2.9649 | 3.0192 | 3.6432 | 4.2964 | 4.4187
8046 | 0.00028619 | 0.00011268 | 0 | 2.6583 | 2.9649 | 3.0192 | 3.6482 | 4.2964 | 4.4187
8047 | 0.00025255 | 0.000115 | 0 | 2.6751 | 2.9649 | 3.0192 | 3.6819 | 4.2964 | 4.4187
8048 | 0.00020487 | 0.00011442 | 0.0012741 | 2.6776 | 2.9649 | 3.0192 | 3.6871 | 4.2964 | 4.4187
8049 | 0.0001858 | 0.00011374 | 0.0049304 | 2.6946 | 2.9649 | 3.0192 | 3.7215 | 4.2964 | 4.4187
8050 | 0.00017874 | 0.00011526 | 0.0096392 | 2.7119 | 2.9649 | 3.0192 | 3.7565 | 4.2964 | 4.4187
8051 | 0.00017656 | 0.00011532 | 0.012187 | 2.7355 | 2.9618 | 3.0192 | 3.805 | 4.2894 | 4.4187
8052 | 0.00015047 | 0.00011491 | 0.011578 | 2.7533 | 2.9618 | 3.0192 | 3.8416 | 4.2894 | 4.4187
8053 | 0.00013766 | 0.00011528 | 0.009196 | 2.765 | 2.9618 | 3.0192 | 3.8658 | 4.2894 | 4.4187
8054 | 0.00013584 | 0.00011465 | 0.0052628 | 2.7641 | 2.9618 | 3.0192 | 3.864 | 4.2894 | 4.4187
8055 | 0.00013029 | 0.00011515 | 0.0013295 | 2.7391 | 2.9618 | 3.0192 | 3.8122 | 4.2894 | 4.4187
8056 | 0.00013572 | 0.00011489 | 0 | 2.7197 | 2.9618 | 3.0192 | 3.7725 | 4.2894 | 4.4187
8057 | 0.00014221 | 0.00011501 | 0 | 2.7162 | 2.9618 | 3.0192 | 3.7654 | 4.2894 | 4.4187
8058 | 0.00014507 | 0.00011537 | 0 | 2.7084 | 2.9597 | 3.0192 | 3.7495 | 4.2848 | 4.4187
8059 | 0.00018987 | 0.00011403 | 0 | 2.7032 | 2.9597 | 3.0192 | 3.7389 | 4.2848 | 4.4187
8060 | 0.00021251 | 0.00011482 | 0 | 2.6861 | 2.9597 | 3.0192 | 3.7042 | 4.2848 | 4.4187
8061 | 0.00022842 | 0.00011547 | 0 | 2.6599 | 2.9597 | 3.0192 | 3.6516 | 4.2848 | 4.4187
8062 | 0.0002336 | 0.00011558 | 0 | 2.6591 | 2.9587 | 3.0192 | 3.6499 | 4.2825 | 4.4187
8063 | 0.00023888 | 0.00011331 | 0 | 2.6625 | 2.9577 | 3.0192 | 3.6566 | 4.2802 | 4.4187
8064 | 0.0002475 | 0.00011575 | 0 | 2.6633 | 2.9566 | 3.0192 | 3.6583 | 4.2779 | 4.4187
8065 | 0.00025011 | 0.00011069 | 0 | 2.6725 | 2.9566 | 3.0192 | 3.6768 | 4.2779 | 4.4187
8066 | 0.00025457 | 0.00011564 | 0 | 2.6734 | 2.9566 | 3.0192 | 3.6785 | 4.2779 | 4.4187
8067 | 0.00025873 | 0.00011547 | 0 | 2.6725 | 2.9566 | 3.0192 | 3.6768 | 4.2779 | 4.4187
8068 | 0.00026441 | 0.0001156 | 0 | 2.6683 | 2.9566 | 3.0192 | 3.6684 | 4.2779 | 4.4187
8069 | 0.00026711 | 0.00011369 | 0 | 2.6675 | 2.9577 | 3.0192 | 3.6667 | 4.2802 | 4.4187
8070 | 0.00027533 | 0.00011529 | 0 | 2.6742 | 2.9566 | 3.0192 | 3.6802 | 4.2779 | 4.4187
8071 | 0.00025817 | 0.00011484 | 0 | 2.6759 | 2.9556 | 3.0192 | 3.6836 | 4.2756 | 4.4187
8072 | 0.000198 | 0.00011519 | 0.0011079 | 2.6784 | 2.9556 | 3.0192 | 3.6888 | 4.2756 | 4.4187
8073 | 0.00017388 | 0.00011542 | 0.0046534 | 2.6921 | 2.9556 | 3.0192 | 3.7163 | 4.2756 | 4.4187
8074 | 0.00015381 | 0.00011476 | 0.007534 | 2.7101 | 2.9546 | 3.0192 | 3.753 | 4.2733 | 4.4187
8075 | 0.00015807 | 0.00011525 | 0.010359 | 2.7232 | 2.9535 | 3.0192 | 3.7797 | 4.271 | 4.4187
8076 | 0.00016343 | 0.00011475 | 0.008365 | 2.7197 | 2.9535 | 3.0192 | 3.7725 | 4.271 | 4.4187
8077 | 0.00017671 | 0.00011369 | 0.0064815 | 2.7258 | 2.9535 | 3.0192 | 3.7851 | 4.271 | 4.4187
8078 | 0.00017229 | 0.00011473 | 0.0049858 | 2.7338 | 2.9535 | 3.0192 | 3.8013 | 4.271 | 4.4187
8079 | 0.00016121 | 0.00011467 | 0.0014957 | 2.7202 | 2.9525 | 3.0192 | 3.7734 | 4.2687 | 4.4187
8080 | 0.00016466 | 0.00011461 | 0 | 2.7093 | 2.9525 | 3.0192 | 3.7512 | 4.2687 | 4.4187
8081 | 0.00017055 | 0.00011411 | 0 | 2.6912 | 2.9515 | 3.0192 | 3.7145 | 4.2664 | 4.4187
8082 | 0.0001601 | 0.00011534 | 0 | 2.6938 | 2.9515 | 3.0192 | 3.7197 | 4.2664 | 4.4187
8083 | 0.00020479 | 0.00011387 | 0 | 2.6869 | 2.9515 | 3.0192 | 3.7059 | 4.2664 | 4.4187
8084 | 0.00023414 | 0.0001149 | 0 | 2.6895 | 2.9515 | 3.0192 | 3.7111 | 4.2664 | 4.4187
8085 | 0.00025164 | 0.00011473 | 0 | 2.6912 | 2.9515 | 3.0192 | 3.7145 | 4.2664 | 4.4187
8086 | 0.00025594 | 0.00011456 | 0 | 2.6904 | 2.9515 | 3.0192 | 3.7128 | 4.2664 | 4.4187
8087 | 0.00026076 | 0.0001149 | 0 | 2.6886 | 2.9515 | 3.0192 | 3.7094 | 4.2664 | 4.4187
8088 | 0.0002717 | 0.0001149 | 0 | 2.681 | 2.9494 | 3.0192 | 3.6939 | 4.2619 | 4.4187
8089 | 0.00027644 | 0.00011546 | 0 | 2.67 | 2.9494 | 3.0192 | 3.6718 | 4.2619 | 4.4187
8090 | 0.00028117 | 0.00011574 | 0 | 2.6692 | 2.9494 | 3.0192 | 3.6701 | 4.2619 | 4.4187
8091 | 0.00028695 | 0.00011465 | 0 | 2.6692 | 2.9494 | 3.0192 | 3.6701 | 4.2619 | 4.4187
8092 | 0.00029537 | 0.00011546 | 0 | 2.6616 | 2.9484 | 3.0192 | 3.6549 | 4.2596 | 4.4187
8093 | 0.00029898 | 0.00011502 | 0 | 2.6591 | 2.9484 | 3.0192 | 3.6499 | 4.2596 | 4.4187
8094 | 0.00032147 | 0.00011536 | 0 | 2.6558 | 2.9484 | 3.0192 | 3.6432 | 4.2596 | 4.4187
8095 | 0.00029523 | 0.00011528 | 0 | 2.6525 | 2.9484 | 3.0192 | 3.6366 | 4.2596 | 4.4187
8096 | 0.00022576 | 0.00011537 | 0.00088636 | 2.6467 | 2.9484 | 3.0192 | 3.625 | 4.2596 | 4.4187
8097 | 0.00018812 | 0.0001156 | 0.004875 | 2.6483 | 2.9473 | 3.0192 | 3.6283 | 4.2573 | 4.4187
8098 | 0.00016914 | 0.0001157 | 0.0083096 | 2.6608 | 2.9463 | 3.0192 | 3.6533 | 4.255 | 4.4187
8099 | 0.00014658 | 0.00011568 | 0.0062322 | 2.6734 | 2.9463 | 3.0192 | 3.6785 | 4.255 | 4.4187
8100 | 0.0001404 | 0.00011566 | 0.0072571 | 2.6751 | 2.9463 | 3.0192 | 3.6819 | 4.255 | 4.4187
8101 | 0.00014019 | 0.00011562 | 0.0079218 | 2.6886 | 2.9463 | 3.0192 | 3.7094 | 4.255 | 4.4187
8102 | 0.00012773 | 0.00011477 | 0.0052628 | 2.6963 | 2.9453 | 3.0192 | 3.725 | 4.2528 | 4.4187
8103 | 0.00011374 | 0.00011537 | 0.0011079 | 2.6776 | 2.9443 | 3.0192 | 3.6871 | 4.2505 | 4.4187
8104 | 0.00010772 | 0.00011459 | 0 | 2.6878 | 2.9432 | 3.0192 | 3.7076 | 4.2482 | 4.4187
8105 | 0.00012394 | 0.00011538 | 0 | 2.6895 | 2.9443 | 3.0192 | 3.7111 | 4.2505 | 4.4187
8106 | 0.00014248 | 0.00011417 | 0 | 2.6904 | 2.9443 | 3.0192 | 3.7128 | 4.2505 | 4.4187
8107 | 0.00019433 | 0.00011554 | 0 | 2.6921 | 2.9443 | 3.0192 | 3.7163 | 4.2505 | 4.4187
8108 | 0.00021554 | 0.00011546 | 0 | 2.6861 | 2.9443 | 3.0192 | 3.7042 | 4.2505 | 4.4187
8109 | 0.00023691 | 0.00011539 | 0 | 2.6852 | 2.9443 | 3.0192 | 3.7025 | 4.2505 | 4.4187
8110 | 0.0002387 | 0.00011545 | 0 | 2.6742 | 2.9432 | 3.0192 | 3.6802 | 4.2482 | 4.4187
8111 | 0.00024332 | 0.00011509 | 0 | 2.6708 | 2.9422 | 3.0192 | 3.6735 | 4.246 | 4.4187
8112 | 0.00025417 | 0.00011596 | 0 | 2.67 | 2.9422 | 3.0192 | 3.6718 | 4.246 | 4.4187
8113 | 0.0002589 | 0.0001156 | 0 | 2.665 | 2.9422 | 3.0192 | 3.6616 | 4.246 | 4.4187
8114 | 0.00026458 | 0.00011563 | 0 | 2.6616 | 2.9412 | 3.0192 | 3.6549 | 4.2437 | 4.4187
8115 | 0.00026872 | 0.00011574 | 0 | 2.6558 | 2.9412 | 3.0192 | 3.6432 | 4.2437 | 4.4187
8116 | 0.00027383 | 0.00011417 | 0 | 2.6533 | 2.9422 | 3.0192 | 3.6383 | 4.246 | 4.4187
8117 | 0.00028989 | 0.0001143 | 0 | 2.6533 | 2.9412 | 3.0192 | 3.6383 | 4.2437 | 4.4187
8118 | 0.00029927 | 0.00011367 | 0 | 2.6608 | 2.9402 | 3.0192 | 3.6533 | 4.2414 | 4.4187
8119 | 0.00025018 | 0.00011561 | 0 | 2.6574 | 2.9392 | 3.0192 | 3.6466 | 4.2392 | 4.4187
8120 | 0.00019777 | 0.00011514 | 0.00066477 | 2.6599 | 2.9392 | 3.0192 | 3.6516 | 4.2392 | 4.4187
8121 | 0.00016359 | 0.00011578 | 0.0024375 | 2.6725 | 2.9392 | 3.0192 | 3.6768 | 4.2392 | 4.4187
8122 | 0.00015104 | 0.00011564 | 0.0050966 | 2.6869 | 2.9392 | 3.0192 | 3.7059 | 4.2392 | 4.4187
8123 | 0.00013705 | 0.00011568 | 0.0063707 | 2.7024 | 2.9392 | 3.0192 | 3.7372 | 4.2392 | 4.4187
8124 | 0.00013833 | 0.00011581 | 0.0069801 | 2.7162 | 2.9381 | 3.0192 | 3.7654 | 4.2369 | 4.4187
8125 | 0.00013524 | 0.00011563 | 0.0057613 | 2.7267 | 2.9381 | 3.0192 | 3.7869 | 4.2369 | 4.4187
8126 | 0.00012719 | 0.00011551 | 0.0032131 | 2.7311 | 2.9381 | 3.0192 | 3.7959 | 4.2369 | 4.4187
8127 | 0.00011113 | 0.00011476 | 0.00099715 | 2.7232 | 2.9381 | 3.0192 | 3.7797 | 4.2369 | 4.4187
8128 | 0.00010917 | 0.00011487 | 0 | 2.7197 | 2.9371 | 3.0192 | 3.7725 | 4.2347 | 4.4187
8129 | 0.00014039 | 0.00011501 | 0 | 2.7188 | 2.9361 | 3.0192 | 3.7708 | 4.2324 | 4.4187
8130 | 0.00015043 | 0.00011477 | 0 | 2.7285 | 2.9361 | 3.0192 | 3.7905 | 4.2324 | 4.4187
8131 | 0.00020505 | 0.00011398 | 0 | 2.732 | 2.9361 | 3.0192 | 3.7977 | 4.2324 | 4.4187
8132 | 0.00023348 | 0.0001075 | 0 | 2.7267 | 2.9361 | 3.0192 | 3.7869 | 4.2324 | 4.4187
8133 | 0.00025558 | 0.00011495 | 0 | 2.7127 | 2.9361 | 3.0192 | 3.7583 | 4.2324 | 4.4187
8134 | 0.00026502 | 0.00011476 | 0 | 2.7058 | 2.9351 | 3.0192 | 3.7442 | 4.2302 | 4.4187
8135 | 0.00027112 | 0.00011431 | 0 | 2.6912 | 2.9351 | 3.0192 | 3.7145 | 4.2302 | 4.4187
8136 | 0.00028173 | 0.00011515 | 0 | 2.6784 | 2.9351 | 3.0192 | 3.6888 | 4.2302 | 4.4187
8137 | 0.00028522 | 0.00011165 | 0 | 2.6658 | 2.9341 | 3.0192 | 3.6633 | 4.2279 | 4.4187
8138 | 0.0002892 | 0.00011401 | 0 | 2.6708 | 2.9341 | 3.0192 | 3.6735 | 4.2279 | 4.4187
8139 | 0.00029263 | 0.00011379 | 0 | 2.6591 | 2.9341 | 3.0192 | 3.6499 | 4.2279 | 4.4187
8140 | 0.00029626 | 0.00011357 | 0 | 2.6625 | 2.9341 | 3.0192 | 3.6566 | 4.2279 | 4.4187
8141 | 0.00029403 | 0.00011395 | 0 | 2.6641 | 2.9341 | 3.0192 | 3.66 | 4.2279 | 4.4187
8142 | 0.00031149 | 0.00011253 | 0 | 2.6616 | 2.9341 | 3.0192 | 3.6549 | 4.2279 | 4.4187
8143 | 0.00027903 | 0.0001159 | 0 | 2.6625 | 2.9341 | 3.0192 | 3.6566 | 4.2279 | 4.4187
8144 | 0.00020677 | 0.00011603 | 0.00060937 | 2.665 | 2.9341 | 3.0192 | 3.6616 | 4.2279 | 4.4187
8145 | 0.00019047 | 0.00011618 | 0.0028253 | 2.6666 | 2.933 | 3.0192 | 3.665 | 4.2257 | 4.4187
8146 | 0.0001783 | 0.00011564 | 0.0040994 | 2.6658 | 2.932 | 3.0192 | 3.6633 | 4.2234 | 4.4187
8147 | 0.00016945 | 0.00011612 | 0.0068139 | 2.6768 | 2.932 | 3.0192 | 3.6853 | 4.2234 | 4.4187
8148 | 0.00015847 | 0.00011606 | 0.0072017 | 2.6912 | 2.931 | 3.0192 | 3.7145 | 4.2212 | 4.4187
8149 | 0.000173 | 0.00011608 | 0.0059829 | 2.6972 | 2.931 | 3.0192 | 3.7267 | 4.2212 | 4.4187
8150 | 0.00016505 | 0.00011607 | 0.0028253 | 2.6912 | 2.931 | 3.0192 | 3.7145 | 4.2212 | 4.4187
8151 | 0.00015607 | 0.00011517 | 0.00060937 | 2.681 | 2.931 | 3.0192 | 3.6939 | 4.2212 | 4.4187
8152 | 0.00017315 | 0.00011578 | 0 | 2.6768 | 2.931 | 3.0192 | 3.6853 | 4.2212 | 4.4187
8153 | 0.00016046 | 0.00011598 | 0 | 2.6768 | 2.931 | 3.0192 | 3.6853 | 4.2212 | 4.4187
8154 | 0.00016202 | 0.00011602 | 0 | 2.6793 | 2.93 | 3.0192 | 3.6905 | 4.2189 | 4.4187
8155 | 0.00021799 | 0.00010964 | 0 | 2.6768 | 2.93 | 3.0192 | 3.6853 | 4.2189 | 4.4187
8156 | 0.00024202 | 0.00011668 | 0 | 2.6742 | 2.929 | 3.0192 | 3.6802 | 4.2167 | 4.4187
8157 | 0.00025217 | 0.0001135 | 0 | 2.6734 | 2.929 | 3.0192 | 3.6785 | 4.2167 | 4.4187
8158 | 0.00025347 | 0.00011491 | 0 | 2.6725 | 2.929 | 3.0192 | 3.6768 | 4.2167 | 4.4187
8159 | 0.00025606 | 0.00011613 | 0 | 2.6717 | 2.929 | 3.0192 | 3.6752 | 4.2167 | 4.4187
8160 | 0.00026459 | 0.00011601 | 0 | 2.6692 | 2.929 | 3.0192 | 3.6701 | 4.2167 | 4.4187
8161 | 0.00026777 | 0.00011307 | 0 | 2.6708 | 2.929 | 3.0192 | 3.6735 | 4.2167 | 4.4187
8162 | 0.00027144 | 0.00011589 | 0 | 2.6793 | 2.929 | 3.0192 | 3.6905 | 4.2167 | 4.4187
8163 | 0.00027567 | 0.00011525 | 0 | 2.6869 | 2.929 | 3.0192 | 3.7059 | 4.2167 | 4.4187
8164 | 0.00028205 | 0.00011466 | 0 | 2.6852 | 2.929 | 3.0192 | 3.7025 | 4.2167 | 4.4187
8165 | 0.000284 | 0.00011251 | 0 | 2.6981 | 2.928 | 3.0192 | 3.7284 | 4.2145 | 4.4187
8166 | 0.00029535 | 0.00011508 | 0 | 2.7093 | 2.927 | 3.0192 | 3.7512 | 4.2122 | 4.4187
8167 | 0.00026926 | 0.00011594 | 0 | 2.7154 | 2.927 | 3.0192 | 3.7636 | 4.2122 | 4.4187
8168 | 0.00024365 | 0.00011559 | 0.00060937 | 2.7223 | 2.927 | 3.0192 | 3.7779 | 4.2122 | 4.4187
8169 | 0.0001943 | 0.00011626 | 0.0027699 | 2.7311 | 2.9259 | 3.0192 | 3.7959 | 4.21 | 4.4187
8170 | 0.00018328 | 0.00011482 | 0.0058167 | 2.7488 | 2.9259 | 3.0192 | 3.8324 | 4.21 | 4.4187
8171 | 0.00017313 | 0.00011612 | 0.0063707 | 2.7596 | 2.9259 | 3.0192 | 3.8546 | 4.21 | 4.4187
8172 | 0.0001675 | 0.00011416 | 0.0060937 | 2.7569 | 2.9259 | 3.0192 | 3.8491 | 4.21 | 4.4187
8173 | 0.00018237 | 0.00011546 | 0.0045426 | 2.7533 | 2.9259 | 3.0192 | 3.8416 | 4.21 | 4.4187
8174 | 0.00017302 | 0.00011634 | 0.0023267 | 2.747 | 2.9259 | 3.0192 | 3.8287 | 4.21 | 4.4187
8175 | 0.00015776 | 0.00011617 | 0.00060937 | 2.7426 | 2.9249 | 3.0192 | 3.8195 | 4.2078 | 4.4187
8176 | 0.00015424 | 0.00011533 | 0 | 2.7276 | 2.9249 | 3.0192 | 3.7887 | 4.2078 | 4.4187
8177 | 0.00015286 | 0.00011582 | 0 | 2.7058 | 2.9249 | 3.0192 | 3.7442 | 4.2078 | 4.4187
8178 | 0.00016649 | 0.00011568 | 0 | 2.6929 | 2.9249 | 3.0192 | 3.718 | 4.2078 | 4.4187
8179 | 0.0002216 | 0.00011688 | 0 | 2.6904 | 2.9249 | 3.0192 | 3.7128 | 4.2078 | 4.4187
8180 | 0.00024192 | 0.00011662 | 0 | 2.6912 | 2.9249 | 3.0192 | 3.7145 | 4.2078 | 4.4187
8181 | 0.00025732 | 0.00011392 | 0 | 2.6963 | 2.9239 | 3.0192 | 3.725 | 4.2056 | 4.4187
8182 | 0.00026489 | 0.00011455 | 0 | 2.6955 | 2.9239 | 3.0192 | 3.7232 | 4.2056 | 4.4187
8183 | 0.00026801 | 0.00011255 | 0 | 2.7006 | 2.9239 | 3.0192 | 3.7337 | 4.2056 | 4.4187
8184 | 0.00027881 | 0.0001147 | 0 | 2.7119 | 2.9239 | 3.0192 | 3.7565 | 4.2056 | 4.4187
8185 | 0.00028265 | 0.00011035 | 0 | 2.7119 | 2.9219 | 3.0192 | 3.7565 | 4.2011 | 4.4187
8186 | 0.00028641 | 0.00011407 | 0 | 2.7162 | 2.9219 | 3.0192 | 3.7654 | 4.2011 | 4.4187
8187 | 0.00029153 | 0.00010986 | 0 | 2.725 | 2.9219 | 3.0192 | 3.7833 | 4.2011 | 4.4187
8188 | 0.00029661 | 0.00011182 | 0 | 2.725 | 2.9219 | 3.0192 | 3.7833 | 4.2011 | 4.4187
8189 | 0.00029661 | 0.00011367 | 0 | 2.7101 | 2.9219 | 3.0192 | 3.753 | 4.2011 | 4.4187
8190 | 0.00030183 | 0.00011263 | 0 | 2.7206 | 2.9219 | 3.0192 | 3.7743 | 4.2011 | 4.4187
8191 | 0.00028359 | 0.00011619 | 0 | 2.7215 | 2.9219 | 3.0192 | 3.7761 | 4.2011 | 4.4187
8192 | 0.00026045 | 0.00011651 | 0.00049858 | 2.7302 | 2.9219 | 3.0192 | 3.7941 | 4.2011 | 4.4187
8193 | 0.00022227 | 0.00011578 | 0.0027699 | 2.7338 | 2.9219 | 3.0192 | 3.8013 | 4.2011 | 4.4187
8194 | 0.00021114 | 0.00011624 | 0.0059829 | 2.747 | 2.9219 | 3.0192 | 3.8287 | 4.2011 | 4.4187
8195 | 0.00020574 | 0.0001158 | 0.0063153 | 2.7426 | 2.9229 | 3.0192 | 3.8195 | 4.2034 | 4.4187
8196 | 0.00020588 | 0.00011647 | 0.0066477 | 2.7426 | 2.9209 | 3.0192 | 3.8195 | 4.1989 | 4.4187
8197 | 0.0002015 | 0.00011623 | 0.0061491 | 2.7479 | 2.9199 | 3.0192 | 3.8306 | 4.1967 | 4.4187
8198 | 0.00019488 | 0.00011662 | 0.0039886 | 2.7506 | 2.9199 | 3.0192 | 3.8361 | 4.1967 | 4.4187
8199 | 0.00018221 | 0.00011648 | 0.00090021 | 2.7408 | 2.9199 | 3.0192 | 3.8159 | 4.1967 | 4.4187
8200 | 0.00018787 | 0.00011593 | 0 | 2.7302 | 2.9199 | 3.0192 | 3.7941 | 4.1967 | 4.4187
8201 | 0.00018473 | 0.00011649 | 0 | 2.7119 | 2.9199 | 3.0192 | 3.7565 | 4.1967 | 4.4187
8202 | 0.00018539 | 0.00011626 | 0 | 2.711 | 2.9199 | 3.0192 | 3.7548 | 4.1967 | 4.4187
8203 | 0.00022904 | 0.00011529 | 0 | 2.705 | 2.9199 | 3.0192 | 3.7424 | 4.1967 | 4.4187
8204 | 0.00026277 | 0.0001158 | 0 | 2.7032 | 2.9199 | 3.0192 | 3.7389 | 4.1967 | 4.4187
8205 | 0.00027181 | 0.00011387 | 0 | 2.7041 | 2.9199 | 3.0192 | 3.7407 | 4.1967 | 4.4187
8206 | 0.00027595 | 0.00011369 | 0 | 2.711 | 2.9199 | 3.0192 | 3.7548 | 4.1967 | 4.4187
8207 | 0.00028211 | 0.00011348 | 0 | 2.7119 | 2.9189 | 3.0192 | 3.7565 | 4.1945 | 4.4187
8208 | 0.00029697 | 0.00011104 | 0 | 2.7058 | 2.9189 | 3.0192 | 3.7442 | 4.1945 | 4.4187
8209 | 0.00029861 | 0.0001127 | 0 | 2.7067 | 2.9189 | 3.0192 | 3.746 | 4.1945 | 4.4187
8210 | 0.00030702 | 0.00011233 | 0 | 2.7084 | 2.9189 | 3.0192 | 3.7495 | 4.1945 | 4.4187
8211 | 0.00031047 | 0.00011212 | 0 | 2.7119 | 2.9189 | 3.0192 | 3.7565 | 4.1945 | 4.4187
8212 | 0.00031574 | 0.00011065 | 0 | 2.7119 | 2.9189 | 3.0192 | 3.7565 | 4.1945 | 4.4187
8213 | 0.00031819 | 0.00011122 | 0 | 2.7162 | 2.9179 | 3.0192 | 3.7654 | 4.1923 | 4.4187
8214 | 0.0003426 | 0.00011064 | 0 | 2.7058 | 2.9179 | 3.0192 | 3.7442 | 4.1923 | 4.4187
8215 | 0.00030192 | 0.00011545 | 0 | 2.7041 | 2.9179 | 3.0192 | 3.7407 | 4.1923 | 4.4187
8216 | 0.00026054 | 0.0001159 | 0.00055397 | 2.7067 | 2.9179 | 3.0192 | 3.746 | 4.1923 | 4.4187
8217 | 0.00024836 | 0.00011672 | 0.0024375 | 2.7197 | 2.9179 | 3.0192 | 3.7725 | 4.1923 | 4.4187
8218 | 0.00023229 | 0.0001169 | 0.0034346 | 2.7215 | 2.9179 | 3.0192 | 3.7761 | 4.1923 | 4.4187
8219 | 0.00022345 | 0.0001168 | 0.0052074 | 2.7276 | 2.9179 | 3.0192 | 3.7887 | 4.1923 | 4.4187
8220 | 0.00021824 | 0.00011589 | 0.0058721 | 2.7355 | 2.9169 | 3.0192 | 3.805 | 4.1901 | 4.4187
8221 | 0.00021209 | 0.00011617 | 0.0052074 | 2.7364 | 2.9169 | 3.0192 | 3.8068 | 4.1901 | 4.4187
8222 | 0.00020548 | 0.00011689 | 0.0027145 | 2.7346 | 2.9169 | 3.0192 | 3.8031 | 4.1901 | 4.4187
8223 | 0.00020318 | 0.00011648 | 0.00072017 | 2.7276 | 2.9169 | 3.0192 | 3.7887 | 4.1901 | 4.4187
8224 | 0.00020348 | 0.00011676 | 0 | 2.7232 | 2.9169 | 3.0192 | 3.7797 | 4.1901 | 4.4187
8225 | 0.00019144 | 0.00011665 | 0 | 2.7136 | 2.9159 | 3.0192 | 3.7601 | 4.1879 | 4.4187
8226 | 0.00019718 | 0.0001135 | 0 | 2.7084 | 2.9159 | 3.0192 | 3.7495 | 4.1879 | 4.4187
8227 | 0.00024321 | 0.00011702 | 0 | 2.7127 | 2.9148 | 3.0192 | 3.7583 | 4.1857 | 4.4187
8228 | 0.00027195 | 0.00011447 | 0 | 2.7093 | 2.9148 | 3.0192 | 3.7512 | 4.1857 | 4.4187
8229 | 0.00028458 | 0.00011211 | 0 | 2.6989 | 2.9148 | 3.0192 | 3.7302 | 4.1857 | 4.4187
8230 | 0.00029203 | 0.00011215 | 0 | 2.6835 | 2.9148 | 3.0192 | 3.699 | 4.1857 | 4.4187
8231 | 0.00029644 | 0.00011215 | 0 | 2.6861 | 2.9138 | 3.0192 | 3.7042 | 4.1835 | 4.4187
8232 | 0.00030606 | 0.00011323 | 0 | 2.681 | 2.9148 | 3.0192 | 3.6939 | 4.1857 | 4.4187
8233 | 0.00031032 | 0.00011176 | 0 | 2.6768 | 2.9148 | 3.0192 | 3.6853 | 4.1857 | 4.4187
8234 | 0.00031424 | 0.00011212 | 0 | 2.6776 | 2.9148 | 3.0192 | 3.6871 | 4.1857 | 4.4187
8235 | 0.00031761 | 0.00011158 | 0 | 2.681 | 2.9138 | 3.0192 | 3.6939 | 4.1835 | 4.4187
8236 | 0.00032267 | 0.00011146 | 0 | 2.6827 | 2.9138 | 3.0192 | 3.6973 | 4.1835 | 4.4187
8237 | 0.00032345 | 0.00011139 | 0 | 2.6827 | 2.9148 | 3.0192 | 3.6973 | 4.1857 | 4.4187
8238 | 0.00033995 | 0.00011146 | 0 | 2.6938 | 2.9138 | 3.0192 | 3.7197 | 4.1835 | 4.4187
8239 | 0.00030908 | 0.0001163 | 0 | 2.7032 | 2.9138 | 3.0192 | 3.7389 | 4.1835 | 4.4187
8240 | 0.00027296 | 0.00011686 | 0.00049858 | 2.7119 | 2.9138 | 3.0192 | 3.7565 | 4.1835 | 4.4187
8241 | 0.00023365 | 0.00011692 | 0.0022159 | 2.7136 | 2.9138 | 3.0192 | 3.7601 | 4.1835 | 4.4187
8242 | 0.00022326 | 0.00011584 | 0.0045426 | 2.7215 | 2.9138 | 3.0192 | 3.7761 | 4.1835 | 4.4187
8243 | 0.00020375 | 0.00011694 | 0.0084758 | 2.7355 | 2.9138 | 3.0192 | 3.805 | 4.1835 | 4.4187
8244 | 0.00020417 | 0.00011683 | 0.0084758 | 2.7453 | 2.9138 | 3.0192 | 3.825 | 4.1835 | 4.4187
8245 | 0.00020352 | 0.00011672 | 0.0062599 | 2.7453 | 2.9128 | 3.0192 | 3.825 | 4.1813 | 4.4187
8246 | 0.00020492 | 0.00011705 | 0.0028807 | 2.7435 | 2.9128 | 3.0192 | 3.8214 | 4.1813 | 4.4187
8247 | 0.00018808 | 0.00011692 | 0.00077556 | 2.7417 | 2.9128 | 3.0192 | 3.8177 | 4.1813 | 4.4187
8248 | 0.00018947 | 0.00011682 | 0 | 2.7399 | 2.9128 | 3.0192 | 3.8141 | 4.1813 | 4.4187
8249 | 0.00018244 | 0.00011665 | 0 | 2.7258 | 2.9128 | 3.0192 | 3.7851 | 4.1813 | 4.4187
8250 | 0.00018578 | 0.00011635 | 0 | 2.7136 | 2.9128 | 3.0192 | 3.7601 | 4.1813 | 4.4187
8251 | 0.00022046 | 0.00011752 | 0 | 2.7188 | 2.9128 | 3.0192 | 3.7708 | 4.1813 | 4.4187
8252 | 0.00025112 | 0.00011661 | 0 | 2.7267 | 2.9128 | 3.0192 | 3.7869 | 4.1813 | 4.4187
8253 | 0.00026387 | 0.00011595 | 0 | 2.7276 | 2.9128 | 3.0192 | 3.7887 | 4.1813 | 4.4187
8254 | 0.00026801 | 0.00011621 | 0 | 2.7302 | 2.9128 | 3.0192 | 3.7941 | 4.1813 | 4.4187
8255 | 0.00026884 | 0.00011487 | 0 | 2.7285 | 2.9128 | 3.0192 | 3.7905 | 4.1813 | 4.4187
8256 | 0.00027776 | 0.00011505 | 0 | 2.7197 | 2.9118 | 3.0192 | 3.7725 | 4.1791 | 4.4187
8257 | 0.0002816 | 0.00011553 | 0 | 2.7188 | 2.9118 | 3.0192 | 3.7708 | 4.1791 | 4.4187
8258 | 0.00028662 | 0.00011482 | 0 | 2.7162 | 2.9118 | 3.0192 | 3.7654 | 4.1791 | 4.4187
8259 | 0.00029034 | 0.00011543 | 0 | 2.7215 | 2.9118 | 3.0192 | 3.7761 | 4.1791 | 4.4187
8260 | 0.00029423 | 0.00011459 | 0 | 2.7232 | 2.9118 | 3.0192 | 3.7797 | 4.1791 | 4.4187
8261 | 0.00029843 | 0.00011417 | 0 | 2.7329 | 2.9118 | 3.0192 | 3.7995 | 4.1791 | 4.4187
8262 | 0.00030949 | 0.00011456 | 0 | 2.7355 | 2.9118 | 3.0192 | 3.805 | 4.1791 | 4.4187
8263 | 0.00029596 | 0.00011674 | 0 | 2.7267 | 2.9118 | 3.0192 | 3.7869 | 4.1791 | 4.4187
8264 | 0.00024751 | 0.00011688 | 0.00033238 | 2.7241 | 2.9108 | 3.0192 | 3.7815 | 4.1769 | 4.4187
8265 | 0.00021404 | 0.00011707 | 0.0019389 | 2.7267 | 2.9108 | 3.0192 | 3.7869 | 4.1769 | 4.4187
8266 | 0.00020624 | 0.00011707 | 0.0040994 | 2.7302 | 2.9088 | 3.0192 | 3.7941 | 4.1725 | 4.4187
8267 | 0.00020278 | 0.00011718 | 0.0050966 | 2.7364 | 2.9088 | 3.0192 | 3.8068 | 4.1725 | 4.4187
8268 | 0.0002044 | 0.00011726 | 0.0052628 | 2.7462 | 2.9088 | 3.0192 | 3.8269 | 4.1725 | 4.4187
8269 | 0.00021514 | 0.00011728 | 0.0036562 | 2.7462 | 2.9088 | 3.0192 | 3.8269 | 4.1725 | 4.4187
8270 | 0.00020489 | 0.00011712 | 0.0017727 | 2.7462 | 2.9088 | 3.0192 | 3.8269 | 4.1725 | 4.4187
8271 | 0.00018952 | 0.00011595 | 0.00044318 | 2.7364 | 2.9088 | 3.0192 | 3.8068 | 4.1725 | 4.4187
8272 | 0.00017933 | 0.00011599 | 0 | 2.7329 | 2.9088 | 3.0192 | 3.7995 | 4.1725 | 4.4187
8273 | 0.00018543 | 0.00011559 | 0 | 2.7267 | 2.9088 | 3.0192 | 3.7869 | 4.1725 | 4.4187
8274 | 0.00019624 | 0.00011651 | 0 | 2.7223 | 2.9088 | 3.0192 | 3.7779 | 4.1725 | 4.4187
8275 | 0.00024139 | 0.00011782 | 0 | 2.711 | 2.9088 | 3.0192 | 3.7548 | 4.1725 | 4.4187
8276 | 0.00027049 | 0.00011696 | 0 | 2.711 | 2.9088 | 3.0192 | 3.7548 | 4.1725 | 4.4187
8277 | 0.00028913 | 0.00011437 | 0 | 2.7075 | 2.9088 | 3.0192 | 3.7477 | 4.1725 | 4.4187
8278 | 0.0002918 | 0.00011621 | 0 | 2.7015 | 2.9078 | 3.0192 | 3.7354 | 4.1703 | 4.4187
8279 | 0.00029667 | 0.00011494 | 0 | 2.6955 | 2.9078 | 3.0192 | 3.7232 | 4.1703 | 4.4187
8280 | 0.00030687 | 0.000116 | 0 | 2.6886 | 2.9078 | 3.0192 | 3.7094 | 4.1703 | 4.4187
8281 | 0.00031085 | 0.00011198 | 0 | 2.6869 | 2.9078 | 3.0192 | 3.7059 | 4.1703 | 4.4187
8282 | 0.00031858 | 0.00011464 | 0 | 2.6827 | 2.9078 | 3.0192 | 3.6973 | 4.1703 | 4.4187
8283 | 0.00032318 | 0.00011451 | 0 | 2.6912 | 2.9078 | 3.0192 | 3.7145 | 4.1703 | 4.4187
8284 | 0.00033204 | 0.00011382 | 0 | 2.6955 | 2.9078 | 3.0192 | 3.7232 | 4.1703 | 4.4187
8285 | 0.0003309 | 0.00011433 | 0 | 2.6938 | 2.9078 | 3.0192 | 3.7197 | 4.1703 | 4.4187
8286 | 0.00034742 | 0.00011286 | 0 | 2.6912 | 2.9078 | 3.0192 | 3.7145 | 4.1703 | 4.4187
8287 | 0.0003144 | 0.00011634 | 0 | 2.6776 | 2.9123 | 3.0192 | 3.6871 | 4.1802 | 4.4187
8288 | 0.0002546 | 0.00011613 | 0.00072017 | 2.6599 | 2.9123 | 3.0192 | 3.6516 | 4.1802 | 4.4187
8289 | 0.00023414 | 0.00011578 | 0.0035454 | 2.6981 | 2.9123 | 3.0192 | 3.7284 | 4.1802 | 4.4187
8290 | 0.00022121 | 0.00011726 | 0.0067862 | 2.7136 | 2.9123 | 3.0192 | 3.7601 | 4.1802 | 4.4187
8291 | 0.00021552 | 0.00011672 | 0.0093483 | 2.7285 | 2.9123 | 3.0192 | 3.7905 | 4.1802 | 4.4187
8292 | 0.00021279 | 0.000116 | 0.010387 | 2.7355 | 2.9123 | 3.0192 | 3.805 | 4.1802 | 4.4187
8293 | 0.00021167 | 0.00011716 | 0.0072709 | 2.7391 | 2.9123 | 3.0192 | 3.8122 | 4.1802 | 4.4187
8294 | 0.00019473 | 0.00011729 | 0.00349 | 2.7329 | 2.9123 | 3.0192 | 3.7995 | 4.1802 | 4.4187
8295 | 0.00017938 | 0.00011722 | 0.00094176 | 2.7171 | 2.9078 | 3.0192 | 3.7672 | 4.1703 | 4.4187
8296 | 0.00018013 | 0.00011708 | 0 | 2.7154 | 2.9078 | 3.0192 | 3.7636 | 4.1703 | 4.4187
8297 | 0.00018266 | 0.00011722 | 0 | 2.7119 | 2.9078 | 3.0192 | 3.7565 | 4.1703 | 4.4187
8298 | 0.00020028 | 0.00011724 | 0 | 2.711 | 2.9078 | 3.0192 | 3.7548 | 4.1703 | 4.4187
8299 | 0.00023834 | 0.00011406 | 0 | 2.7006 | 2.9088 | 3.0192 | 3.7337 | 4.1725 | 4.4187
8300 | 0.00027577 | 0.00011762 | 0 | 2.6972 | 2.9088 | 3.0192 | 3.7267 | 4.1725 | 4.4187
8301 | 0.00028447 | 0.00011684 | 0 | 2.7024 | 2.9088 | 3.0192 | 3.7372 | 4.1725 | 4.4187
8302 | 0.00029392 | 0.00011682 | 0 | 2.6972 | 2.9078 | 3.0192 | 3.7267 | 4.1703 | 4.4187
8303 | 0.00030003 | 0.00011695 | 0 | 2.6963 | 2.9068 | 3.0192 | 3.725 | 4.1681 | 4.4187
8304 | 0.00030621 | 0.00011646 | 0 | 2.6886 | 2.9058 | 3.0192 | 3.7094 | 4.1659 | 4.4187
8305 | 0.00031109 | 0.00011599 | 0 | 2.6852 | 2.9058 | 3.0192 | 3.7025 | 4.1659 | 4.4187
8306 | 0.00031653 | 0.00011557 | 0 | 2.6708 | 2.9058 | 3.0192 | 3.6735 | 4.1659 | 4.4187
8307 | 0.00032204 | 0.00011621 | 0 | 2.6666 | 2.9068 | 3.0192 | 3.665 | 4.1681 | 4.4187
8308 | 0.00032922 | 0.00011444 | 0 | 2.6666 | 2.9068 | 3.0192 | 3.665 | 4.1681 | 4.4187
8309 | 0.00033253 | 0.00011675 | 0 | 2.6641 | 2.9068 | 3.0192 | 3.66 | 4.1681 | 4.4187
8310 | 0.00035462 | 0.00011666 | 0 | 2.6658 | 2.9058 | 3.0192 | 3.6633 | 4.1659 | 4.4187
8311 | 0.00031512 | 0.0001171 | 0 | 2.6658 | 2.9058 | 3.0192 | 3.6633 | 4.1659 | 4.4187
8312 | 0.00026646 | 0.00011724 | 0.00060937 | 2.665 | 2.9058 | 3.0192 | 3.6616 | 4.1659 | 4.4187
8313 | 0.00024261 | 0.00011624 | 0.0029361 | 2.6734 | 2.9068 | 3.0192 | 3.6785 | 4.1681 | 4.4187
8314 | 0.00022834 | 0.00011711 | 0.0053735 | 2.7006 | 2.9068 | 3.0192 | 3.7337 | 4.1681 | 4.4187
8315 | 0.00022129 | 0.00011741 | 0.0055951 | 2.7084 | 2.9058 | 3.0192 | 3.7495 | 4.1659 | 4.4187
8316 | 0.0002251 | 0.00011697 | 0.0060937 | 2.7215 | 2.9058 | 3.0192 | 3.7761 | 4.1659 | 4.4187
8317 | 0.00023111 | 0.00011759 | 0.0049858 | 2.7267 | 2.9058 | 3.0192 | 3.7869 | 4.1659 | 4.4187
8318 | 0.00022245 | 0.00011642 | 0.0026591 | 2.7223 | 2.9058 | 3.0192 | 3.7779 | 4.1659 | 4.4187
8319 | 0.00021085 | 0.00011746 | 0.00060937 | 2.7154 | 2.9058 | 3.0192 | 3.7636 | 4.1659 | 4.4187
8320 | 0.0002051 | 0.00011734 | 0 | 2.7136 | 2.9048 | 3.0192 | 3.7601 | 4.1638 | 4.4187
8321 | 0.00020821 | 0.00011721 | 0 | 2.7154 | 2.9058 | 3.0192 | 3.7636 | 4.1659 | 4.4187
8322 | 0.00023343 | 0.00011632 | 0 | 2.7058 | 2.9058 | 3.0192 | 3.7442 | 4.1659 | 4.4187
8323 | 0.00027066 | 0.00011812 | 0 | 2.705 | 2.9058 | 3.0192 | 3.7424 | 4.1659 | 4.4187
8324 | 0.00029855 | 0.00011768 | 0 | 2.7006 | 2.9058 | 3.0192 | 3.7337 | 4.1659 | 4.4187
8325 | 0.00031606 | 0.00011431 | 0 | 2.6963 | 2.9058 | 3.0192 | 3.725 | 4.1659 | 4.4187
8326 | 0.00032459 | 0.00011135 | 0 | 2.6946 | 2.9058 | 3.0192 | 3.7215 | 4.1659 | 4.4187
8327 | 0.00032993 | 0.00011591 | 0 | 2.6886 | 2.9058 | 3.0192 | 3.7094 | 4.1659 | 4.4187
8328 | 0.00034064 | 0.00011522 | 0 | 2.6912 | 2.9048 | 3.0192 | 3.7145 | 4.1638 | 4.4187
8329 | 0.00034686 | 0.00011564 | 0 | 2.6869 | 2.9048 | 3.0192 | 3.7059 | 4.1638 | 4.4187
8330 | 0.00035205 | 0.00011505 | 0 | 2.6895 | 2.9058 | 3.0192 | 3.7111 | 4.1659 | 4.4187
8331 | 0.00035846 | 0.0001158 | 0 | 2.6972 | 2.9058 | 3.0192 | 3.7267 | 4.1659 | 4.4187
8332 | 0.00036519 | 0.00011276 | 0 | 2.7024 | 2.9058 | 3.0192 | 3.7372 | 4.1659 | 4.4187
8333 | 0.00038175 | 0.00011421 | 0 | 2.7067 | 2.9048 | 3.0192 | 3.746 | 4.1638 | 4.4187
8334 | 0.00037445 | 0.00011159 | 0 | 2.7154 | 2.9048 | 3.0192 | 3.7636 | 4.1638 | 4.4187
8335 | 0.00034467 | 0.00011691 | 0 | 2.7197 | 2.9048 | 3.0192 | 3.7725 | 4.1638 | 4.4187
8336 | 0.0003109 | 0.00011697 | 0.00038778 | 2.7223 | 2.9058 | 3.0192 | 3.7779 | 4.1659 | 4.4187
8337 | 0.00028278 | 0.00011764 | 0.0024375 | 2.7338 | 2.9058 | 3.0192 | 3.8013 | 4.1659 | 4.4187
8338 | 0.00028112 | 0.0001172 | 0.0049304 | 2.7444 | 2.9058 | 3.0192 | 3.8232 | 4.1659 | 4.4187
8339 | 0.00027423 | 0.00011789 | 0.0057613 | 2.7533 | 2.9058 | 3.0192 | 3.8416 | 4.1659 | 4.4187
8340 | 0.00025459 | 0.00011792 | 0.0050966 | 2.7587 | 2.9058 | 3.0192 | 3.8528 | 4.1659 | 4.4187
8341 | 0.00025766 | 0.00011778 | 0.0038778 | 2.7587 | 2.9048 | 3.0192 | 3.8528 | 4.1638 | 4.4187
8342 | 0.00024718 | 0.0001178 | 0.0022713 | 2.7524 | 2.9048 | 3.0192 | 3.8398 | 4.1638 | 4.4187
8343 | 0.00023977 | 0.00011748 | 0.00049858 | 2.7479 | 2.9048 | 3.0192 | 3.8306 | 4.1638 | 4.4187
8344 | 0.00021307 | 0.00011743 | 0 | 2.7338 | 2.9048 | 3.0192 | 3.8013 | 4.1638 | 4.4187
8345 | 0.00022446 | 0.00011768 | 0 | 2.7223 | 2.9048 | 3.0192 | 3.7779 | 4.1638 | 4.4187
8346 | 0.00023549 | 0.00011638 | 0 | 2.7197 | 2.9048 | 3.0192 | 3.7725 | 4.1638 | 4.4187
8347 | 0.000293 | 0.00011837 | 0 | 2.7093 | 2.9058 | 3.0192 | 3.7512 | 4.1659 | 4.4187
8348 | 0.00032876 | 0.00011652 | 0 | 2.7032 | 2.9058 | 3.0192 | 3.7389 | 4.1659 | 4.4187
8349 | 0.00033463 | 0.00011616 | 0 | 2.6886 | 2.9058 | 3.0192 | 3.7094 | 4.1659 | 4.4187
8350 | 0.00033984 | 0.00011539 | 0 | 2.6869 | 2.9058 | 3.0192 | 3.7059 | 4.1659 | 4.4187
8351 | 0.0003419 | 0.00011675 | 0 | 2.6963 | 2.9048 | 3.0192 | 3.725 | 4.1638 | 4.4187
8352 | 0.00035184 | 0.00011574 | 0 | 2.6972 | 2.9048 | 3.0192 | 3.7267 | 4.1638 | 4.4187
8353 | 0.00035323 | 0.00011275 | 0 | 2.7024 | 2.9048 | 3.0192 | 3.7372 | 4.1638 | 4.4187
8354 | 0.0003552 | 0.00011567 | 0 | 2.6938 | 2.9038 | 3.0192 | 3.7197 | 4.1616 | 4.4187
8355 | 0.00035799 | 0.00011548 | 0 | 2.6869 | 2.9048 | 3.0192 | 3.7059 | 4.1638 | 4.4187
8356 | 0.00035769 | 0.00011587 | 0 | 2.6921 | 2.9048 | 3.0192 | 3.7163 | 4.1638 | 4.4187
8357 | 0.00035664 | 0.00011622 | 0 | 2.6869 | 2.9048 | 3.0192 | 3.7059 | 4.1638 | 4.4187
8358 | 0.00037532 | 0.00011577 | 0 | 2.6818 | 2.9048 | 3.0192 | 3.6956 | 4.1638 | 4.4187
8359 | 0.00032835 | 0.00011752 | 0 | 2.6818 | 2.9048 | 3.0192 | 3.6956 | 4.1638 | 4.4187
8360 | 0.00030764 | 0.00011727 | 0.00072017 | 2.6852 | 2.9048 | 3.0192 | 3.7025 | 4.1638 | 4.4187
8361 | 0.00026374 | 0.00011779 | 0.0033792 | 2.6938 | 2.9058 | 3.0192 | 3.7197 | 4.1659 | 4.4187
8362 | 0.00024489 | 0.00011616 | 0.0060937 | 2.7154 | 2.9048 | 3.0192 | 3.7636 | 4.1638 | 4.4187
8363 | 0.00022043 | 0.00011524 | 0.0073125 | 2.7311 | 2.9048 | 3.0192 | 3.7959 | 4.1638 | 4.4187
8364 | 0.00021066 | 0.00011718 | 0.0071463 | 2.7488 | 2.9048 | 3.0192 | 3.8324 | 4.1638 | 4.4187
8365 | 0.00022291 | 0.00011776 | 0.0058167 | 2.7695 | 2.9048 | 3.0192 | 3.8752 | 4.1638 | 4.4187
8366 | 0.00020743 | 0.00011749 | 0.0038224 | 2.7768 | 2.9038 | 3.0192 | 3.8904 | 4.1616 | 4.4187
8367 | 0.00018658 | 0.00011777 | 0.00077556 | 2.7722 | 2.9038 | 3.0192 | 3.8809 | 4.1616 | 4.4187
8368 | 0.00017792 | 0.00011687 | 0 | 2.7641 | 2.9048 | 3.0192 | 3.864 | 4.1638 | 4.4187
8369 | 0.00018329 | 0.0001175 | 0 | 2.7569 | 2.9048 | 3.0192 | 3.8491 | 4.1638 | 4.4187
8370 | 0.00019711 | 0.00011526 | 0 | 2.7605 | 2.9048 | 3.0192 | 3.8565 | 4.1638 | 4.4187
8371 | 0.00024442 | 0.00011851 | 0 | 2.7515 | 2.9048 | 3.0192 | 3.8379 | 4.1638 | 4.4187
8372 | 0.00028639 | 0.0001176 | 0 | 2.7311 | 2.9038 | 3.0192 | 3.7959 | 4.1616 | 4.4187
8373 | 0.00029343 | 0.00011659 | 0 | 2.711 | 2.9038 | 3.0192 | 3.7548 | 4.1616 | 4.4187
8374 | 0.00030154 | 0.00011224 | 0 | 2.7119 | 2.9038 | 3.0192 | 3.7565 | 4.1616 | 4.4187
8375 | 0.00030909 | 0.00011519 | 0 | 2.7158 | 2.9038 | 3.0192 | 3.7645 | 4.1616 | 4.4187
8376 | 0.00031887 | 0.00011541 | 0 | 2.7154 | 2.9048 | 3.0192 | 3.7636 | 4.1638 | 4.4187
8377 | 0.00032332 | 0.00011517 | 0 | 2.7329 | 2.9048 | 3.0192 | 3.7995 | 4.1638 | 4.4187
8378 | 0.00032925 | 0.00011458 | 0 | 2.7294 | 2.9038 | 3.0192 | 3.7923 | 4.1616 | 4.4187
8379 | 0.00033338 | 0.00011513 | 0 | 2.7232 | 2.9038 | 3.0192 | 3.7797 | 4.1616 | 4.4187
8380 | 0.00033903 | 0.00011444 | 0 | 2.7444 | 2.9038 | 3.0192 | 3.8232 | 4.1616 | 4.4187
8381 | 0.00035689 | 0.00011504 | 0 | 2.747 | 2.9038 | 3.0192 | 3.8287 | 4.1616 | 4.4187
8382 | 0.00036284 | 0.0001148 | 0 | 2.7524 | 2.9028 | 3.0192 | 3.8398 | 4.1594 | 4.4187
8383 | 0.00031672 | 0.00011747 | 0 | 2.7587 | 2.9028 | 3.0192 | 3.8528 | 4.1594 | 4.4187
8384 | 0.00026901 | 0.00011796 | 0.0011079 | 2.7704 | 2.9038 | 3.0192 | 3.8771 | 4.1616 | 4.4187
8385 | 0.00025171 | 0.00011716 | 0.0035454 | 2.8025 | 2.9048 | 3.0192 | 3.9443 | 4.1638 | 4.4187
8386 | 0.00024066 | 0.00011743 | 0.0060383 | 2.8362 | 2.9048 | 3.0192 | 4.0158 | 4.1638 | 4.4187
8387 | 0.00023329 | 0.00011546 | 0.0062599 | 2.8582 | 2.9048 | 3.0192 | 4.0629 | 4.1638 | 4.4187
8388 | 0.00022583 | 0.00011813 | 0.0063153 | 2.8865 | 2.9048 | 3.0192 | 4.1238 | 4.1638 | 4.4187
8389 | 0.00022228 | 0.00011794 | 0.0042102 | 2.9013 | 2.9038 | 3.0192 | 4.1561 | 4.1616 | 4.4187
8390 | 0.00021584 | 0.00011818 | 0.0019943 | 2.9153 | 2.9038 | 3.0192 | 4.1866 | 4.1616 | 4.4187
8391 | 0.00020072 | 0.00011802 | 0.00060937 | 2.9143 | 2.9028 | 3.0192 | 4.1844 | 4.1594 | 4.4187
8392 | 0.00019869 | 0.00011795 | 0 | 2.9153 | 2.9028 | 3.0192 | 4.1866 | 4.1594 | 4.4187
8393 | 0.0001959 | 0.00011778 | 0 | 2.9123 | 2.9038 | 3.0192 | 4.18 | 4.1616 | 4.4187
8394 | 0.00020439 | 0.00011788 | 0 | 2.9103 | 2.9038 | 3.0192 | 4.1757 | 4.1616 | 4.4187
8395 | 0.00026604 | 0.00011624 | 0 | 2.9133 | 2.9038 | 3.0192 | 4.1822 | 4.1616 | 4.4187
8396 | 0.0002938 | 0.00011706 | 0 | 2.9133 | 2.9038 | 3.0192 | 4.1822 | 4.1616 | 4.4187
8397 | 0.00030524 | 0.00011599 | 0 | 2.9063 | 2.9038 | 3.0192 | 4.1669 | 4.1616 | 4.4187
8398 | 0.00031534 | 0.00011461 | 0 | 2.8973 | 2.9038 | 3.0192 | 4.1474 | 4.1616 | 4.4187
8399 | 0.00032285 | 0.00011498 | 0 | 2.8894 | 2.9038 | 3.0192 | 4.1302 | 4.1616 | 4.4187
8400 | 0.00033566 | 0.0001139 | 0 | 2.8777 | 2.9038 | 3.0192 | 4.1047 | 4.1616 | 4.4187
8401 | 0.00034021 | 0.00011543 | 0 | 2.8826 | 2.9038 | 3.0192 | 4.1153 | 4.1616 | 4.4187
8402 | 0.00034318 | 0.00011408 | 0 | 2.8806 | 2.9048 | 3.0192 | 4.1111 | 4.1638 | 4.4187
8403 | 0.00034684 | 0.00011524 | 0 | 2.8718 | 2.9048 | 3.0192 | 4.0921 | 4.1638 | 4.4187
8404 | 0.00035324 | 0.00011207 | 0 | 2.8679 | 2.9048 | 3.0192 | 4.0837 | 4.1638 | 4.4187
8405 | 0.00037311 | 0.000114 | 0 | 2.8582 | 2.9048 | 3.0192 | 4.0629 | 4.1638 | 4.4187
8406 | 0.00037712 | 0.00011407 | 0 | 2.8582 | 2.9048 | 3.0192 | 4.0629 | 4.1638 | 4.4187
8407 | 0.00033112 | 0.00011768 | 0 | 2.8573 | 2.9048 | 3.0192 | 4.0608 | 4.1638 | 4.4187
8408 | 0.00027832 | 0.00011809 | 0.00072017 | 2.8718 | 2.9048 | 3.0192 | 4.0921 | 4.1638 | 4.4187
8409 | 0.00026422 | 0.00011829 | 0.0033238 | 2.866 | 2.9048 | 3.0192 | 4.0795 | 4.1638 | 4.4187
8410 | 0.0002541 | 0.00011828 | 0.0052628 | 2.8689 | 2.9058 | 3.0192 | 4.0858 | 4.1659 | 4.4187
8411 | 0.00025061 | 0.00011814 | 0.0059829 | 2.8767 | 2.9058 | 3.0192 | 4.1026 | 4.1659 | 4.4187
8412 | 0.00025245 | 0.00011781 | 0.0056505 | 2.8855 | 2.9058 | 3.0192 | 4.1217 | 4.1659 | 4.4187
8413 | 0.00024708 | 0.00011832 | 0.0049858 | 2.8875 | 2.9058 | 3.0192 | 4.126 | 4.1659 | 4.4187
8414 | 0.00023914 | 0.00011691 | 0.00349 | 2.8894 | 2.9058 | 3.0192 | 4.1302 | 4.1659 | 4.4187
8415 | 0.00023268 | 0.00011816 | 0.00088636 | 2.865 | 2.9068 | 3.0192 | 4.0774 | 4.1681 | 4.4187
8416 | 0.00022007 | 0.00011723 | 0 | 2.865 | 2.9068 | 3.0192 | 4.0774 | 4.1681 | 4.4187
8417 | 0.00022086 | 0.00011759 | 0 | 2.865 | 2.9068 | 3.0192 | 4.0774 | 4.1681 | 4.4187
8418 | 0.00023683 | 0.00011761 | 0 | 2.8515 | 2.9078 | 3.0192 | 4.0484 | 4.1703 | 4.4187
8419 | 0.0002925 | 0.00011844 | 0 | 2.8554 | 2.9068 | 3.0192 | 4.0567 | 4.1681 | 4.4187
8420 | 0.00031585 | 0.00011704 | 0 | 2.8602 | 2.9088 | 3.0192 | 4.067 | 4.1725 | 4.4187
8421 | 0.00033145 | 0.00011634 | 0 | 2.864 | 2.9088 | 3.0192 | 4.0753 | 4.1725 | 4.4187
8422 | 0.00033742 | 0.00011525 | 0 | 2.8699 | 2.9088 | 3.0192 | 4.0879 | 4.1725 | 4.4187
8423 | 0.00034169 | 0.00011525 | 0 | 2.8573 | 2.9098 | 3.0192 | 4.0608 | 4.1747 | 4.4187
8424 | 0.00035144 | 0.00011477 | 0 | 2.842 | 2.9098 | 3.0192 | 4.028 | 4.1747 | 4.4187
8425 | 0.00035568 | 0.00011543 | 0 | 2.8325 | 2.9098 | 3.0192 | 4.0077 | 4.1747 | 4.4187
8426 | 0.00036182 | 0.00011586 | 0 | 2.8353 | 2.9098 | 3.0192 | 4.0138 | 4.1747 | 4.4187
8427 | 0.00036552 | 0.00011549 | 0 | 2.8343 | 2.9098 | 3.0192 | 4.0118 | 4.1747 | 4.4187
8428 | 0.00037199 | 0.00011523 | 0 | 2.8211 | 2.9108 | 3.0192 | 3.9837 | 4.1769 | 4.4187
8429 | 0.00038939 | 0.0001142 | 0 | 2.8211 | 2.9118 | 3.0192 | 3.9837 | 4.1791 | 4.4187
8430 | 0.00039443 | 0.00011304 | 0 | 2.8127 | 2.9118 | 3.0192 | 3.9659 | 4.1791 | 4.4187
8431 | 0.00036158 | 0.00011797 | 0 | 2.8146 | 2.9118 | 3.0192 | 3.9698 | 4.1791 | 4.4187
8432 | 0.00031249 | 0.00011825 | 0.00055397 | 2.8268 | 2.9118 | 3.0192 | 3.9957 | 4.1791 | 4.4187
8433 | 0.0002928 | 0.00011826 | 0.0035454 | 2.841 | 2.9118 | 3.0192 | 4.0259 | 4.1791 | 4.4187
8434 | 0.00027829 | 0.00011843 | 0.0061491 | 2.8631 | 2.9118 | 3.0192 | 4.0733 | 4.1791 | 4.4187
8435 | 0.00026995 | 0.00011799 | 0.0080326 | 2.8816 | 2.9118 | 3.0192 | 4.1132 | 4.1791 | 4.4187
8436 | 0.00026254 | 0.00011337 | 0.0093068 | 2.9033 | 2.9128 | 3.0192 | 4.1604 | 4.1813 | 4.4187
8437 | 0.00025749 | 0.00011833 | 0.0079772 | 2.9163 | 2.9138 | 3.0192 | 4.1888 | 4.1835 | 4.4187
8438 | 0.00024042 | 0.00011855 | 0.0043764 | 2.9093 | 2.9148 | 3.0192 | 4.1735 | 4.1857 | 4.4187
8439 | 0.00023005 | 0.00011845 | 0.0010526 | 2.8894 | 2.9148 | 3.0192 | 4.1302 | 4.1857 | 4.4187
8440 | 0.00022212 | 0.00011833 | 0 | 2.8689 | 2.9148 | 3.0192 | 4.0858 | 4.1857 | 4.4187
8441 | 0.00023165 | 0.00011815 | 0 | 2.864 | 2.9148 | 3.0192 | 4.0753 | 4.1857 | 4.4187
8442 | 0.00022113 | 0.00011846 | 0 | 2.8467 | 2.9148 | 3.0192 | 4.0382 | 4.1857 | 4.4187
8443 | 0.00026357 | 0.00011868 | 0 | 2.8183 | 2.9138 | 3.0192 | 3.9777 | 4.1835 | 4.4187
8444 | 0.0002928 | 0.00011721 | 0 | 2.8174 | 2.9138 | 3.0192 | 3.9757 | 4.1835 | 4.4187
8445 | 0.00030893 | 0.00011487 | 0 | 2.823 | 2.9148 | 3.0192 | 3.9877 | 4.1857 | 4.4187
8446 | 0.00031089 | 0.00011514 | 0 | 2.8258 | 2.9159 | 3.0192 | 3.9937 | 4.1879 | 4.4187
8447 | 0.00030627 | 0.00011647 | 0 | 2.8193 | 2.9159 | 3.0192 | 3.9797 | 4.1879 | 4.4187
8448 | 0.00031453 | 0.00011513 | 0 | 2.823 | 2.9169 | 3.0192 | 3.9877 | 4.1901 | 4.4187
8449 | 0.00031657 | 0.00011408 | 0 | 2.7822 | 2.9169 | 3.0192 | 3.9018 | 4.1901 | 4.4187
8450 | 0.00031933 | 0.00011196 | 0 | 2.7932 | 2.9169 | 3.0192 | 3.9249 | 4.1901 | 4.4187
8451 | 0.00032203 | 0.00011536 | 0 | 2.7868 | 2.9169 | 3.0192 | 3.9114 | 4.1901 | 4.4187
8452 | 0.0003249 | 0.00011239 | 0 | 2.7822 | 2.9179 | 3.0192 | 3.9018 | 4.1923 | 4.4187
8453 | 0.00032629 | 0.00011326 | 0 | 2.7896 | 2.9189 | 3.0192 | 3.9171 | 4.1945 | 4.4187
8454 | 0.0003438 | 0.0001145 | 0 | 2.7841 | 2.9189 | 3.0192 | 3.9056 | 4.1945 | 4.4187
8455 | 0.00029549 | 0.00011806 | 0 | 2.7813 | 2.9189 | 3.0192 | 3.8999 | 4.1945 | 4.4187
8456 | 0.00025149 | 0.00011847 | 0.00088636 | 2.7831 | 2.9189 | 3.0192 | 3.9037 | 4.1945 | 4.4187
8457 | 0.00022717 | 0.00011864 | 0.0042656 | 2.796 | 2.9189 | 3.0192 | 3.9307 | 4.1945 | 4.4187
8458 | 0.00020443 | 0.00011756 | 0.007534 | 2.8353 | 2.9189 | 3.0192 | 4.0138 | 4.1945 | 4.4187
8459 | 0.00019102 | 0.00011824 | 0.010027 | 2.867 | 2.9189 | 3.0192 | 4.0816 | 4.1945 | 4.4187
8460 | 0.00017598 | 0.00011862 | 0.0089744 | 2.8885 | 2.9189 | 3.0192 | 4.1281 | 4.1945 | 4.4187
8461 | 0.00017259 | 0.00011811 | 0.0075894 | 2.9073 | 2.9189 | 3.0192 | 4.1691 | 4.1945 | 4.4187
8462 | 0.00015884 | 0.00011873 | 0.0047642 | 2.8944 | 2.9189 | 3.0192 | 4.141 | 4.1945 | 4.4187
8463 | 0.00015791 | 0.00011863 | 0.00099715 | 2.8777 | 2.9189 | 3.0192 | 4.1047 | 4.1945 | 4.4187
8464 | 0.00014958 | 0.00011855 | 0 | 2.8611 | 2.9189 | 3.0192 | 4.0691 | 4.1945 | 4.4187
8465 | 0.00016254 | 0.00011833 | 0 | 2.8515 | 2.9189 | 3.0192 | 4.0484 | 4.1945 | 4.4187
8466 | 0.00015185 | 0.0001178 | 0 | 2.8631 | 2.9189 | 3.0192 | 4.0733 | 4.1945 | 4.4187
8467 | 0.00019718 | 0.00011914 | 0 | 2.865 | 2.9199 | 3.0192 | 4.0774 | 4.1967 | 4.4187
8468 | 0.00021861 | 0.00011638 | 0 | 2.8534 | 2.9199 | 3.0192 | 4.0525 | 4.1967 | 4.4187
8469 | 0.00023447 | 0.00011431 | 0 | 2.8515 | 2.9199 | 3.0192 | 4.0484 | 4.1967 | 4.4187
8470 | 0.00023469 | 0.00011598 | 0 | 2.8515 | 2.9199 | 3.0192 | 4.0484 | 4.1967 | 4.4187
8471 | 0.00023556 | 0.00011597 | 0 | 2.8429 | 2.9199 | 3.0192 | 4.03 | 4.1967 | 4.4187
8472 | 0.0002425 | 0.00011413 | 0 | 2.8362 | 2.9209 | 3.0192 | 4.0158 | 4.1989 | 4.4187
8473 | 0.00024501 | 0.00011518 | 0 | 2.8391 | 2.9209 | 3.0192 | 4.0219 | 4.1989 | 4.4187
8474 | 0.00024572 | 0.00011409 | 0 | 2.8353 | 2.9209 | 3.0192 | 4.0138 | 4.1989 | 4.4187
8475 | 0.00024469 | 0.00011272 | 0 | 2.8353 | 2.9209 | 3.0192 | 4.0138 | 4.1989 | 4.4187
8476 | 0.00024433 | 0.00011462 | 0 | 2.8268 | 2.9209 | 3.0192 | 3.9957 | 4.1989 | 4.4187
8477 | 0.00024569 | 0.00011521 | 0 | 2.8391 | 2.9219 | 3.0192 | 4.0219 | 4.2011 | 4.4187
8478 | 0.00025963 | 0.00011342 | 0 | 2.8448 | 2.9219 | 3.0192 | 4.0341 | 4.2011 | 4.4187
8479 | 0.00021606 | 0.00011815 | 0 | 2.865 | 2.9209 | 3.0192 | 4.0774 | 4.1989 | 4.4187
8480 | 0.00018526 | 0.00011856 | 0.00066477 | 2.866 | 2.9209 | 3.0192 | 4.0795 | 4.1989 | 4.4187
8481 | 0.0001574 | 0.00011821 | 0.0031023 | 2.8826 | 2.9209 | 3.0192 | 4.1153 | 4.1989 | 4.4187
8482 | 0.00015172 | 0.000118 | 0.0055951 | 2.8993 | 2.9219 | 3.0192 | 4.1517 | 4.2011 | 4.4187
8483 | 0.00015062 | 0.0001183 | 0.0078664 | 2.9143 | 2.9229 | 3.0192 | 4.1844 | 4.2034 | 4.4187
8484 | 0.00014519 | 0.00011865 | 0.0074233 | 2.9093 | 2.9219 | 3.0192 | 4.1735 | 4.2011 | 4.4187
8485 | 0.00014939 | 0.00011622 | 0.0054289 | 2.9063 | 2.9219 | 3.0192 | 4.1669 | 4.2011 | 4.4187
8486 | 0.0001482 | 0.00011863 | 0.0028807 | 2.9163 | 2.9219 | 3.0192 | 4.1888 | 4.2011 | 4.4187
8487 | 0.00013998 | 0.00011868 | 0.00060937 | 2.9163 | 2.9219 | 3.0192 | 4.1888 | 4.2011 | 4.4187
8488 | 0.00015204 | 0.00011859 | 0 | 2.9123 | 2.9219 | 3.0192 | 4.18 | 4.2011 | 4.4187
8489 | 0.00013663 | 0.00011796 | 0 | 2.9023 | 2.9219 | 3.0192 | 4.1582 | 4.2011 | 4.4187
8490 | 0.00014131 | 0.00011879 | 0 | 2.8875 | 2.9219 | 3.0192 | 4.126 | 4.2011 | 4.4187
8491 | 0.00017575 | 0.00011817 | 0 | 2.8894 | 2.9209 | 3.0192 | 4.1302 | 4.1989 | 4.4187
8492 | 0.00021049 | 0.0001187 | 0 | 2.8777 | 2.9219 | 3.0192 | 4.1047 | 4.2011 | 4.4187
8493 | 0.00021864 | 0.00011634 | 0 | 2.8747 | 2.9219 | 3.0192 | 4.0984 | 4.2011 | 4.4187
8494 | 0.00022269 | 0.00011677 | 0 | 2.8467 | 2.9219 | 3.0192 | 4.0382 | 4.2011 | 4.4187
8495 | 0.00022393 | 0.00011487 | 0 | 2.8325 | 2.9219 | 3.0192 | 4.0077 | 4.2011 | 4.4187
8496 | 0.00023237 | 0.00011713 | 0 | 2.8155 | 2.9209 | 3.0192 | 3.9718 | 4.1989 | 4.4187
8497 | 0.00023625 | 0.00011705 | 0 | 2.8193 | 2.9209 | 3.0192 | 3.9797 | 4.1989 | 4.4187
8498 | 0.00023896 | 0.00011363 | 0 | 2.7942 | 2.9209 | 3.0192 | 3.9268 | 4.1989 | 4.4187
8499 | 0.00024014 | 0.00011655 | 0 | 2.8071 | 2.9209 | 3.0192 | 3.9541 | 4.1989 | 4.4187
8500 | 0.00024218 | 0.00011705 | 0 | 2.8287 | 2.9229 | 3.0192 | 3.9997 | 4.2034 | 4.4187
8501 | 0.00025953 | 0.0001177 | 0 | 2.8334 | 2.9229 | 3.0192 | 4.0097 | 4.2034 | 4.4187
8502 | 0.00026189 | 0.00011552 | 0 | 2.8258 | 2.9229 | 3.0192 | 3.9937 | 4.2034 | 4.4187
8503 | 0.00022975 | 0.00011735 | 0 | 2.8315 | 2.9229 | 3.0192 | 4.0057 | 4.2034 | 4.4187
8504 | 0.00018649 | 0.00011831 | 0.00088636 | 2.809 | 2.9229 | 3.0192 | 3.958 | 4.2034 | 4.4187
8505 | 0.00015145 | 0.00011878 | 0.0052074 | 2.8343 | 2.9219 | 3.0192 | 4.0118 | 4.2011 | 4.4187
8506 | 0.00013904 | 0.00011881 | 0.0088082 | 2.864 | 2.9219 | 3.0192 | 4.0753 | 4.2011 | 4.4187
8507 | 0.00013248 | 0.00011898 | 0.011966 | 2.8796 | 2.9219 | 3.0192 | 4.1089 | 4.2011 | 4.4187
8508 | 0.00014103 | 0.00011876 | 0.0098607 | 2.8944 | 2.9219 | 3.0192 | 4.141 | 4.2011 | 4.4187
8509 | 0.00014997 | 0.00011902 | 0.0085312 | 2.9023 | 2.9219 | 3.0192 | 4.1582 | 4.2011 | 4.4187
8510 | 0.00015687 | 0.00011857 | 0.0041548 | 2.8954 | 2.9219 | 3.0192 | 4.1431 | 4.2011 | 4.4187
8511 | 0.00013021 | 0.00011857 | 0.00099715 | 2.8679 | 2.9209 | 3.0192 | 4.0837 | 4.1989 | 4.4187
8512 | 0.00012139 | 0.00011796 | 0 | 2.8544 | 2.9209 | 3.0192 | 4.0546 | 4.1989 | 4.4187
8513 | 0.00013913 | 0.00011908 | 0 | 2.808 | 2.9199 | 3.0192 | 3.956 | 4.1967 | 4.4187
8514 | 0.00014991 | 0.00011903 | 0 | 2.8211 | 2.9199 | 3.0192 | 3.9837 | 4.1967 | 4.4187
8515 | 0.00020493 | 0.00011963 | 0 | 2.8062 | 2.9199 | 3.0192 | 3.9521 | 4.1967 | 4.4187
8516 | 0.00024694 | 0.00011856 | 0 | 2.8034 | 2.9199 | 3.0192 | 3.9462 | 4.1967 | 4.4187
8517 | 0.00025053 | 0.00011682 | 0 | 2.7951 | 2.9199 | 3.0192 | 3.9287 | 4.1967 | 4.4187
8518 | 0.00025555 | 0.00011547 | 0 | 2.7932 | 2.9199 | 3.0192 | 3.9249 | 4.1967 | 4.4187
8519 | 0.00026155 | 0.0001157 | 0 | 2.7923 | 2.9189 | 3.0192 | 3.9229 | 4.1945 | 4.4187
8520 | 0.00026653 | 0.00011577 | 0 | 2.8118 | 2.9189 | 3.0192 | 3.9639 | 4.1945 | 4.4187
8521 | 0.00026414 | 0.00011669 | 0 | 2.809 | 2.9189 | 3.0192 | 3.958 | 4.1945 | 4.4187
8522 | 0.0002651 | 0.00011544 | 0 | 2.8034 | 2.9179 | 3.0192 | 3.9462 | 4.1923 | 4.4187
8523 | 0.00026412 | 0.00011419 | 0 | 2.8034 | 2.9179 | 3.0192 | 3.9462 | 4.1923 | 4.4187
8524 | 0.00026471 | 0.00011505 | 0 | 2.7978 | 2.9179 | 3.0192 | 3.9345 | 4.1923 | 4.4187
8525 | 0.00026968 | 0.00011456 | 0 | 2.8015 | 2.9169 | 3.0192 | 3.9423 | 4.1901 | 4.4187
8526 | 0.0002744 | 0.00011667 | 0 | 2.8015 | 2.9169 | 3.0192 | 3.9423 | 4.1901 | 4.4187
8527 | 0.00023314 | 0.00011881 | 0 | 2.8006 | 2.9169 | 3.0192 | 3.9404 | 4.1901 | 4.4187
8528 | 0.00020533 | 0.00011892 | 0.0011633 | 2.796 | 2.9169 | 3.0192 | 3.9307 | 4.1901 | 4.4187
8529 | 0.00018883 | 0.00011902 | 0.0052628 | 2.8118 | 2.9169 | 3.0192 | 3.9639 | 4.1901 | 4.4187
8530 | 0.00017866 | 0.00011887 | 0.0068139 | 2.8448 | 2.9179 | 3.0192 | 4.0341 | 4.1923 | 4.4187
8531 | 0.00016613 | 0.00011783 | 0.010415 | 2.8767 | 2.9169 | 3.0192 | 4.1026 | 4.1901 | 4.4187
8532 | 0.00016308 | 0.00011876 | 0.010858 | 2.9153 | 2.9169 | 3.0192 | 4.1866 | 4.1901 | 4.4187
8533 | 0.00017394 | 0.00011916 | 0.0074233 | 2.8904 | 2.9169 | 3.0192 | 4.1324 | 4.1901 | 4.4187
8534 | 0.00016098 | 0.00011755 | 0.0039332 | 2.8944 | 2.9159 | 3.0192 | 4.141 | 4.1879 | 4.4187
8535 | 0.00015191 | 0.00011803 | 0.00088636 | 2.8611 | 2.9148 | 3.0192 | 4.0691 | 4.1857 | 4.4187
8536 | 0.00014797 | 0.00011879 | 0 | 2.8136 | 2.9148 | 3.0192 | 3.9678 | 4.1857 | 4.4187
8537 | 0.00014774 | 0.00011888 | 0 | 2.7804 | 2.9148 | 3.0192 | 3.898 | 4.1857 | 4.4187
8538 | 0.00015766 | 0.00011824 | 0 | 2.8136 | 2.9148 | 3.0192 | 3.9678 | 4.1857 | 4.4187
8539 | 0.0001938 | 0.00011803 | 0 | 2.8006 | 2.9148 | 3.0192 | 3.9404 | 4.1857 | 4.4187
8540 | 0.00022312 | 0.00011808 | 0 | 2.7997 | 2.9148 | 3.0192 | 3.9384 | 4.1857 | 4.4187
8541 | 0.00023058 | 0.00011744 | 0 | 2.8146 | 2.9148 | 3.0192 | 3.9698 | 4.1857 | 4.4187
8542 | 0.00022828 | 0.00011802 | 0 | 2.815 | 2.9148 | 3.0192 | 3.9708 | 4.1857 | 4.4187
8543 | 0.00022818 | 0.0001183 | 0 | 2.8296 | 2.9148 | 3.0192 | 4.0017 | 4.1857 | 4.4187
8544 | 0.00023467 | 0.00011653 | 0 | 2.8127 | 2.9148 | 3.0192 | 3.9659 | 4.1857 | 4.4187
8545 | 0.00023719 | 0.00011935 | 0 | 2.8006 | 2.9148 | 3.0192 | 3.9404 | 4.1857 | 4.4187
8546 | 0.00023934 | 0.00011941 | 0 | 2.7731 | 2.9148 | 3.0192 | 3.8828 | 4.1857 | 4.4187
8547 | 0.00024035 | 0.00011557 | 0 | 2.7822 | 2.9159 | 3.0192 | 3.9018 | 4.1879 | 4.4187
8548 | 0.00024305 | 0.00011928 | 0 | 2.7804 | 2.9148 | 3.0192 | 3.898 | 4.1857 | 4.4187
8549 | 0.00025941 | 0.00011942 | 0 | 2.7951 | 2.9148 | 3.0192 | 3.9287 | 4.1857 | 4.4187
8550 | 0.00026032 | 0.00011821 | 0 | 2.785 | 2.9148 | 3.0192 | 3.9075 | 4.1857 | 4.4187
8551 | 0.00023299 | 0.00011853 | 0 | 2.8034 | 2.9148 | 3.0192 | 3.9462 | 4.1857 | 4.4187
8552 | 0.00017036 | 0.00011834 | 0.00077556 | 2.8025 | 2.9148 | 3.0192 | 3.9443 | 4.1857 | 4.4187
8553 | 0.00015718 | 0.00011909 | 0.0034346 | 2.8062 | 2.9148 | 3.0192 | 3.9521 | 4.1857 | 4.4187
8554 | 0.00015071 | 0.00011765 | 0.0067031 | 2.8268 | 2.9148 | 3.0192 | 3.9957 | 4.1857 | 4.4187
8555 | 0.0001498 | 0.000119 | 0.0084758 | 2.8306 | 2.9148 | 3.0192 | 4.0037 | 4.1857 | 4.4187
8556 | 0.00015004 | 0.00011938 | 0.012631 | 2.8287 | 2.9148 | 3.0192 | 3.9997 | 4.1857 | 4.4187
8557 | 0.00015096 | 0.00011783 | 0.0085312 | 2.8268 | 2.9148 | 3.0192 | 3.9957 | 4.1857 | 4.4187
8558 | 0.0001492 | 0.00011923 | 0.0044318 | 2.8062 | 2.9148 | 3.0192 | 3.9521 | 4.1857 | 4.4187
8559 | 0.00013975 | 0.00011905 | 0.00088636 | 2.7942 | 2.9138 | 3.0192 | 3.9268 | 4.1835 | 4.4187
8560 | 0.00015327 | 0.00011898 | 0 | 2.7605 | 2.9159 | 3.0192 | 3.8565 | 4.1879 | 4.4187
8561 | 0.00016227 | 0.00011864 | 0 | 2.747 | 2.9159 | 3.0192 | 3.8287 | 4.1879 | 4.4187
8562 | 0.00015146 | 0.00011907 | 0 | 2.7444 | 2.9159 | 3.0192 | 3.8232 | 4.1879 | 4.4187
8563 | 0.00019315 | 0.00011813 | 0 | 2.7382 | 2.9159 | 3.0192 | 3.8104 | 4.1879 | 4.4187
8564 | 0.0002239 | 0.00011975 | 0 | 2.747 | 2.9138 | 3.0192 | 3.8287 | 4.1835 | 4.4187
8565 | 0.00023736 | 0.00011938 | 0 | 2.7488 | 2.9138 | 3.0192 | 3.8324 | 4.1835 | 4.4187
8566 | 0.00025364 | 0.00011897 | 0 | 2.7311 | 2.9148 | 3.0192 | 3.7959 | 4.1857 | 4.4187
8567 | 0.00025526 | 0.00011902 | 0 | 2.7058 | 2.9148 | 3.0192 | 3.7442 | 4.1857 | 4.4187
8568 | 0.00026071 | 0.00011594 | 0 | 2.7119 | 2.9148 | 3.0192 | 3.7565 | 4.1857 | 4.4187
8569 | 0.00026087 | 0.00011953 | 0 | 2.6921 | 2.9138 | 3.0192 | 3.7163 | 4.1835 | 4.4187
8570 | 0.00026373 | 0.00011834 | 0 | 2.6818 | 2.9128 | 3.0192 | 3.6956 | 4.1813 | 4.4187
8571 | 0.00026499 | 0.00011895 | 0 | 2.6886 | 2.9128 | 3.0192 | 3.7094 | 4.1813 | 4.4187
8572 | 0.00026394 | 0.00011836 | 0 | 2.6938 | 2.9138 | 3.0192 | 3.7197 | 4.1835 | 4.4187
8573 | 0.00026574 | 0.00011925 | 0 | 2.6938 | 2.9148 | 3.0192 | 3.7197 | 4.1857 | 4.4187
8574 | 0.00027759 | 0.00011924 | 0 | 2.7084 | 2.9148 | 3.0192 | 3.7495 | 4.1857 | 4.4187
8575 | 0.00025932 | 0.00011885 | 0 | 2.7084 | 2.9148 | 3.0192 | 3.7495 | 4.1857 | 4.4187
8576 | 0.00019525 | 0.00011903 | 0.00055397 | 2.705 | 2.9138 | 3.0192 | 3.7424 | 4.1835 | 4.4187
8577 | 0.00018607 | 0.00011917 | 0.0025621 | 2.7136 | 2.9138 | 3.0192 | 3.7601 | 4.1835 | 4.4187
8578 | 0.00016036 | 0.00011774 | 0.0052628 | 2.7364 | 2.9138 | 3.0192 | 3.8068 | 4.1835 | 4.4187
8579 | 0.00015715 | 0.00011882 | 0.0055951 | 2.7587 | 2.9138 | 3.0192 | 3.8528 | 4.1835 | 4.4187
8580 | 0.00017915 | 0.00011931 | 0.0052074 | 2.7822 | 2.9138 | 3.0192 | 3.9018 | 4.1835 | 4.4187
8581 | 0.00017216 | 0.00011946 | 0.0042656 | 2.7988 | 2.9138 | 3.0192 | 3.9365 | 4.1835 | 4.4187
8582 | 0.00016787 | 0.00011877 | 0.0020497 | 2.7923 | 2.9128 | 3.0192 | 3.9229 | 4.1813 | 4.4187
8583 | 0.0001585 | 0.00011939 | 0.00060937 | 2.7804 | 2.9128 | 3.0192 | 3.898 | 4.1813 | 4.4187
8584 | 0.00014983 | 0.0001193 | 0 | 2.7822 | 2.9128 | 3.0192 | 3.9018 | 4.1813 | 4.4187
8585 | 0.00015638 | 0.00011887 | 0 | 2.774 | 2.9128 | 3.0192 | 3.8847 | 4.1813 | 4.4187
8586 | 0.00016899 | 0.00011892 | 0 | 2.7713 | 2.9118 | 3.0192 | 3.879 | 4.1791 | 4.4187
8587 | 0.00021532 | 0.00011822 | 0 | 2.7722 | 2.9108 | 3.0192 | 3.8809 | 4.1769 | 4.4187
8588 | 0.00025288 | 0.00011984 | 0 | 2.7749 | 2.9108 | 3.0192 | 3.8866 | 4.1769 | 4.4187
8589 | 0.00026649 | 0.00011955 | 0 | 2.7704 | 2.9108 | 3.0192 | 3.8771 | 4.1769 | 4.4187
8590 | 0.00027766 | 0.00011823 | 0 | 2.765 | 2.9108 | 3.0192 | 3.8658 | 4.1769 | 4.4187
8591 | 0.00027982 | 0.00011828 | 0 | 2.7659 | 2.9108 | 3.0192 | 3.8677 | 4.1769 | 4.4187
8592 | 0.00028828 | 0.00011907 | 0 | 2.756 | 2.9108 | 3.0192 | 3.8472 | 4.1769 | 4.4187
8593 | 0.00029076 | 0.00011639 | 0 | 2.7587 | 2.9108 | 3.0192 | 3.8528 | 4.1769 | 4.4187
8594 | 0.00029383 | 0.00011818 | 0 | 2.7426 | 2.9108 | 3.0192 | 3.8195 | 4.1769 | 4.4187
8595 | 0.00029601 | 0.00011626 | 0 | 2.7722 | 2.9088 | 3.0192 | 3.8809 | 4.1725 | 4.4187
8596 | 0.00029989 | 0.00011798 | 0 | 2.7686 | 2.9088 | 3.0192 | 3.8734 | 4.1725 | 4.4187
8597 | 0.00031287 | 0.00011717 | 0 | 2.7551 | 2.9088 | 3.0192 | 3.8453 | 4.1725 | 4.4187
8598 | 0.00032795 | 0.00011848 | 0 | 2.7605 | 2.9098 | 3.0192 | 3.8565 | 4.1747 | 4.4187
8599 | 0.00027014 | 0.00011923 | 0 | 2.7382 | 2.9098 | 3.0192 | 3.8104 | 4.1747 | 4.4187
8600 | 0.0002224 | 0.00011922 | 0.00066477 | 2.7551 | 2.9088 | 3.0192 | 3.8453 | 4.1725 | 4.4187
8601 | 0.00020107 | 0.00011955 | 0.0031023 | 2.7632 | 2.9088 | 3.0192 | 3.8621 | 4.1725 | 4.4187
8602 | 0.00017604 | 0.00011831 | 0.0050966 | 2.785 | 2.9078 | 3.0192 | 3.9075 | 4.1703 | 4.4187
8603 | 0.00017251 | 0.00011918 | 0.0068139 | 2.8164 | 2.9058 | 3.0192 | 3.9738 | 4.1659 | 4.4187
8604 | 0.00017539 | 0.00011354 | 0.0061491 | 2.8372 | 2.9058 | 3.0192 | 4.0178 | 4.1659 | 4.4187
8605 | 0.00018513 | 0.00011824 | 0.0049304 | 2.8477 | 2.9058 | 3.0192 | 4.0402 | 4.1659 | 4.4187
8606 | 0.00017455 | 0.00011956 | 0.0024929 | 2.8515 | 2.9058 | 3.0192 | 4.0484 | 4.1659 | 4.4187
8607 | 0.000157 | 0.00011946 | 0.00049858 | 2.8611 | 2.9058 | 3.0192 | 4.0691 | 4.1659 | 4.4187
8608 | 0.00013941 | 0.0001191 | 0 | 2.8477 | 2.9048 | 3.0192 | 4.0402 | 4.1638 | 4.4187
8609 | 0.00014745 | 0.00011927 | 0 | 2.8515 | 2.9058 | 3.0192 | 4.0484 | 4.1659 | 4.4187
8610 | 0.00016646 | 0.00011949 | 0 | 2.8544 | 2.9048 | 3.0192 | 4.0546 | 4.1638 | 4.4187
8611 | 0.0002065 | 0.00012003 | 0 | 2.824 | 2.9048 | 3.0192 | 3.9897 | 4.1638 | 4.4187
8612 | 0.00024387 | 0.00011996 | 0 | 2.8183 | 2.9048 | 3.0192 | 3.9777 | 4.1638 | 4.4187
8613 | 0.00025555 | 0.00011908 | 0 | 2.7813 | 2.9048 | 3.0192 | 3.8999 | 4.1638 | 4.4187
8614 | 0.00025666 | 0.00011834 | 0 | 2.7677 | 2.9048 | 3.0192 | 3.8715 | 4.1638 | 4.4187
8615 | 0.00025783 | 0.00011884 | 0 | 2.7408 | 2.9028 | 3.0192 | 3.8159 | 4.1594 | 4.4187
8616 | 0.00026304 | 0.00011962 | 0 | 2.747 | 2.9028 | 3.0192 | 3.8287 | 4.1594 | 4.4187
8617 | 0.00026412 | 0.00011956 | 0 | 2.7197 | 2.9028 | 3.0192 | 3.7725 | 4.1594 | 4.4187
8618 | 0.00026498 | 0.00011956 | 0 | 2.7067 | 2.9028 | 3.0192 | 3.746 | 4.1594 | 4.4187
8619 | 0.00026654 | 0.00011937 | 0 | 2.6955 | 2.9019 | 3.0192 | 3.7232 | 4.1572 | 4.4187
8620 | 0.00026662 | 0.00011917 | 0 | 2.6852 | 2.9019 | 3.0192 | 3.7025 | 4.1572 | 4.4187
8621 | 0.00026937 | 0.00011747 | 0 | 2.6844 | 2.9019 | 3.0192 | 3.7007 | 4.1572 | 4.4187
8622 | 0.00028782 | 0.00011907 | 0 | 2.6725 | 2.9019 | 3.0192 | 3.6768 | 4.1572 | 4.4187
8623 | 0.00023008 | 0.00011931 | 0 | 2.6734 | 2.9038 | 3.0192 | 3.6785 | 4.1616 | 4.4187
8624 | 0.00022051 | 0.00011915 | 0.0011633 | 2.6734 | 2.9028 | 3.0192 | 3.6785 | 4.1594 | 4.4187
8625 | 0.0001792 | 0.00011971 | 0.0056505 | 2.6981 | 2.9028 | 3.0192 | 3.7284 | 4.1594 | 4.4187
8626 | 0.00017099 | 0.00011951 | 0.010802 | 2.7542 | 2.9028 | 3.0192 | 3.8435 | 4.1594 | 4.4187
8627 | 0.00015877 | 0.00011926 | 0.013572 | 2.7859 | 2.9019 | 3.0192 | 3.9095 | 4.1572 | 4.4187
8628 | 0.00015549 | 0.00011941 | 0.014293 | 2.8174 | 2.9019 | 3.0192 | 3.9757 | 4.1572 | 4.4187
8629 | 0.00015122 | 0.00011893 | 0.010969 | 2.8268 | 2.9019 | 3.0192 | 3.9957 | 4.1572 | 4.4187
8630 | 0.00014491 | 0.00011947 | 0.0055951 | 2.824 | 2.9019 | 3.0192 | 3.9897 | 4.1572 | 4.4187
8631 | 0.00014321 | 0.00011887 | 0.0012187 | 2.7896 | 2.9019 | 3.0192 | 3.9171 | 4.1572 | 4.4187
8632 | 0.00014201 | 0.00011926 | 0 | 2.7596 | 2.9019 | 3.0192 | 3.8546 | 4.1572 | 4.4187
8633 | 0.00015004 | 0.00011948 | 0 | 2.7382 | 2.9019 | 3.0192 | 3.8104 | 4.1572 | 4.4187
8634 | 0.00016703 | 0.00011944 | 0 | 2.7338 | 2.9019 | 3.0192 | 3.8013 | 4.1572 | 4.4187
8635 | 0.00021555 | 0.00011598 | 0 | 2.7232 | 2.9019 | 3.0192 | 3.7797 | 4.1572 | 4.4187
8636 | 0.00025198 | 0.00012029 | 0 | 2.7058 | 2.9019 | 3.0192 | 3.7442 | 4.1572 | 4.4187
8637 | 0.00026046 | 0.00012012 | 0 | 2.7041 | 2.9019 | 3.0192 | 3.7407 | 4.1572 | 4.4187
8638 | 0.00026948 | 0.00011991 | 0 | 2.6972 | 2.9009 | 3.0192 | 3.7267 | 4.1551 | 4.4187
8639 | 0.00026769 | 0.00011974 | 0 | 2.6963 | 2.9009 | 3.0192 | 3.725 | 4.1551 | 4.4187
8640 | 0.00027238 | 0.00012002 | 0 | 2.7101 | 2.9009 | 3.0192 | 3.753 | 4.1551 | 4.4187
8641 | 0.00027174 | 0.00011992 | 0 | 2.7024 | 2.9009 | 3.0192 | 3.7372 | 4.1551 | 4.4187
8642 | 0.00027381 | 0.00011789 | 0 | 2.7058 | 2.9009 | 3.0192 | 3.7442 | 4.1551 | 4.4187
8643 | 0.00027534 | 0.00011959 | 0 | 2.7093 | 2.9009 | 3.0192 | 3.7512 | 4.1551 | 4.4187
8644 | 0.00027724 | 0.00011821 | 0 | 2.7101 | 2.9009 | 3.0192 | 3.753 | 4.1551 | 4.4187
8645 | 0.00028009 | 0.00011842 | 0 | 2.7276 | 2.9009 | 3.0192 | 3.7887 | 4.1551 | 4.4187
8646 | 0.00029883 | 0.00011836 | 0 | 2.7206 | 2.9009 | 3.0192 | 3.7743 | 4.1551 | 4.4187
8647 | 0.00028282 | 0.00011933 | 0 | 2.7338 | 2.8999 | 3.0192 | 3.8013 | 4.1529 | 4.4187
8648 | 0.00022618 | 0.00011922 | 0.00069247 | 2.7346 | 2.8989 | 3.0192 | 3.8031 | 4.1507 | 4.4187
8649 | 0.00017009 | 0.00011954 | 0.0038778 | 2.7453 | 2.8989 | 3.0192 | 3.825 | 4.1507 | 4.4187
8650 | 0.00016192 | 0.00011962 | 0.0063707 | 2.7768 | 2.8989 | 3.0192 | 3.8904 | 4.1507 | 4.4187
8651 | 0.00016135 | 0.0001198 | 0.0087528 | 2.796 | 2.8999 | 3.0192 | 3.9307 | 4.1529 | 4.4187
8652 | 0.00016281 | 0.00011924 | 0.0090298 | 2.8202 | 2.8999 | 3.0192 | 3.9817 | 4.1529 | 4.4187
8653 | 0.0001478 | 0.00011977 | 0.0071463 | 2.8334 | 2.8989 | 3.0192 | 4.0097 | 4.1507 | 4.4187
8654 | 0.00014127 | 0.00011901 | 0.0039886 | 2.8108 | 2.8989 | 3.0192 | 3.9619 | 4.1507 | 4.4187
8655 | 0.00011212 | 0.00011879 | 0.00099715 | 2.7804 | 2.8999 | 3.0192 | 3.898 | 4.1529 | 4.4187
8656 | 0.00011993 | 0.00011891 | 0 | 2.7605 | 2.9009 | 3.0192 | 3.8565 | 4.1551 | 4.4187
8657 | 0.00013378 | 0.00011949 | 0 | 2.7542 | 2.9009 | 3.0192 | 3.8435 | 4.1551 | 4.4187
8658 | 0.00015479 | 0.00011983 | 0 | 2.7311 | 2.8999 | 3.0192 | 3.7959 | 4.1529 | 4.4187
8659 | 0.00019652 | 0.00011967 | 0 | 2.7223 | 2.8999 | 3.0192 | 3.7779 | 4.1529 | 4.4187
8660 | 0.00022464 | 0.00012031 | 0 | 2.718 | 2.8989 | 3.0192 | 3.769 | 4.1507 | 4.4187
8661 | 0.00024653 | 0.00012026 | 0 | 2.718 | 2.8989 | 3.0192 | 3.769 | 4.1507 | 4.4187
8662 | 0.00024767 | 0.00012005 | 0 | 2.711 | 2.8989 | 3.0192 | 3.7548 | 4.1507 | 4.4187
8663 | 0.00024972 | 0.00011541 | 0 | 2.7127 | 2.8989 | 3.0192 | 3.7583 | 4.1507 | 4.4187
8664 | 0.00025887 | 0.0001171 | 0 | 2.7084 | 2.8989 | 3.0192 | 3.7495 | 4.1507 | 4.4187
8665 | 0.00026176 | 0.00011987 | 0 | 2.6946 | 2.8989 | 3.0192 | 3.7215 | 4.1507 | 4.4187
8666 | 0.00026255 | 0.00012009 | 0 | 2.6912 | 2.8989 | 3.0192 | 3.7145 | 4.1507 | 4.4187
8667 | 0.00026602 | 0.00011995 | 0 | 2.6793 | 2.8979 | 3.0192 | 3.6905 | 4.1486 | 4.4187
8668 | 0.0002687 | 0.00011793 | 0 | 2.681 | 2.8979 | 3.0192 | 3.6939 | 4.1486 | 4.4187
8669 | 0.0002728 | 0.00011986 | 0 | 2.6742 | 2.8979 | 3.0192 | 3.6802 | 4.1486 | 4.4187
8670 | 0.00027429 | 0.00011551 | 0 | 2.6633 | 2.8989 | 3.0192 | 3.6583 | 4.1507 | 4.4187
8671 | 0.0002655 | 0.00011964 | 0 | 2.6734 | 2.8989 | 3.0192 | 3.6785 | 4.1507 | 4.4187
8672 | 0.00019817 | 0.00011963 | 0.00088636 | 2.6708 | 2.8989 | 3.0192 | 3.6735 | 4.1507 | 4.4187
8673 | 0.00019312 | 0.00011924 | 0.0036562 | 2.6708 | 2.8979 | 3.0192 | 3.6735 | 4.1486 | 4.4187
8674 | 0.00017202 | 0.00011728 | 0.0062599 | 2.6929 | 2.8979 | 3.0192 | 3.718 | 4.1486 | 4.4187
8675 | 0.00015695 | 0.00011934 | 0.008365 | 2.7206 | 2.8969 | 3.0192 | 3.7743 | 4.1464 | 4.4187
8676 | 0.00015172 | 0.00011842 | 0.007811 | 2.7391 | 2.8969 | 3.0192 | 3.8122 | 4.1464 | 4.4187
8677 | 0.00015819 | 0.00011996 | 0.0048196 | 2.7382 | 2.8969 | 3.0192 | 3.8104 | 4.1464 | 4.4187
8678 | 0.00015222 | 0.00012 | 0.0021605 | 2.7311 | 2.8969 | 3.0192 | 3.7959 | 4.1464 | 4.4187
8679 | 0.00014902 | 0.00011975 | 0.00044318 | 2.7223 | 2.8969 | 3.0192 | 3.7779 | 4.1464 | 4.4187
8680 | 0.0001329 | 0.00011973 | 0 | 2.7154 | 2.8969 | 3.0192 | 3.7636 | 4.1464 | 4.4187
8681 | 0.00014033 | 0.00011982 | 0 | 2.7101 | 2.8969 | 3.0192 | 3.753 | 4.1464 | 4.4187
8682 | 0.00016519 | 0.00011979 | 0 | 2.7188 | 2.8969 | 3.0192 | 3.7708 | 4.1464 | 4.4187
8683 | 0.00018804 | 0.00011857 | 0 | 2.7294 | 2.8949 | 3.0192 | 3.7923 | 4.1421 | 4.4187
8684 | 0.00022196 | 0.00011753 | 0 | 2.7355 | 2.8949 | 3.0192 | 3.805 | 4.1421 | 4.4187
8685 | 0.0002372 | 0.0001201 | 0 | 2.7346 | 2.8949 | 3.0192 | 3.8031 | 4.1421 | 4.4187
8686 | 0.00023933 | 0.00011448 | 0 | 2.7399 | 2.8949 | 3.0192 | 3.8141 | 4.1421 | 4.4187
8687 | 0.0002408 | 0.00012025 | 0 | 2.7533 | 2.8949 | 3.0192 | 3.8416 | 4.1421 | 4.4187
8688 | 0.00024436 | 0.0001169 | 0 | 2.7749 | 2.8949 | 3.0192 | 3.8866 | 4.1421 | 4.4187
8689 | 0.00024268 | 0.00012037 | 0 | 2.7731 | 2.8949 | 3.0192 | 3.8828 | 4.1421 | 4.4187
8690 | 0.0002447 | 0.00011898 | 0 | 2.7722 | 2.8939 | 3.0192 | 3.8809 | 4.1399 | 4.4187
8691 | 0.00024409 | 0.00012014 | 0 | 2.7731 | 2.8939 | 3.0192 | 3.8828 | 4.1399 | 4.4187
8692 | 0.00024444 | 0.00012039 | 0 | 2.7695 | 2.8939 | 3.0192 | 3.8752 | 4.1399 | 4.4187
8693 | 0.00023861 | 0.00012037 | 0 | 2.7641 | 2.8939 | 3.0192 | 3.864 | 4.1399 | 4.4187
8694 | 0.00024382 | 0.0001193 | 0 | 2.7677 | 2.8939 | 3.0192 | 3.8715 | 4.1399 | 4.4187
8695 | 0.00022616 | 0.0001193 | 0 | 2.7713 | 2.8939 | 3.0192 | 3.879 | 4.1399 | 4.4187
8696 | 0.00019616 | 0.00011902 | 0.00044318 | 2.7731 | 2.8939 | 3.0192 | 3.8828 | 4.1399 | 4.4187
8697 | 0.00015208 | 0.00011989 | 0.0024375 | 2.7905 | 2.8929 | 3.0192 | 3.9191 | 4.1378 | 4.4187
8698 | 0.00013709 | 0.00011997 | 0.0048196 | 2.8006 | 2.8929 | 3.0192 | 3.9404 | 4.1378 | 4.4187
8699 | 0.00013409 | 0.00011989 | 0.0062599 | 2.8202 | 2.8919 | 3.0192 | 3.9817 | 4.1356 | 4.4187
8700 | 0.00013726 | 0.00011985 | 0.0050412 | 2.8287 | 2.8919 | 3.0192 | 3.9997 | 4.1356 | 4.4187
8701 | 0.00013673 | 0.00011945 | 0.0044318 | 2.8325 | 2.8919 | 3.0192 | 4.0077 | 4.1356 | 4.4187
8702 | 0.00013823 | 0.00011975 | 0.0032131 | 2.842 | 2.8919 | 3.0192 | 4.028 | 4.1356 | 4.4187
8703 | 0.00012777 | 0.00011949 | 0.00055397 | 2.8381 | 2.89 | 3.0192 | 4.0198 | 4.1313 | 4.4187
8704 | 0.00012685 | 0.00011952 | 0 | 2.8258 | 2.89 | 3.0192 | 3.9937 | 4.1313 | 4.4187
8705 | 0.00012735 | 0.00011972 | 0 | 2.824 | 2.89 | 3.0192 | 3.9897 | 4.1313 | 4.4187
8706 | 0.00013469 | 0.00011961 | 0 | 2.8164 | 2.89 | 3.0192 | 3.9738 | 4.1313 | 4.4187
8707 | 0.00018822 | 0.00012057 | 0 | 2.8108 | 2.89 | 3.0192 | 3.9619 | 4.1313 | 4.4187
8708 | 0.00021998 | 0.00011925 | 0 | 2.808 | 2.89 | 3.0192 | 3.956 | 4.1313 | 4.4187
8709 | 0.0002385 | 0.00012026 | 0 | 2.8006 | 2.889 | 3.0192 | 3.9404 | 4.1292 | 4.4187
8710 | 0.00024072 | 0.00011509 | 0 | 2.7969 | 2.889 | 3.0192 | 3.9326 | 4.1292 | 4.4187
8711 | 0.00024652 | 0.00012045 | 0 | 2.7988 | 2.889 | 3.0192 | 3.9365 | 4.1292 | 4.4187
8712 | 0.0002562 | 0.00011803 | 0 | 2.7978 | 2.889 | 3.0192 | 3.9345 | 4.1292 | 4.4187
8713 | 0.00025756 | 0.00012044 | 0 | 2.7786 | 2.889 | 3.0192 | 3.8942 | 4.1292 | 4.4187
8714 | 0.00025817 | 0.00011792 | 0 | 2.7731 | 2.889 | 3.0192 | 3.8828 | 4.1292 | 4.4187
8715 | 0.00025665 | 0.00011991 | 0 | 2.7831 | 2.89 | 3.0192 | 3.9037 | 4.1313 | 4.4187
8716 | 0.00025413 | 0.00012023 | 0 | 2.7859 | 2.89 | 3.0192 | 3.9095 | 4.1313 | 4.4187
8717 | 0.00027494 | 0.00011921 | 0 | 2.7659 | 2.889 | 3.0192 | 3.8677 | 4.1292 | 4.4187
8718 | 0.00028932 | 0.00012018 | 0 | 2.7768 | 2.889 | 3.0192 | 3.8904 | 4.1292 | 4.4187
8719 | 0.00025623 | 0.00011937 | 0 | 2.7804 | 2.889 | 3.0192 | 3.898 | 4.1292 | 4.4187
8720 | 0.00022687 | 0.00011995 | 0.00044318 | 2.7997 | 2.889 | 3.0192 | 3.9384 | 4.1292 | 4.4187
8721 | 0.00019149 | 0.00011978 | 0.0031023 | 2.8099 | 2.889 | 3.0192 | 3.9599 | 4.1292 | 4.4187
8722 | 0.00017004 | 0.00012024 | 0.0053182 | 2.8146 | 2.889 | 3.0192 | 3.9698 | 4.1292 | 4.4187
8723 | 0.00015677 | 0.00012027 | 0.007534 | 2.8381 | 2.889 | 3.0192 | 4.0198 | 4.1292 | 4.4187
8724 | 0.00014559 | 0.00012028 | 0.007534 | 2.8486 | 2.888 | 3.0192 | 4.0423 | 4.1271 | 4.4187
8725 | 0.00012356 | 0.00011906 | 0.0048196 | 2.8582 | 2.888 | 3.0192 | 4.0629 | 4.1271 | 4.4187
8726 | 0.00010225 | 0.00011995 | 0.0016065 | 2.8515 | 2.888 | 3.0192 | 4.0484 | 4.1271 | 4.4187
8727 | 8.9945e-05 | 0.00011912 | 0.00060937 | 2.8496 | 2.888 | 3.0192 | 4.0443 | 4.1271 | 4.4187
8728 | 8.8794e-05 | 0.00011899 | 0 | 2.8554 | 2.888 | 3.0192 | 4.0567 | 4.1271 | 4.4187
8729 | 0.00010056 | 0.00011963 | 0 | 2.8277 | 2.89 | 3.0192 | 3.9977 | 4.1313 | 4.4187
8730 | 0.00011706 | 0.00011966 | 0 | 2.8429 | 2.89 | 3.0192 | 4.03 | 4.1313 | 4.4187
8731 | 0.00016552 | 0.00012063 | 0 | 2.842 | 2.89 | 3.0192 | 4.028 | 4.1313 | 4.4187
8732 | 0.00019386 | 0.00011732 | 0 | 2.842 | 2.889 | 3.0192 | 4.028 | 4.1292 | 4.4187
8733 | 0.00021382 | 0.00011893 | 0 | 2.8343 | 2.89 | 3.0192 | 4.0118 | 4.1313 | 4.4187
8734 | 0.0002114 | 0.00011961 | 0 | 2.8287 | 2.888 | 3.0192 | 3.9997 | 4.1271 | 4.4187
8735 | 0.00021317 | 0.00011989 | 0 | 2.8353 | 2.888 | 3.0192 | 4.0138 | 4.1271 | 4.4187
8736 | 0.00021958 | 0.00012042 | 0 | 2.8448 | 2.888 | 3.0192 | 4.0341 | 4.1271 | 4.4187
8737 | 0.00022062 | 0.00012037 | 0 | 2.8554 | 2.887 | 3.0192 | 4.0567 | 4.1249 | 4.4187
8738 | 0.0002235 | 0.00011806 | 0 | 2.864 | 2.888 | 3.0192 | 4.0753 | 4.1271 | 4.4187
8739 | 0.00022706 | 0.00011998 | 0 | 2.8621 | 2.888 | 3.0192 | 4.0712 | 4.1271 | 4.4187
8740 | 0.00023196 | 0.00011993 | 0 | 2.8689 | 2.888 | 3.0192 | 4.0858 | 4.1271 | 4.4187
8741 | 0.0002383 | 0.00012041 | 0 | 2.8611 | 2.888 | 3.0192 | 4.0691 | 4.1271 | 4.4187
8742 | 0.0002594 | 0.00012057 | 0 | 2.8611 | 2.888 | 3.0192 | 4.0691 | 4.1271 | 4.4187
8743 | 0.00022476 | 0.0001201 | 0 | 2.8611 | 2.888 | 3.0192 | 4.0691 | 4.1271 | 4.4187
8744 | 0.00020403 | 0.00012013 | 0.00088636 | 2.8534 | 2.888 | 3.0192 | 4.0525 | 4.1271 | 4.4187
8745 | 0.00014619 | 0.0001191 | 0.0029361 | 2.8496 | 2.888 | 3.0192 | 4.0443 | 4.1271 | 4.4187
8746 | 0.00013707 | 0.00012041 | 0.004598 | 2.8592 | 2.888 | 3.0192 | 4.0649 | 4.1271 | 4.4187
8747 | 0.0001282 | 0.00012008 | 0.0055397 | 2.8806 | 2.888 | 3.0192 | 4.1111 | 4.1271 | 4.4187
8748 | 0.00012652 | 0.00012045 | 0.0062599 | 2.8973 | 2.889 | 3.0192 | 4.1474 | 4.1292 | 4.4187
8749 | 0.00012881 | 0.00011912 | 0.0049304 | 2.9163 | 2.889 | 3.0192 | 4.1888 | 4.1292 | 4.4187
8750 | 0.00011903 | 0.00012041 | 0.0022159 | 2.9274 | 2.889 | 3.0192 | 4.2132 | 4.1292 | 4.4187
8751 | 0.000103 | 0.00012026 | 0.00049858 | 2.9345 | 2.888 | 3.0192 | 4.2288 | 4.1271 | 4.4187
8752 | 9.7159e-05 | 0.00012012 | 0 | 2.9345 | 2.888 | 3.0192 | 4.2288 | 4.1271 | 4.4187
8753 | 9.7407e-05 | 0.00011938 | 0 | 2.9183 | 2.888 | 3.0192 | 4.1932 | 4.1271 | 4.4187
8754 | 0.00011177 | 0.00012042 | 0 | 2.9375 | 2.888 | 3.0192 | 4.2356 | 4.1271 | 4.4187
8755 | 0.000155 | 0.00011868 | 0 | 2.9385 | 2.889 | 3.0192 | 4.2378 | 4.1292 | 4.4187
8756 | 0.00018791 | 0.00012082 | 0 | 2.9488 | 2.889 | 3.0192 | 4.2605 | 4.1292 | 4.4187
8757 | 0.0001908 | 0.00011911 | 0 | 2.9498 | 2.888 | 3.0192 | 4.2627 | 4.1271 | 4.4187
8758 | 0.00019592 | 0.00011951 | 0 | 2.9622 | 2.889 | 3.0192 | 4.2903 | 4.1292 | 4.4187
8759 | 0.00019402 | 0.00012044 | 0 | 2.9653 | 2.888 | 3.0192 | 4.2972 | 4.1271 | 4.4187
8760 | 0.00019944 | 0.00012072

## storages
label | active | bus | capacity inflow | capacity outflow | variable input costs | variable output costs | efficiency inflow | efficiency outflow | nominal capacity | loss rate | initial storage level | min storage level | max storage level | invest | ep_costs | max capacity | min capacity
Storage_th | 0 | b_th_HT | 1000 | 1000 | 0 | 0 | 1 | 1 |  | 0.01 | 0 | 0 | 1 | 1 | 1.18 |  | 0
Storage_th | 1 | b_th_HT | 1000 | 1000 | 0 | 0 | 1 | 1 |  | 0.01 | 0 | 0 | 1 | 1 | 1.18 | 8000 | 0

## meta
Key | Value
Project Name | Test_project_260716
Project Location | lehrte
Climate Zone | Zone 1
Representative City | Hamburg
System Type | District heating (centralized)
Building Count | 0
Route Length (rm) | 414.9199
average pipe dimension (DN) | 114.6128
unit cost pipe (€/m/year) | 54.1713
linear heat density (MWh/rm·a) | 2.8921
Total Space Heating Demand (kWh/a)
Total DHW Demand (kWh/a)
use_building_data | True
use_route_length | True
use_total_demand | False