## INFO
Beschreibung
buses | label | active | excess | shortage | shortage costs | excess costs
Defines thermal or electrical buses used in the energy syetem | Name of the component | (0,1) whether the component is active | (0,1) whether excess is allowed | (0,1) whether shortage is allowed | cost per unit flow shortage | cost per unit flow excess
|  |  | if set (=1), additional sink is created | if set (=1), additional source is created
sources | label | active | to | variable costs | emission_factor | annual_max | waste_heat
Defines the non-renewable energy sources such as fuels, | Name of the component | (0,1) whether the component is active | output bus | cost per unit flow in €/kWh Brennwert | CO2-Emission in kg/kWh Brennwert | maximum total amount in the year | (0,1) whether waste heat
electricity grids, etc. | [5 empty] | in kWh | is used as energy source
renewables | label | active | to | invest | ep_costs | capacity | emission_factor
Defines renewable energy sources | Name of the component | (0,1) whether the component is active | output bus | (0,1) whether investment cost optimization | specific annuity cost per installed | installed capacity of the component | CO2-Emission in kg/kWh Brennwert
|  |  |  | of the component is desired | capacity in Euro/(Jahr*kW) | if investmode is NOT selected
demand | label | active | from | nominal value
Defines total heat or electricity demand | Name of the component | (0,1) whether the component is active | input bus | total demand in kWh
transformers | label | active | n_inputs | n_outputs | from | to 1 | efficiency 1 | capacity 1 | variable efficiency | variable input costs | invest | ep_costs | minimum | maximum | offset
Defines general transformers with 1 input and 1 output | Name of the component | (0,1) whether the component is active | number of input buses | number of output buses | input bus | output bus | conversionfactor for conversion | installed capacity of the component |  | cost per unit flow in €/kWh | (0,1) whether investment cost optimization | specific annuity cost per installed | invest border for minimum | invest border for maximum | existing capacity of component
[7 empty] | of input to output | if investmode is NOT selceted, in kW |  |  | of the component is desired | capacity in €/(Jahr*kW) | installed capacity in kW | installed capacity in kW | at start of project horizon in kW
chp | label | active | n_inputs | n_outputs | from | to 1 | to 2 | efficiency 1 | efficiency 2 | capacity 1 | capacity 2 | variable efficiency | variable input costs | invest | ep_costs | minimum | maximum | offset
Defines the CHP-plants | Name of the component | (0,1) whether the component is active | number of input buses | number of output buses | input bus | output bus | output bus | conversionfactor for conversion | conversionfactor for conversion | installed capacity of the component | installed capacity of the component |  | cost per unit flow in €/kWh | (0,1) whether investment cost optimization | specific annuity cost per installed | invest border for minimum | invest border for maximum | existing capacity of component
[7 empty] | of input to output 1 | of input to output 2 | if investmode is NOT selceted, in kW | if investmode is NOT selceted, in kW | if investmode is NOT selceted, in kW |  |  | of the component is desired | capacity in €/(Jahr*kW) | installed capacity in kW | installed capacity in kW | at start of project horizon in kW
hp | label | active | n_inputs | n_outputs | from | from_2 | to 1 | efficiency 1 | capacity 1 | variable efficiency | variable input costs | invest | ep_costs | minimum | maximum | offset
Defines the simplified heat pump transformers | Name of the component | (0,1) whether the component is active | number of input buses | number of output buses | input bus | input bus | output bus | conversionfactor for conversion | installed capacity of the component |  | cost per unit flow in €/kWh | (0,1) whether investment cost optimization | specific annuity cost per installed | invest border for minimum | invest border for maximum | existing capacity of component
[8 empty] | of input 1 to output | if investmode is NOT selceted, in kW |  |  | of the component is desired | capacity in Euro/(Jahr*kW) | installed capacity in kW | installed capacity in kW | at start of project horizon in kW
feed_in_trafo | label | active | n_inputs | n_outputs | from | to 1 | efficiency 1 | capacity 1 | variable efficiency | variable input costs | invest | ep_costs | minimum | maximum | offset | emission_factor | runtime_limit
Defines components for calculating cost savings and CO2 | Name of the component | (0,1) whether the component is active | number of input buses | number of output buses | input bus | output bus | conversionfactor for conversion | installed capacity of the component |  | cost per unit flow in €/kWh | (0,1) whether investment cost optimization | specific annuity cost per installed | invest border for minimum | invest border for maximum | existing capacity of component | CO2-Emission in kg/kWh | (0,1) whether maximum runtime
reduction by feeding self-generated electricity into the grid | [6 empty] | of input to output | if investmode is NOT selceted, in kW |  |  | of the component is desired | capacity in €/(Jahr*kW) | installed capacity in kW | installed capacity in kW | at start of project horizon in kW |  | per year is limited, e.g. funding
time of chp plants
time_series | Last.fix | PV.fix | WP.fix
Defines time dependent inputs | normalized heat or el. | specific PV yield in kW/m2 | COP values of the heat pumps
demand for one year
storages
Defines thermal or electrical storages

## buses
label | active | excess | shortage | shortage costs | excess costs
b_th_HT | 1 | 1 | 1 | 1e+20 | 1e+20
b_th_LT | 1 | 1 | 1 | 1e+20 | 1e+20
b_el | 1 | 1 | 1 | 1e+20 | 1e+20
b_s_LPM | 1 | 1 | 1 | 1e+20 | 1e+20
b_s_BM_W | 1 | 1 | 1 | 1e+20 | 1e+20
b_s_BM_P | 1 | 1 | 1 | 1e+20 | 1e+20
b_s_BG | 1 | 1 | 1 | 1e+20 | 1e+20
b_s_NG | 1 | 1 | 1 | 1e+20 | 1e+20
b_s_DHS | 1 | 1 | 1 | 1e+20 | 1e+20
b_s_GS_C | 1 | 1 | 1 | 1e+20 | 1e+20
b_s_GS_B | 1 | 1 | 1 | 1e+20 | 1e+20
b_s_WW | 1 | 1 | 1 | 1e+20 | 1e+20
b_pipe_1 | 1 | 1 | 1 | 1e+20 | 1e+20
b_pipe_2 | 1 | 1 | 1 | 1e+20 | 1e+20

## sources
label | active | to | variable costs | emission factor | nominal value | full load time | annual max
el | 1 | b_el | 0.20616 | 0.34 | 10000000000 | 8760
LPM | 1 | b_s_LPM | 0.01725 | 0.026 | 10000000000 | 8760
BM_W | 1 | b_s_BM_W | 0.03215 | 0.026 | 10000000000 | 8760
BM_P | 1 | b_s_BM_P | 0.08 | 0.029 | 10000000000 | 8760
BG | 1 | b_s_BG | 0.08 | 0.12 | 10000000000 | 8760
NG | 1 | b_s_NG | 0.07301 | 0.24 | 10000000000 | 8760
DHS | 1 | b_s_DHS | 0.0774 | 0.28 | 10000000000 | 8760
GS_C | 1 | b_s_GS_C | 0 | 0 | 10000000000 | 8760
GS_B | 1 | b_s_GS_B | 0 | 0 | 10000000000 | 8760
WW | 1 | b_s_WW | 0 | 0 | 10000000000 | 8760

## renewables
label | type | active | to | invest | ep_costs | capacity | emission_factor | maximum
PV_50 | PV | 0 | b_el_PV | 1 | 17.6168 | 1 | 0
PV_100 | PV | 0 | b_el_PV | 1 | 16.3512 | 1 | 0
PV_750 | PV | 0 | b_el_PV | 1 | 13.3202 | 1 | 0
PV_1000 | PV | 0 | b_el_PV | 1 | 12.9554 | 1 | 0 | 6100

## demand
label | active | from | nominal value | Demand in MWh/a | Demand in GWh/a
Last_SH | 1 | b_th_HT | 76145.9922 | 76.146 | 0.076146
Last_DHW | 1 | b_th_HT | 25371.5427 | 25.3715 | 0.025372
Loss | 1 | b_th_HT | 5075.8767 | 5.0759 | 0.0050759

## transformers
label | active | RKW | WP | Anlage | n_inputs | n_outputs | from | to | efficiency | capacity | full_load_t | variable efficiency | variable input costs | invest | ep_costs | minimum | maximum | offset | renewable_share | BM | nonconvex
B_NG_100_X | 0 | - | no | - | 1 | 1 |  | b_th_HT | 0.97 | 1 | 8760 |  | 0 | 1 | 30.1 | 0 | 800 | 0 |  |  | False
B_NG_1000_X | 0 | - | no | - | 1 | 1 |  | b_th_HT | 0.97 | 1 | 8760 |  | 0 | 1 | 7.68 | 800 | 100000 | 0 |  |  | True
B_BG_100_X | 0 | - | no | - | 1 | 1 |  | b_th_HT | 0.97 | 1 | 8760 |  | 0 | 1 | 20.36 | 0 | 800 | 0 |  |  | False
B_BG_1000_X | 0 | - | no | - | 1 | 1 |  | b_th_HT | 0.97 | 1 | 8760 |  | 0 | 1 | 5.27 | 800 | 100000 | 0 |  |  | True
B_BM_500_X | 0 | - | no | - | 1 | 1 |  | b_th_HT | 0.85 | 1 | 8760 |  | 0 | 1 | 48.39 | 0 | 800 | 0 |  |  | False
B_BM_1000_X | 0 | - | no | - | 1 | 1 |  | b_th_HT | 0.85 | 1 | 8760 |  | 0 | 1 | 44.95 | 800 | 100000 | 0 |  |  | True
P2H_100_X | 0 | - | no | - | 1 | 1 | b_el | b_th_HT | 0.99 | 1 | 8760 |  | 0 | 1 | 18.05 | 0 | 400 | 0 |  |  | False
P2H_500_X | 0 | - | no | - | 1 | 1 | b_el | b_th_HT | 0.99 | 1 | 8760 |  | 0 | 1 | 7.55 | 400 | 100000 | 0 |  |  | True
DHS_X | 0 | - | no | - | 1 | 1 | b_s_DHS | b_th_HT | 0.99 | 1 | 8760 |  | 0 | 1 | 10 | 0 | 100000 | 0 |  |  | False
z_pipe_X | 0 | - | no | - | 1 | 1 | b_pipe_1 | b_pipe_2 | 1 | 1 | 8760 |  | 0 | 1 |  |  |  | 0 |  |  | False
z_HT_LT | 1 | - | no | - | 1 | 1 | b_th_HT | b_th_LT | 1 | 10000000000 | 8760 |  | 0 | 0 | [6 empty] | False
z_pipe_X | 1 | - | no | - | 1 | 1 | b_pipe_1 | b_pipe_2 | 1 | 1 | 8760 |  | 0 | 1 | 27.1801 | 543.5222 | 543.5222 | 0 |  |  | False
P2H_100 | 1 | - | no | - | 1 | 1 | b_el | b_th_HT | 0.99 | 1 | 8760 |  | 0 | 1 | 18.05 | 0 | 400 | 0 |  |  | False
P2H_500 | 1 | - | no | - | 1 | 1 | b_el | b_th_HT | 0.99 | 1 | 8760 |  | 0 | 1 | 7.55 | 400 | 100000 | 0 |  |  | True
B_BG_100 | 1 | - | no | - | 1 | 1 | b_s_BG | b_th_HT | 0.97 | 1 | 8760 |  | 0 | 1 | 20.36 | 0 | 800 | 0 |  |  | False
B_BG_1000 | 1 | - | no | - | 1 | 1 | b_s_BG | b_th_HT | 0.97 | 1 | 8760 |  | 0 | 1 | 5.27 | 800 | 100000 | 0 |  |  | True

## chp
label | active | n_inputs | n_outputs | from | to 1 | to 2 | efficiency 1 | efficiency 2 | variable efficiency | variable input costs | invest | ep_costs | existing | minimum | maximum | offset | renewable_share | nonconvex
CHP_NG_10_X | 0 | 1 | 2 |  | b_th_HT | b_el | 0.55 | 0.35 |  | 0 | 1 | 351.77 | 0 | 0 | 20 | 0 | 0 | False
CHP_NG_25_X | 0 | 1 | 2 |  | b_th_HT | b_el | 0.54 | 0.36 |  | 0 | 1 | 253.58 | 0 | 20 | 40 | 0 | 0 | True
CHP_NG_50_X | 0 | 1 | 2 |  | b_th_HT | b_el | 0.53 | 0.37 |  | 0 | 1 | 203.37 | 0 | 40 | 80 | 0 | 0 | True
CHP_NG_100_X | 0 | 1 | 2 |  | b_th_HT | b_el | 0.52 | 0.36 |  | 0 | 1 | 163.76 | 0 | 80 | 400 | 0 | 0 | True
CHP_NG_500_X | 0 | 1 | 2 |  | b_th_HT | b_el | 0.47 | 0.4 |  | 0 | 1 | 119.15 | 0 | 400 | 800 | 0 | 0 | True
CHP_NG_1000_X | 0 | 1 | 2 |  | b_th_HT | b_el | 0.45 | 0.42 |  | 0 | 1 | 98.53 | 0 | 800 | 100000 | 0 | 0 | True
CHP_BG_25_X | 0 | 1 | 2 |  | b_th_HT | b_el | 0.54 | 0.36 |  | 0 | 1 | 93.58 | 0 | 0 | 80 | 0 | 0 | False
CHP_BG_100_X | 0 | 1 | 2 |  | b_th_HT | b_el | 0.52 | 0.36 |  | 0 | 1 | 25.01 | 0 | 80 | 800 | 0 | 0 | True
CHP_BG_1000_X | 0 | 1 | 2 |  | b_th_HT | b_el | 0.45 | 0.42 |  | 0 | 1 | 0.01 | 0 | 800 | 100000 | 0 | 0 | True

## hp
label | type | active | n_inputs | n_outputs | from | from_2 | to 1 | to 2 | efficiency 1 | efficiency 2 | capacity 1 | capacity 2 | variable efficiency | variable input costs | invest | ep_costs | minimum | maximum | offset | renewable_share | nonconvex
ASHP_10_X | ASHP_HT | 0 | 1 | 1 | b_el |  | b_th_HT | 1 | 1 | 1 | 1e+20 |  | 1 | 0 | 1 | 171.71 | 0 | 16 | 0 | 0 | False
ASHP_20_X | ASHP_HT | 0 | 1 | 1 | b_el |  | b_th_HT | 1 | 1 | 1 | 1e+20 |  | 1 | 0 | 1 | 135.53 | 16 | 40 | 0 | 0 | True
ASHP_50_X | ASHP_HT | 0 | 1 | 1 | b_el |  | b_th_HT | 1 | 1 | 1 | 1e+20 |  | 1 | 0 | 1 | 111.06 | 40 | 80 | 0 | 0 | True
ASHP_100_X | ASHP_HT | 0 | 1 | 1 | b_el |  | b_th_HT | 1 | 1 | 1 | 1e+20 |  | 1 | 0 | 1 | 91.09 | 80 | 800 | 0 | 0 | True
ASHP_1000_X | ASHP_HT | 0 | 1 | 1 | b_el |  | b_th_HT | 1 | 1 | 1 | 1e+20 |  | 1 | 0 | 1 | 86.05 | 800 | 1600 | 0 | 0 | True
ASHP_2000_X | ASHP_HT | 0 | 1 | 1 | b_el |  | b_th_HT | 1 | 1 | 1 | 1e+20 |  | 1 | 0 | 1 | 75.62 | 1600 | 10000 | 0 | 0 | True
GSHP_C_10_X | GSHP_C_HT | 0 | 2 | 1 | b_el | b_s_GS_C | b_th_HT | 1 | 1 | 1 | 1e+20 | 1e+20 | 1 | 0 | 1 | 208.7 | 0 | 16 | 0 | 0 | False
GSHP_C_20_X | GSHP_C_HT | 0 | 2 | 1 | b_el | b_s_GS_C | b_th_HT | 1 | 1 | 1 | 1e+20 | 1e+20 | 1 | 0 | 1 | 117.24 | 16 | 40 | 0 | 0 | True
GSHP_C_50_X | GSHP_C_HT | 0 | 2 | 1 | b_el | b_s_GS_C | b_th_HT | 1 | 1 | 1 | 1e+20 | 1e+20 | 1 | 0 | 1 | 103.38 | 40 | 80 | 0 | 0 | True
GSHP_C_100_X | GSHP_C_HT | 0 | 2 | 1 | b_el | b_s_GS_C | b_th_HT | 1 | 1 | 1 | 1e+20 | 1e+20 | 1 | 0 | 1 | 91.77 | 80 | 10000 | 0 | 0 | True
GSHP_B_10_X | GSHP_B_HT | 0 | 2 | 1 | b_el | b_s_GS_B | b_th_HT | 1 | 1 | 1 | 1e+20 | 1e+20 | 1 | 0 | 1 | 244.17 | 0 | 16 | 0 | 0 | False
GSHP_B_20_X | GSHP_B_HT | 0 | 2 | 1 | b_el | b_s_GS_B | b_th_HT | 1 | 1 | 1 | 1e+20 | 1e+20 | 1 | 0 | 1 | 195.71 | 16 | 40 | 0 | 0 | True
GSHP_B_50_X | GSHP_B_HT | 0 | 2 | 1 | b_el | b_s_GS_B | b_th_HT | 1 | 1 | 1 | 1e+20 | 1e+20 | 1 | 0 | 1 | 167.29 | 40 | 80 | 0 | 0 | True
GSHP_B_100_X | GSHP_B_HT | 0 | 2 | 1 | b_el | b_s_GS_B | b_th_HT | 1 | 1 | 1 | 1e+20 | 1e+20 | 1 | 0 | 1 | 145.35 | 80 | 10000 | 0 | 0 | True
WWSHP_100_X | WWSHP | 0 | 2 | 1 | b_el | b_s_WW | b_th_HT | 1 | 1 | 1 | 1e+20 | 1e+20 | 1 | 0 | 1 | 180.85 | 0 | 160 | 0 | 0 | False
WWSHP_200_X | WWSHP | 0 | 2 | 1 | b_el | b_s_WW | b_th_HT | 1 | 1 | 1 | 1e+20 | 1e+20 | 1 | 0 | 1 | 149.86 | 160 | 400 | 0 | 0 | True
WWSHP_500_X | WWSHP | 0 | 2 | 1 | b_el | b_s_WW | b_th_HT | 1 | 1 | 1 | 1e+20 | 1e+20 | 1 | 0 | 1 | 131.1 | 400 | 800 | 0 | 0 | True
WWSHP_1000_X | WWSHP | 0 | 2 | 1 | b_el | b_s_WW | b_th_HT | 1 | 1 | 1 | 1e+20 | 1e+20 | 1 | 0 | 1 | 123.33 | 800 | 10000 | 0 | 0 | True
ASHP_10 | ASHP_HT | 1 | 1 | 1 | b_el |  | b_th_HT | 1 | 1 | 1 | 1e+20 |  | 1 | 0 | 1 | 171.71 | 0 | 16 | 0 | 0 | False
ASHP_20 | ASHP_HT | 1 | 1 | 1 | b_el |  | b_th_HT | 1 | 1 | 1 | 1e+20 |  | 1 | 0 | 1 | 135.53 | 16 | 40 | 0 | 0 | True
ASHP_50 | ASHP_HT | 1 | 1 | 1 | b_el |  | b_th_HT | 1 | 1 | 1 | 1e+20 |  | 1 | 0 | 1 | 111.06 | 40 | 80 | 0 | 0 | True
ASHP_100 | ASHP_HT | 1 | 1 | 1 | b_el |  | b_th_HT | 1 | 1 | 1 | 1e+20 |  | 1 | 0 | 1 | 91.09 | 80 | 800 | 0 | 0 | True
ASHP_1000 | ASHP_HT | 1 | 1 | 1 | b_el |  | b_th_HT | 1 | 1 | 1 | 1e+20 |  | 1 | 0 | 1 | 86.05 | 800 | 1600 | 0 | 0 | True
ASHP_2000 | ASHP_HT | 1 | 1 | 1 | b_el |  | b_th_HT | 1 | 1 | 1 | 1e+20 |  | 1 | 0 | 1 | 75.62 | 1600 | 10000 | 0 | 0 | True

## z_hp
label | type | active | n_inputs | n_outputs | from | from_2 | to | to_2 | efficiency_1 | efficiency_2 | capacity_1 | capacity_2 | variable efficiency | variable input costs | invest | ep_costs | minimum | maximum | offset | renewable_share | nonconvex

## feed_in_trafo
label | active | n_inputs | n_outputs | from | to 1 | efficiency 1 | efficiency 2 | capacity 1 | capacity 2 | variable efficiency | variable input costs | invest | ep_costs | minimum | maximum | offset | emission_factor | runtime_limit
z_PV_Einspeisung | 0 | 1 | 1 | b_el_PV | b_el_Einspeisung | 1 |  | 10000000000 |  |  | -0.113 | 0 | [5 empty] | 0
z_BHKW_Einspeisung_mF_50 | 0 | 1 | 1 | b_el_BHKW_50 | b_el_Einspeisung | 1 |  | 10000000000 |  |  | -0.16 | 0 | [5 empty] | 1
z_BHKW_Einspeisung_mF_100 | 0 | 1 | 1 | b_el_BHKW_100 | b_el_Einspeisung | 1 |  | 10000000000 |  |  | -0.07 | 0 | [5 empty] | 1
z_BHKW_Einspeisung_mF_500 | 0 | 1 | 1 | b_el_BHKW_500 | b_el_Einspeisung | 1 |  | 10000000000 |  |  | -0.051 | 0 | [5 empty] | 1
z_BHKW_Einspeisung_mF_1000 | 0 | 1 | 1 | b_el_BHKW_1000 | b_el_Einspeisung | 1 |  | 10000000000 |  |  | -0.0587 | 0 | [5 empty] | 1
z_BHKW_Einspeisung_oF_50 | 0 | 1 | 1 | b_el_BHKW_50 | b_el_Einspeisung | 1 |  | 10000000000 |  |  | -0.001 | 0 | [5 empty] | 0
z_BHKW_Einspeisung_oF_100 | 0 | 1 | 1 | b_el_BHKW_100 | b_el_Einspeisung | 1 |  | 10000000000 |  |  | -0.001 | 0 | [5 empty] | 0
z_BHKW_Einspeisung_oF_500 | 0 | 1 | 1 | b_el_BHKW_500 | b_el_Einspeisung | 1 |  | 10000000000 |  |  | -0.001 | 0 | [5 empty] | 0
z_BHKW_Einspeisung_oF_1000 | 0 | 1 | 1 | b_el_BHKW_1000 | b_el_Einspeisung | 1 |  | 10000000000 |  |  | -0.001 | 0 | [5 empty] | 0

## time_series
timestamp | Last_SH.fix | Loss.fix | PV.fix | ASHP_HT.fix | GSHP_C_HT.fix | GSHP_B_HT.fix | ASHP_NT.fix | GSHP_C_NT.fix | GSHP_B_NT.fix | Last_DHW.fix
0 | 5.8743e-05 | 1.7623e-05 | 0 | 2.9457 | 2.8826 | 3.0192 | 4.2536 | 4.1153 | 4.4187 | 0
1 | 0.00022226 | 0.00015126 | 0 | 2.9345 | 2.8826 | 3.0192 | 4.2288 | 4.1153 | 4.4187 | 7.8486e-05
2 | 0.00022246 | 0.000151 | 0 | 2.9375 | 2.8826 | 3.0192 | 4.2356 | 4.1153 | 4.4187 | 5.651e-05
3 | 0.00022206 | 0.00015089 | 0 | 2.9385 | 2.8826 | 3.0192 | 4.2378 | 4.1153 | 4.4187 | 2.6685e-05
4 | 0.00022373 | 0.0001514 | 0 | 2.9447 | 2.884 | 3.0192 | 4.2514 | 4.1185 | 4.4187 | 1.7267e-05
5 | 0.00022232 | 0.00015098 | 0 | 2.9274 | 2.886 | 3.0192 | 4.2132 | 4.1228 | 4.4187 | 2.1976e-05
6 | 0.00023594 | 0.00015507 | 0 | 2.9123 | 2.887 | 3.0192 | 4.18 | 4.1249 | 4.4187 | 0
7 | 0.00025574 | 0.00016076 | 0 | 2.9003 | 2.887 | 3.0192 | 4.1539 | 4.1249 | 4.4187 | 0.00055568
8 | 0.00023177 | 0.00015369 | 0.00072017 | 2.9033 | 2.887 | 3.0192 | 4.1604 | 4.1249 | 4.4187 | 0.00047248
9 | 0.00022382 | 0.0001515 | 0.0026037 | 2.9264 | 2.887 | 3.0192 | 4.211 | 4.1249 | 4.4187 | 1.4127e-05
10 | 0.00022198 | 0.0001509 | 0.003767 | 2.9355 | 2.888 | 3.0192 | 4.2311 | 4.1271 | 4.4187 | 7.3777e-05
11 | 0.00022912 | 0.00015306 | 0.0083096 | 2.9549 | 2.888 | 3.0192 | 4.2742 | 4.1271 | 4.4187 | 7.5346e-05
12 | 0.0002496 | 0.0001588 | 0.0091406 | 2.9663 | 2.888 | 3.0192 | 4.2995 | 4.1271 | 4.4187 | 8.4765e-05
13 | 0.00023606 | 0.00015534 | 0.0073402 | 2.9477 | 2.888 | 3.0192 | 4.2582 | 4.1271 | 4.4187 | 6.4358e-05
14 | 0.00022932 | 0.00015332 | 0.0039886 | 2.9385 | 2.888 | 3.0192 | 4.2378 | 4.1271 | 4.4187 | 8.9474e-05
15 | 0.00021909 | 0.00015009 | 0.0011633 | 2.9123 | 2.889 | 3.0192 | 4.18 | 4.1292 | 4.4187 | 0.00027313
16 | 0.00021049 | 0.00014746 | 0 | 2.8954 | 2.889 | 3.0192 | 4.1431 | 4.1292 | 4.4187 | 0.00028098
17 | 0.00020993 | 0.00014723 | 0 | 2.8973 | 2.889 | 3.0192 | 4.1474 | 4.1292 | 4.4187 | 2.3546e-05
18 | 0.00021391 | 0.00014829 | 0 | 2.8954 | 2.889 | 3.0192 | 4.1431 | 4.1292 | 4.4187 | 4.0813e-05
19 | 0.00022003 | 0.00014998 | 0 | 2.8894 | 2.889 | 3.0192 | 4.1302 | 4.1292 | 4.4187 | 1.0988e-05
20 | 0.00023497 | 0.00015503 | 0 | 2.8767 | 2.89 | 3.0192 | 4.1026 | 4.1313 | 4.4187 | 9.2613e-05
21 | 0.00022771 | 0.00015228 | 0 | 2.8728 | 2.8919 | 3.0192 | 4.0942 | 4.1356 | 4.4187 | 0.00019935
22 | 0.00021413 | 0.0001484 | 0 | 2.8573 | 2.8909 | 3.0192 | 4.0608 | 4.1335 | 4.4187 | 0.00026842
23 | 0.00021237 | 0.00014804 | 0 | 2.8477 | 2.8909 | 3.0192 | 4.0402 | 4.1335 | 4.4187 | 1.4127e-05
24 | 0.00021103 | 0.00014767 | 0 | 2.8429 | 2.8909 | 3.0192 | 4.03 | 4.1335 | 4.4187 | 4.0813e-05
25 | 0.00020984 | 0.00014731 | 0 | 2.8448 | 2.8929 | 3.0192 | 4.0341 | 4.1378 | 4.4187 | 0
26 | 0.00020881 | 0.00014701 | 0 | 2.8343 | 2.8929 | 3.0192 | 4.0118 | 4.1378 | 4.4187 | 5.0231e-05
27 | 0.00020865 | 0.00014697 | 0 | 2.824 | 2.8929 | 3.0192 | 3.9897 | 4.1378 | 4.4187 | 0
28 | 0.00021047 | 0.00014749 | 0 | 2.8296 | 2.8929 | 3.0192 | 4.0017 | 4.1378 | 4.4187 | 2.9825e-05
29 | 0.00020865 | 0.00014698 | 0 | 2.8486 | 2.8939 | 3.0192 | 4.0423 | 4.1399 | 4.4187 | 1.2558e-05
30 | 0.00022464 | 0.00015178 | 0 | 2.864 | 2.8939 | 3.0192 | 4.0753 | 4.1399 | 4.4187 | 9.4183e-06
31 | 0.00021801 | 0.00014955 | 0 | 2.866 | 2.8939 | 3.0192 | 4.0795 | 4.1399 | 4.4187 | 0.00065457
32 | 0.00019083 | 0.0001417 | 0.00027699 | 2.8689 | 2.8949 | 3.0192 | 4.0858 | 4.1421 | 4.4187 | 9.4183e-05
33 | 0.0001938 | 0.00014262 | 0.0017173 | 2.8689 | 2.8959 | 3.0192 | 4.0858 | 4.1443 | 4.4187 | 0.00010046
34 | 0.0001784 | 0.00013789 | 0.0032684 | 2.8993 | 2.8949 | 3.0192 | 4.1517 | 4.1421 | 4.4187 | 0.00012872
35 | 0.0001832 | 0.00013943 | 0.0026037 | 2.9063 | 2.8949 | 3.0192 | 4.1669 | 4.1421 | 4.4187 | 5.494e-05
36 | 0.00018462 | 0.00013979 | 0.0034346 | 2.8728 | 2.8949 | 3.0192 | 4.0942 | 4.1421 | 4.4187 | 0.00028412
37 | 0.00020334 | 0.00014495 | 0.0033238 | 2.864 | 2.8959 | 3.0192 | 4.0753 | 4.1443 | 4.4187 | 5.494e-05
38 | 0.00016987 | 0.00013559 | 0.0019943 | 2.866 | 2.8959 | 3.0192 | 4.0795 | 4.1443 | 4.4187 | 2.6685e-05
39 | 0.00015247 | 0.00013003 | 0.00038778 | 2.8554 | 2.8959 | 3.0192 | 4.0567 | 4.1443 | 4.4187 | 5.1801e-05
40 | 0.00014897 | 0.00012637 | 0 | 2.8554 | 2.8969 | 3.0192 | 4.0567 | 4.1464 | 4.4187 | 7.0637e-05
41 | 0.00016898 | 0.00013545 | 0 | 2.8496 | 2.8979 | 3.0192 | 4.0443 | 4.1486 | 4.4187 | 0.00011773
42 | 0.00017288 | 0.00013541 | 0 | 2.8486 | 2.8969 | 3.0192 | 4.0423 | 4.1464 | 4.4187 | 0.00035946
43 | 0.00022121 | 0.00014966 | 0 | 2.866 | 2.8969 | 3.0192 | 4.0795 | 4.1464 | 4.4187 | 0.0003108
44 | 0.00023983 | 0.00015651 | 0 | 2.8679 | 2.8969 | 3.0192 | 4.0837 | 4.1464 | 4.4187 | 0.00023389
45 | 0.00023902 | 0.00015528 | 0 | 2.8699 | 2.8969 | 3.0192 | 4.0879 | 4.1464 | 4.4187 | 0.00039714
46 | 0.00023894 | 0.00015637 | 0 | 2.8777 | 2.8979 | 3.0192 | 4.1047 | 4.1486 | 4.4187 | 1.5697e-05
47 | 0.00023765 | 0.00015587 | 0 | 2.8777 | 2.8969 | 3.0192 | 4.1047 | 4.1464 | 4.4187 | 0
48 | 0.000237 | 0.00015599 | 0 | 2.8786 | 2.8969 | 3.0192 | 4.1068 | 4.1464 | 4.4187 | 9.4183e-06
49 | 0.00023509 | 0.00015539 | 0 | 2.8934 | 2.8979 | 3.0192 | 4.1388 | 4.1486 | 4.4187 | 2.1976e-05
50 | 0.00023627 | 0.00015583 | 0 | 2.8738 | 2.8989 | 3.0192 | 4.0963 | 4.1507 | 4.4187 | 2.8255e-05
51 | 0.00023746 | 0.000156 | 0 | 2.8592 | 2.8989 | 3.0192 | 4.0649 | 4.1507 | 4.4187 | 0
52 | 0.00023847 | 0.00015654 | 0 | 2.8506 | 2.8989 | 3.0192 | 4.0464 | 4.1507 | 4.4187 | 0
53 | 0.00024185 | 0.00015725 | 0 | 2.8563 | 2.8989 | 3.0192 | 4.0587 | 4.1507 | 4.4187 | 2.3546e-05
54 | 0.00024913 | 0.00015973 | 0 | 2.8563 | 2.8989 | 3.0192 | 4.0587 | 4.1507 | 4.4187 | 2.6685e-05
55 | 0.0002244 | 0.0001516 | 0 | 2.8573 | 2.8999 | 3.0192 | 4.0608 | 4.1529 | 4.4187 | 0.0006012
56 | 0.00016648 | 0.00013429 | 0.00066477 | 2.8602 | 2.8999 | 3.0192 | 4.067 | 4.1529 | 4.4187 | 9.8892e-05
57 | 0.00015247 | 0.00013041 | 0.0031577 | 2.8689 | 2.8999 | 3.0192 | 4.0858 | 4.1529 | 4.4187 | 5.8079e-05
58 | 0.00015288 | 0.00013065 | 0.0095838 | 2.8924 | 2.8999 | 3.0192 | 4.1367 | 4.1529 | 4.4187 | 9.8892e-05
59 | 0.00014886 | 0.00012871 | 0.010027 | 2.9153 | 2.8999 | 3.0192 | 4.1866 | 4.1529 | 4.4187 | 0.0001193
60 | 0.00014361 | 0.00012787 | 0.01047 | 2.9375 | 2.8999 | 3.0192 | 4.2356 | 4.1529 | 4.4187 | 0.0001193
61 | 0.00014058 | 0.00012691 | 0.0073679 | 2.9457 | 2.9019 | 3.0192 | 4.2536 | 4.1572 | 4.4187 | 0.0001036
62 | 0.00013214 | 0.00012425 | 0.0029915 | 2.9233 | 2.9009 | 3.0192 | 4.2043 | 4.1551 | 4.4187 | 0.00010831
63 | 0.00011243 | 0.000118 | 0.00066477 | 2.8855 | 2.9009 | 3.0192 | 4.1217 | 4.1551 | 4.4187 | 0.00011302
64 | 0.00011244 | 0.00011803 | 0 | 2.9023 | 2.9009 | 3.0192 | 4.1582 | 4.1551 | 4.4187 | 0.00013029
65 | 0.00013958 | 0.00012651 | 0 | 2.8777 | 2.9009 | 3.0192 | 4.1047 | 4.1551 | 4.4187 | 6.9067e-05
66 | 0.00014043 | 0.0001269 | 0 | 2.8826 | 2.8999 | 3.0192 | 4.1153 | 4.1529 | 4.4187 | 0.00028255
67 | 0.00018593 | 0.00014002 | 0 | 2.8708 | 2.8999 | 3.0192 | 4.09 | 4.1529 | 4.4187 | 0.0002386
68 | 0.00021978 | 0.00014952 | 0 | 2.8708 | 2.8999 | 3.0192 | 4.09 | 4.1529 | 4.4187 | 0.00024488
69 | 0.00022726 | 0.00015298 | 0 | 2.8718 | 2.9009 | 3.0192 | 4.0921 | 4.1551 | 4.4187 | 0.00027313
70 | 0.00023909 | 0.00015446 | 0 | 2.8582 | 2.9009 | 3.0192 | 4.0629 | 4.1551 | 4.4187 | 2.5115e-05
71 | 0.00024184 | 0.00015755 | 0 | 2.8554 | 2.9009 | 3.0192 | 4.0567 | 4.1551 | 4.4187 | 0
72 | 0.00024402 | 0.00015808 | 0 | 2.8506 | 2.9009 | 3.0192 | 4.0464 | 4.1551 | 4.4187 | 0
73 | 0.00024459 | 0.00015792 | 0 | 2.8534 | 2.9009 | 3.0192 | 4.0525 | 4.1551 | 4.4187 | 1.0988e-05
74 | 0.00024861 | 0.00015951 | 0 | 2.8573 | 2.9009 | 3.0192 | 4.0608 | 4.1551 | 4.4187 | 0
75 | 0.00025056 | 0.00015923 | 0 | 2.8506 | 2.9009 | 3.0192 | 4.0464 | 4.1551 | 4.4187 | 4.2382e-05
76 | 0.00025462 | 0.00016075 | 0 | 2.8249 | 2.9019 | 3.0192 | 3.9917 | 4.1572 | 4.4187 | 0
77 | 0.00025407 | 0.00016094 | 0 | 2.8146 | 2.9019 | 3.0192 | 3.9698 | 4.1572 | 4.4187 | 1.2558e-05
78 | 0.00026701 | 0.00016462 | 0 | 2.8034 | 2.9038 | 3.0192 | 3.9462 | 4.1616 | 4.4187 | 0
79 | 0.00025471 | 0.00016099 | 0 | 2.8015 | 2.9038 | 3.0192 | 3.9423 | 4.1616 | 4.4187 | 0.00077701
80 | 0.00018391 | 0.0001399 | 0.00044318 | 2.8127 | 2.9038 | 3.0192 | 3.9659 | 4.1616 | 4.4187 | 4.8661e-05
81 | 0.00016414 | 0.00013413 | 0.0015511 | 2.8202 | 2.9038 | 3.0192 | 3.9817 | 4.1616 | 4.4187 | 7.5346e-05
82 | 0.00015348 | 0.00013081 | 0.0036008 | 2.8381 | 2.9028 | 3.0192 | 4.0198 | 4.1594 | 4.4187 | 7.2207e-05
83 | 0.00015611 | 0.0001312 | 0.0036008 | 2.8486 | 2.9028 | 3.0192 | 4.0423 | 4.1594 | 4.4187 | 7.5346e-05
84 | 0.00014712 | 0.00012825 | 0.0042656 | 2.8343 | 2.9028 | 3.0192 | 4.0118 | 4.1594 | 4.4187 | 0.00024331
85 | 0.00014107 | 0.00012702 | 0.004598 | 2.8353 | 2.9028 | 3.0192 | 4.0138 | 4.1594 | 4.4187 | 6.5928e-05
86 | 0.00013924 | 0.00012645 | 0.0027145 | 2.8155 | 2.9028 | 3.0192 | 3.9718 | 4.1594 | 4.4187 | 9.8892e-05
87 | 0.00013773 | 0.0001259 | 0.00088636 | 2.7997 | 2.9028 | 3.0192 | 3.9384 | 4.1594 | 4.4187 | 6.4358e-05
88 | 0.00016311 | 0.0001332 | 0 | 2.7896 | 2.9028 | 3.0192 | 3.9171 | 4.1594 | 4.4187 | 7.5346e-05
89 | 0.00014322 | 0.00012707 | 0 | 2.785 | 2.9028 | 3.0192 | 3.9075 | 4.1594 | 4.4187 | 5.1801e-05
90 | 0.0001486 | 0.00012896 | 0 | 2.7804 | 2.9028 | 3.0192 | 3.898 | 4.1594 | 4.4187 | 0.00029825
91 | 0.00019239 | 0.00014228 | 0 | 2.765 | 2.9028 | 3.0192 | 3.8658 | 4.1594 | 4.4187 | 0.00020406
92 | 0.00022903 | 0.00015397 | 0 | 2.7551 | 2.9028 | 3.0192 | 3.8453 | 4.1594 | 4.4187 | 0.00033121
93 | 0.00023849 | 0.00015657 | 0 | 2.7435 | 2.9028 | 3.0192 | 3.8214 | 4.1594 | 4.4187 | 0.00026528
94 | 0.00024593 | 0.00015853 | 0 | 2.7408 | 2.9028 | 3.0192 | 3.8159 | 4.1594 | 4.4187 | 0
95 | 0.00025227 | 0.00016085 | 0 | 2.7515 | 2.9038 | 3.0192 | 3.8379 | 4.1616 | 4.4187 | 0
96 | 0.00025971 | 0.00016289 | 0 | 2.7453 | 2.9038 | 3.0192 | 3.825 | 4.1616 | 4.4187 | 4.2382e-05
97 | 0.00026425 | 0.00016375 | 0 | 2.7524 | 2.9028 | 3.0192 | 3.8398 | 4.1594 | 4.4187 | 2.5115e-05
98 | 0.00026947 | 0.00016575 | 0 | 2.756 | 2.9028 | 3.0192 | 3.8472 | 4.1594 | 4.4187 | 1.4127e-05
99 | 0.00027333 | 0.00016463 | 0 | 2.7479 | 2.9028 | 3.0192 | 3.8306 | 4.1594 | 4.4187 | 2.5115e-05
100 | 0.00027826 | 0.00016799 | 0 | 2.7479 | 2.9028 | 3.0192 | 3.8306 | 4.1594 | 4.4187 | 0
101 | 0.00028285 | 0.00016636 | 0 | 2.7355 | 2.9028 | 3.0192 | 3.805 | 4.1594 | 4.4187 | 4.2382e-05
102 | 0.00030496 | 0.00017585 | 0 | 2.7382 | 2.9028 | 3.0192 | 3.8104 | 4.1594 | 4.4187 | 2.3546e-05
103 | 0.00027129 | 0.0001655 | 0 | 2.7311 | 2.9028 | 3.0192 | 3.7959 | 4.1594 | 4.4187 | 0.00050074
104 | 0.00022936 | 0.00015362 | 0.0011633 | 2.7302 | 2.9019 | 3.0192 | 3.7941 | 4.1572 | 4.4187 | 0.00059806
105 | 0.00019544 | 0.0001436 | 0.0042656 | 2.7276 | 2.9019 | 3.0192 | 3.7887 | 4.1572 | 4.4187 | 0.00020406
106 | 0.00017403 | 0.00013721 | 0.0064261 | 2.7506 | 2.9019 | 3.0192 | 3.8361 | 4.1572 | 4.4187 | 4.7091e-05
107 | 0.00017013 | 0.00013407 | 0.0090852 | 2.7668 | 2.9019 | 3.0192 | 3.8696 | 4.1572 | 4.4187 | 0.0001036
108 | 0.00015566 | 0.00013172 | 0.0069247 | 2.7623 | 2.9019 | 3.0192 | 3.8602 | 4.1572 | 4.4187 | 8.4765e-05
109 | 0.00015339 | 0.00013109 | 0.0033792 | 2.7587 | 2.9019 | 3.0192 | 3.8528 | 4.1572 | 4.4187 | 8.6334e-05
110 | 0.00015364 | 0.00013013 | 0.0021051 | 2.7686 | 2.9019 | 3.0192 | 3.8734 | 4.1572 | 4.4187 | 0.00010046
111 | 0.00013179 | 0.00012404 | 0.00072017 | 2.7668 | 2.9019 | 3.0192 | 3.8696 | 4.1572 | 4.4187 | 0.00034848
112 | 0.00012899 | 0.0001235 | 0 | 2.7722 | 2.9019 | 3.0192 | 3.8809 | 4.1572 | 4.4187 | 0.00027313
113 | 0.00013506 | 0.00012535 | 0 | 2.7596 | 2.9009 | 3.0192 | 3.8546 | 4.1551 | 4.4187 | 0
114 | 0.00013235 | 0.00012475 | 0 | 2.7569 | 2.9009 | 3.0192 | 3.8491 | 4.1551 | 4.4187 | 5.337e-05
115 | 0.00017359 | 0.00013704 | 0 | 2.7391 | 2.8999 | 3.0192 | 3.8122 | 4.1529 | 4.4187 | 3.2964e-05
116 | 0.00020906 | 0.00014626 | 0 | 2.7276 | 2.8999 | 3.0192 | 3.7887 | 4.1529 | 4.4187 | 0.00024645
117 | 0.00022105 | 0.00015079 | 0 | 2.7417 | 2.8989 | 3.0192 | 3.8177 | 4.1507 | 4.4187 | 6.1219e-05
118 | 0.00021055 | 0.00014839 | 0 | 2.7364 | 2.8989 | 3.0192 | 3.8068 | 4.1507 | 4.4187 | 0.00013186
119 | 0.00021545 | 0.0001497 | 0 | 2.7294 | 2.8979 | 3.0192 | 3.7923 | 4.1486 | 4.4187 | 3.1394e-05
120 | 0.00022149 | 0.00015076 | 0 | 2.7258 | 2.8979 | 3.0192 | 3.7851 | 4.1486 | 4.4187 | 1.4127e-05
121 | 0.00022604 | 0.00015239 | 0 | 2.7171 | 2.8989 | 3.0192 | 3.7672 | 4.1507 | 4.4187 | 4.8661e-05
122 | 0.00022887 | 0.00015164 | 0 | 2.7032 | 2.8979 | 3.0192 | 3.7389 | 4.1486 | 4.4187 | 4.2382e-05
123 | 0.00023265 | 0.00015445 | 0 | 2.7075 | 2.8969 | 3.0192 | 3.7477 | 4.1464 | 4.4187 | 9.1044e-05
124 | 0.00023716 | 0.0001545 | 0 | 2.7058 | 2.8969 | 3.0192 | 3.7442 | 4.1464 | 4.4187 | 6.7498e-05
125 | 0.00024541 | 0.00015866 | 0 | 2.7084 | 2.8959 | 3.0192 | 3.7495 | 4.1443 | 4.4187 | 2.9825e-05
126 | 0.00025174 | 0.00015898 | 0 | 2.7136 | 2.8959 | 3.0192 | 3.7601 | 4.1443 | 4.4187 | 2.3546e-05
127 | 0.0002592 | 0.00016255 | 0 | 2.7145 | 2.8959 | 3.0192 | 3.7619 | 4.1443 | 4.4187 | 0.00060277
128 | 0.00019636 | 0.00014322 | 0.00088636 | 2.7058 | 2.8959 | 3.0192 | 3.7442 | 4.1443 | 4.4187 | 0.00068126
129 | 0.00017857 | 0.00013853 | 0.0034346 | 2.7188 | 2.8959 | 3.0192 | 3.7708 | 4.1443 | 4.4187 | 0.00019935
130 | 0.00017589 | 0.00013781 | 0.0063707 | 2.7408 | 2.8959 | 3.0192 | 3.8159 | 4.1443 | 4.4187 | 0.0001036
131 | 0.00017106 | 0.00013634 | 0.0085312 | 2.7605 | 2.8949 | 3.0192 | 3.8565 | 4.1421 | 4.4187 | 6.4358e-05
132 | 0.00014706 | 0.00012836 | 0.012021 | 2.7668 | 2.8949 | 3.0192 | 3.8696 | 4.1421 | 4.4187 | 0.00012244
133 | 0.00014807 | 0.00012945 | 0.0089744 | 2.7668 | 2.8939 | 3.0192 | 3.8696 | 4.1399 | 4.4187 | 6.7498e-05
134 | 0.00014705 | 0.00012778 | 0.0048196 | 2.7596 | 2.8939 | 3.0192 | 3.8546 | 4.1399 | 4.4187 | 0.00013813
135 | 0.00013061 | 0.00012402 | 0.00099715 | 2.7488 | 2.8939 | 3.0192 | 3.8324 | 4.1399 | 4.4187 | 0.00032807
136 | 0.00012929 | 0.00012308 | 0 | 2.7267 | 2.8939 | 3.0192 | 3.7869 | 4.1399 | 4.4187 | 0.00021034
137 | 0.00013311 | 0.0001245 | 0 | 2.7145 | 2.8929 | 3.0192 | 3.7619 | 4.1378 | 4.4187 | 8.3195e-05
138 | 0.00014162 | 0.00012589 | 0 | 2.7032 | 2.8929 | 3.0192 | 3.7389 | 4.1378 | 4.4187 | 2.8255e-05
139 | 0.00019078 | 0.00014196 | 0 | 2.6963 | 2.8929 | 3.0192 | 3.725 | 4.1378 | 4.4187 | 8.7904e-05
140 | 0.00021969 | 0.0001454 | 0 | 2.6852 | 2.8919 | 3.0192 | 3.7025 | 4.1356 | 4.4187 | 0.00019308
141 | 0.00022858 | 0.0001537 | 0 | 2.6784 | 2.8919 | 3.0192 | 3.6888 | 4.1356 | 4.4187 | 0.00018209
142 | 0.00022847 | 0.00015342 | 0 | 2.6852 | 2.8919 | 3.0192 | 3.7025 | 4.1356 | 4.4187 | 0.00017424
143 | 0.00023432 | 0.00015561 | 0 | 2.6725 | 2.8909 | 3.0192 | 3.6768 | 4.1335 | 4.4187 | 2.8255e-05
144 | 0.00024149 | 0.00015781 | 0 | 2.6574 | 2.8919 | 3.0192 | 3.6466 | 4.1356 | 4.4187 | 0
145 | 0.00024815 | 0.00015966 | 0 | 2.6658 | 2.8919 | 3.0192 | 3.6633 | 4.1356 | 4.4187 | 0
146 | 0.00025185 | 0.00016091 | 0 | 2.6751 | 2.8929 | 3.0192 | 3.6819 | 4.1378 | 4.4187 | 1.4127e-05
147 | 0.00025555 | 0.00016205 | 0 | 2.6963 | 2.8909 | 3.0192 | 3.725 | 4.1335 | 4.4187 | 1.0988e-05
148 | 0.00026208 | 0.00016398 | 0 | 2.7136 | 2.89 | 3.0192 | 3.7601 | 4.1313 | 4.4187 | 3.2964e-05
149 | 0.00026331 | 0.00016314 | 0 | 2.7188 | 2.889 | 3.0192 | 3.7708 | 4.1292 | 4.4187 | 1.2558e-05
150 | 0.00027895 | 0.00016897 | 0 | 2.7276 | 2.889 | 3.0192 | 3.7887 | 4.1292 | 4.4187 | 0
151 | 0.00025119 | 0.00015965 | 0 | 2.7382 | 2.89 | 3.0192 | 3.8104 | 4.1313 | 4.4187 | 0.00071736
152 | 0.00019396 | 0.00014318 | 0.00072017 | 2.7417 | 2.89 | 3.0192 | 3.8177 | 4.1313 | 4.4187 | 6.5928e-05
153 | 0.00017566 | 0.00013785 | 0.0036008 | 2.7399 | 2.888 | 3.0192 | 3.8141 | 4.1271 | 4.4187 | 0.00014441
154 | 0.00016547 | 0.00013395 | 0.007534 | 2.7515 | 2.888 | 3.0192 | 3.8379 | 4.1271 | 4.4187 | 2.5115e-05
155 | 0.0001617 | 0.00013359 | 0.011633 | 2.7659 | 2.888 | 3.0192 | 3.8677 | 4.1271 | 4.4187 | 6.5928e-05
156 | 0.00015398 | 0.00013006 | 0.011079 | 2.7786 | 2.888 | 3.0192 | 3.8942 | 4.1271 | 4.4187 | 0.00013029
157 | 0.00015776 | 0.00013183 | 0.0085312 | 2.7859 | 2.887 | 3.0192 | 3.9095 | 4.1249 | 4.4187 | 0.00012244
158 | 0.00015951 | 0.00013309 | 0.0050412 | 2.7768 | 2.888 | 3.0192 | 3.8904 | 4.1271 | 4.4187 | 0.00015383
159 | 0.00014375 | 0.00012786 | 0.0013295 | 2.7659 | 2.888 | 3.0192 | 3.8677 | 4.1271 | 4.4187 | 0.00011773
160 | 0.00014266 | 0.00012725 | 0 | 2.7435 | 2.887 | 3.0192 | 3.8214 | 4.1249 | 4.4187 | 5.0231e-05
161 | 0.00015634 | 0.00013124 | 0 | 2.7506 | 2.887 | 3.0192 | 3.8361 | 4.1249 | 4.4187 | 9.2613e-05
162 | 0.00015517 | 0.00013161 | 0 | 2.7524 | 2.887 | 3.0192 | 3.8398 | 4.1249 | 4.4187 | 0.00022133
163 | 0.00020417 | 0.00013687 | 0 | 2.7453 | 2.885 | 3.0192 | 3.825 | 4.1207 | 4.4187 | 0.00030609
164 | 0.00023627 | 0.00015604 | 0 | 2.7355 | 2.885 | 3.0192 | 3.805 | 4.1207 | 4.4187 | 0.00028726
165 | 0.0002494 | 0.00015909 | 0 | 2.7364 | 2.885 | 3.0192 | 3.8068 | 4.1207 | 4.4187 | 0.000259
166 | 0.00025619 | 0.00016108 | 0 | 2.7355 | 2.885 | 3.0192 | 3.805 | 4.1207 | 4.4187 | 0
167 | 0.00026403 | 0.00016382 | 0 | 2.7355 | 2.8831 | 3.0192 | 3.805 | 4.1164 | 4.4187 | 0
168 | 0.00027118 | 0.00016649 | 0 | 2.7364 | 2.8831 | 3.0192 | 3.8068 | 4.1164 | 4.4187 | 1.8837e-05
169 | 0.00027829 | 0.00016852 | 0 | 2.7346 | 2.8831 | 3.0192 | 3.8031 | 4.1164 | 4.4187 | 1.2558e-05
170 | 0.00028345 | 0.00016978 | 0 | 2.7426 | 2.8821 | 3.0192 | 3.8195 | 4.1143 | 4.4187 | 1.4127e-05
171 | 0.0002857 | 0.0001694 | 0 | 2.7462 | 2.8801 | 3.0192 | 3.8269 | 4.11 | 4.4187 | 2.8255e-05
172 | 0.0002886 | 0.0001711 | 0 | 2.7444 | 2.8801 | 3.0192 | 3.8232 | 4.11 | 4.4187 | 0
173 | 0.00030412 | 0.00017527 | 0 | 2.7453 | 2.8801 | 3.0192 | 3.825 | 4.11 | 4.4187 | 1.5697e-05
174 | 0.00030623 | 0.00017626 | 0 | 2.7479 | 2.8821 | 3.0192 | 3.8306 | 4.1143 | 4.4187 | 1.8837e-05
175 | 0.00027502 | 0.0001675 | 0 | 2.7578 | 2.8821 | 3.0192 | 3.8509 | 4.1143 | 4.4187 | 0.0007205
176 | 0.00022404 | 0.00015217 | 0.00072017 | 2.7596 | 2.8811 | 3.0192 | 3.8546 | 4.1121 | 4.4187 | 0.00014441
177 | 0.00020724 | 0.00014749 | 0.0031577 | 2.7587 | 2.8801 | 3.0192 | 3.8528 | 4.11 | 4.4187 | 0.00011145
178 | 0.00020449 | 0.00014664 | 0.0078664 | 2.7749 | 2.8801 | 3.0192 | 3.8866 | 4.11 | 4.4187 | 0.00011302
179 | 0.00019649 | 0.00014424 | 0.010359 | 2.7978 | 2.8811 | 3.0192 | 3.9345 | 4.1121 | 4.4187 | 6.2789e-05
180 | 0.00018892 | 0.00014006 | 0.012908 | 2.8099 | 2.8811 | 3.0192 | 3.9599 | 4.1121 | 4.4187 | 0.00021819
181 | 0.00019568 | 0.0001438 | 0.0083096 | 2.8146 | 2.8811 | 3.0192 | 3.9698 | 4.1121 | 4.4187 | 5.0231e-05
182 | 0.0002043 | 0.00014669 | 0.0053182 | 2.8062 | 2.8811 | 3.0192 | 3.9521 | 4.1121 | 4.4187 | 6.4358e-05
183 | 0.00017885 | 0.00013833 | 0.0013849 | 2.7923 | 2.8801 | 3.0192 | 3.9229 | 4.11 | 4.4187 | 0.00013029
184 | 0.00017968 | 0.00013914 | 0 | 2.7695 | 2.8801 | 3.0192 | 3.8752 | 4.11 | 4.4187 | 9.7322e-05
185 | 0.00017415 | 0.00013746 | 0 | 2.7497 | 2.8801 | 3.0192 | 3.8342 | 4.11 | 4.4187 | 9.1044e-05
186 | 0.00017956 | 0.00013906 | 0 | 2.7417 | 2.8791 | 3.0192 | 3.8177 | 4.1079 | 4.4187 | 0.00021034
187 | 0.00022039 | 0.00014909 | 0 | 2.7364 | 2.8791 | 3.0192 | 3.8068 | 4.1079 | 4.4187 | 0.000259
188 | 0.00025401 | 0.00016147 | 0 | 2.7241 | 2.8782 | 3.0192 | 3.7815 | 4.1058 | 4.4187 | 0.00028569
189 | 0.00026239 | 0.00016366 | 0 | 2.718 | 2.8782 | 3.0192 | 3.769 | 4.1058 | 4.4187 | 0.00019308
190 | 0.00026313 | 0.00016314 | 0 | 2.711 | 2.8782 | 3.0192 | 3.7548 | 4.1058 | 4.4187 | 9.4183e-06
191 | 0.0002678 | 0.00016431 | 0 | 2.7015 | 2.8782 | 3.0192 | 3.7354 | 4.1058 | 4.4187 | 0
192 | 0.00027393 | 0.00016699 | 0 | 2.6861 | 2.8791 | 3.0192 | 3.7042 | 4.1079 | 4.4187 | 0
193 | 0.00028094 | 0.00016892 | 0 | 2.681 | 2.8791 | 3.0192 | 3.6939 | 4.1079 | 4.4187 | 4.0813e-05
194 | 0.00028567 | 0.00016968 | 0 | 2.6904 | 2.8791 | 3.0192 | 3.7128 | 4.1079 | 4.4187 | 1.5697e-05
195 | 0.00029024 | 0.00017136 | 0 | 2.6878 | 2.8782 | 3.0192 | 3.7076 | 4.1058 | 4.4187 | 1.4127e-05
196 | 0.00029466 | 0.00017184 | 0 | 2.6827 | 2.8772 | 3.0192 | 3.6973 | 4.1037 | 4.4187 | 0
197 | 0.00031743 | 0.00017844 | 0 | 2.681 | 2.8772 | 3.0192 | 3.6939 | 4.1037 | 4.4187 | 0
198 | 0.00031479 | 0.00017812 | 0 | 2.6675 | 2.8772 | 3.0192 | 3.6667 | 4.1037 | 4.4187 | 4.0813e-05
199 | 0.00029336 | 0.00017282 | 0 | 2.6784 | 2.8772 | 3.0192 | 3.6888 | 4.1037 | 4.4187 | 0.00081468
200 | 0.00022353 | 0.00015198 | 0.0012741 | 2.6776 | 2.8772 | 3.0192 | 3.6871 | 4.1037 | 4.4187 | 7.6916e-05
201 | 0.00019953 | 0.00014483 | 0.0054289 | 2.6921 | 2.8762 | 3.0192 | 3.7163 | 4.1015 | 4.4187 | 5.0231e-05
202 | 0.00017103 | 0.00013634 | 0.0074787 | 2.711 | 2.8772 | 3.0192 | 3.7548 | 4.1037 | 4.4187 | 6.4358e-05
203 | 0.00018515 | 0.0001371 | 0.007811 | 2.7276 | 2.8782 | 3.0192 | 3.7887 | 4.1058 | 4.4187 | 3.2964e-05
204 | 0.00017613 | 0.00013833 | 0.0093622 | 2.7587 | 2.8772 | 3.0192 | 3.8528 | 4.1037 | 4.4187 | 0.00023232
205 | 0.00017881 | 0.00013905 | 0.0067585 | 2.7841 | 2.8762 | 3.0192 | 3.9056 | 4.1015 | 4.4187 | 8.9474e-05
206 | 0.00017391 | 0.0001377 | 0.0039886 | 2.7841 | 2.8762 | 3.0192 | 3.9056 | 4.1015 | 4.4187 | 3.9243e-05
207 | 0.00016664 | 0.00013487 | 0.0011633 | 2.7795 | 2.8762 | 3.0192 | 3.8961 | 4.1015 | 4.4187 | 0.00011773
208 | 0.00015992 | 0.00013334 | 0 | 2.7695 | 2.8762 | 3.0192 | 3.8752 | 4.1015 | 4.4187 | 0.00010046
209 | 0.00015893 | 0.00013312 | 0 | 2.7623 | 2.8762 | 3.0192 | 3.8602 | 4.1015 | 4.4187 | 0.00010046
210 | 0.00016683 | 0.00013399 | 0 | 2.7587 | 2.8762 | 3.0192 | 3.8528 | 4.1015 | 4.4187 | 0.00037045
211 | 0.00021393 | 0.00014668 | 0 | 2.7497 | 2.8762 | 3.0192 | 3.8342 | 4.1015 | 4.4187 | 0.00040028
212 | 0.000247 | 0.00015831 | 0 | 2.7533 | 2.8762 | 3.0192 | 3.8416 | 4.1015 | 4.4187 | 0.00032022
213 | 0.00025216 | 0.00015467 | 0 | 2.7408 | 2.8762 | 3.0192 | 3.8159 | 4.1015 | 4.4187 | 0.0003265
214 | 0.00025225 | 0.00015894 | 0 | 2.7364 | 2.8742 | 3.0192 | 3.8068 | 4.0973 | 4.4187 | 0
215 | 0.00025797 | 0.00016112 | 0 | 2.7294 | 2.8742 | 3.0192 | 3.7923 | 4.0973 | 4.4187 | 1.5697e-05
216 | 0.00026542 | 0.00016286 | 0 | 2.7346 | 2.8733 | 3.0192 | 3.8031 | 4.0952 | 4.4187 | 2.6685e-05
217 | 0.00027042 | 0.00016509 | 0 | 2.7364 | 2.8733 | 3.0192 | 3.8068 | 4.0952 | 4.4187 | 1.4127e-05
218 | 0.00027594 | 0.00016587 | 0 | 2.7311 | 2.8733 | 3.0192 | 3.7959 | 4.0952 | 4.4187 | 1.2558e-05
219 | 0.0002816 | 0.00016682 | 0 | 2.7285 | 2.8733 | 3.0192 | 3.7905 | 4.0952 | 4.4187 | 1.4127e-05
220 | 0.00028668 | 0.00016738 | 0 | 2.7223 | 2.8733 | 3.0192 | 3.7779 | 4.0952 | 4.4187 | 0
221 | 0.00030448 | 0.00017279 | 0 | 2.7162 | 2.8752 | 3.0192 | 3.7654 | 4.0994 | 4.4187 | 1.0988e-05
222 | 0.00030797 | 0.00017495 | 0 | 2.7145 | 2.8742 | 3.0192 | 3.7619 | 4.0973 | 4.4187 | 1.2558e-05
223 | 0.00028365 | 0.00017022 | 0 | 2.7006 | 2.8742 | 3.0192 | 3.7337 | 4.0973 | 4.4187 | 0.00060277
224 | 0.00022972 | 0.00015441 | 0.0011633 | 2.6998 | 2.8733 | 3.0192 | 3.7319 | 4.0952 | 4.4187 | 9.4183e-05
225 | 0.00022244 | 0.0001522 | 0.0059552 | 2.7197 | 2.8733 | 3.0192 | 3.7725 | 4.0952 | 4.4187 | 6.7498e-05
226 | 0.00020904 | 0.00014779 | 0.0087251 | 2.7417 | 2.8733 | 3.0192 | 3.8177 | 4.0952 | 4.4187 | 0.00012087
227 | 0.00021088 | 0.00014859 | 0.010304 | 2.7435 | 2.8733 | 3.0192 | 3.8214 | 4.0952 | 4.4187 | 9.2613e-05
228 | 0.00019572 | 0.00014429 | 0.0098607 | 2.7533 | 2.8733 | 3.0192 | 3.8416 | 4.0952 | 4.4187 | 0.00024331
229 | 0.00019177 | 0.00014266 | 0.0074787 | 2.765 | 2.8733 | 3.0192 | 3.8658 | 4.0952 | 4.4187 | 5.651e-05
230 | 0.00018594 | 0.00014092 | 0.0048196 | 2.7533 | 2.8733 | 3.0192 | 3.8416 | 4.0952 | 4.4187 | 0.00012558
231 | 0.00017611 | 0.00013826 | 0.0011633 | 2.7355 | 2.8733 | 3.0192 | 3.805 | 4.0952 | 4.4187 | 2.8255e-05
232 | 0.00017331 | 0.00013695 | 0 | 2.7285 | 2.8733 | 3.0192 | 3.7905 | 4.0952 | 4.4187 | 7.0637e-05
233 | 0.00017386 | 0.00013765 | 0 | 2.7311 | 2.8733 | 3.0192 | 3.7959 | 4.0952 | 4.4187 | 9.4183e-05
234 | 0.00018701 | 0.00014163 | 0 | 2.7338 | 2.8752 | 3.0192 | 3.8013 | 4.0994 | 4.4187 | 0.00024645
235 | 0.00022582 | 0.00015376 | 0 | 2.7241 | 2.8752 | 3.0192 | 3.7815 | 4.0994 | 4.4187 | 0.00014755
236 | 0.00026104 | 0.0001627 | 0 | 2.7267 | 2.8752 | 3.0192 | 3.7869 | 4.0994 | 4.4187 | 0.00025115
237 | 0.0002647 | 0.00015917 | 0 | 2.7154 | 2.8752 | 3.0192 | 3.7636 | 4.0994 | 4.4187 | 0.00019778
238 | 0.00026699 | 0.00016502 | 0 | 2.7215 | 2.8752 | 3.0192 | 3.7761 | 4.0994 | 4.4187 | 2.9825e-05
239 | 0.00027093 | 0.0001655 | 0 | 2.7267 | 2.8752 | 3.0192 | 3.7869 | 4.0994 | 4.4187 | 1.4127e-05
240 | 0.00027775 | 0.00016742 | 0 | 2.7267 | 2.8733 | 3.0192 | 3.7869 | 4.0952 | 4.4187 | 0
241 | 0.00028274 | 0.000169 | 0 | 2.7338 | 2.8733 | 3.0192 | 3.8013 | 4.0952 | 4.4187 | 0
242 | 0.00028679 | 0.00017017 | 0 | 2.7223 | 2.8733 | 3.0192 | 3.7779 | 4.0952 | 4.4187 | 1.4127e-05
243 | 0.00029137 | 0.00017009 | 0 | 2.7302 | 2.8733 | 3.0192 | 3.7941 | 4.0952 | 4.4187 | 0
244 | 0.0002945 | 0.00017135 | 0 | 2.7373 | 2.8733 | 3.0192 | 3.8086 | 4.0952 | 4.4187 | 0
245 | 0.00030318 | 0.00017513 | 0 | 2.7311 | 2.8733 | 3.0192 | 3.7959 | 4.0952 | 4.4187 | 1.7267e-05
246 | 0.00031546 | 0.0001782 | 0 | 2.725 | 2.8723 | 3.0192 | 3.7833 | 4.0931 | 4.4187 | 1.5697e-05
247 | 0.00028858 | 0.00017192 | 0 | 2.7232 | 2.8723 | 3.0192 | 3.7797 | 4.0931 | 4.4187 | 0.00064358
248 | 0.00023059 | 0.0001546 | 0.0012187 | 2.7285 | 2.8723 | 3.0192 | 3.7905 | 4.0931 | 4.4187 | 5.651e-05
249 | 0.00021944 | 0.00015142 | 0.0043764 | 2.747 | 2.8733 | 3.0192 | 3.8287 | 4.0952 | 4.4187 | 7.8486e-05
250 | 0.00021111 | 0.00014882 | 0.0068693 | 2.765 | 2.8733 | 3.0192 | 3.8658 | 4.0952 | 4.4187 | 9.4183e-05
251 | 0.00020999 | 0.00014681 | 0.008642 | 2.7795 | 2.8733 | 3.0192 | 3.8961 | 4.0952 | 4.4187 | 5.494e-05
252 | 0.0002018 | 0.00014503 | 0.0093622 | 2.785 | 2.8733 | 3.0192 | 3.9075 | 4.0952 | 4.4187 | 0.00029668
253 | 0.00019641 | 0.0001441 | 0.0087528 | 2.7978 | 2.8733 | 3.0192 | 3.9345 | 4.0952 | 4.4187 | 8.0056e-05
254 | 0.0001941 | 0.00014342 | 0.0058167 | 2.7988 | 2.8733 | 3.0192 | 3.9365 | 4.0952 | 4.4187 | 6.9067e-05
255 | 0.00017416 | 0.00013763 | 0.0016619 | 2.7914 | 2.8733 | 3.0192 | 3.921 | 4.0952 | 4.4187 | 9.7322e-05
256 | 0.0001655 | 0.00013501 | 0 | 2.774 | 2.8752 | 3.0192 | 3.8847 | 4.0994 | 4.4187 | 4.5522e-05
257 | 0.00016306 | 0.00013437 | 0 | 2.7542 | 2.8752 | 3.0192 | 3.8435 | 4.0994 | 4.4187 | 0.00011302
258 | 0.00018562 | 0.00013982 | 0 | 2.7408 | 2.8752 | 3.0192 | 3.8159 | 4.0994 | 4.4187 | 0.00026685
259 | 0.00022693 | 0.00015027 | 0 | 2.747 | 2.8752 | 3.0192 | 3.8287 | 4.0994 | 4.4187 | 0.00024958
260 | 0.00025433 | 0.00016151 | 0 | 2.7453 | 2.8752 | 3.0192 | 3.825 | 4.0994 | 4.4187 | 0.00019308
261 | 0.0002636 | 0.00016325 | 0 | 2.7479 | 2.8752 | 3.0192 | 3.8306 | 4.0994 | 4.4187 | 0.00019464
262 | 0.0002623 | 0.00016442 | 0 | 2.747 | 2.8742 | 3.0192 | 3.8287 | 4.0973 | 4.4187 | 2.3546e-05
263 | 0.00026706 | 0.00016485 | 0 | 2.7578 | 2.8742 | 3.0192 | 3.8509 | 4.0973 | 4.4187 | 0
264 | 0.00027459 | 0.00016807 | 0 | 2.7578 | 2.8742 | 3.0192 | 3.8509 | 4.0973 | 4.4187 | 6.4358e-05
265 | 0.00028012 | 0.0001691 | 0 | 2.7542 | 2.8742 | 3.0192 | 3.8435 | 4.0973 | 4.4187 | 0
266 | 0.00028477 | 0.00017103 | 0 | 2.7641 | 2.8742 | 3.0192 | 3.864 | 4.0973 | 4.4187 | 9.4183e-06
267 | 0.00028878 | 0.00017226 | 0 | 2.7659 | 2.8733 | 3.0192 | 3.8677 | 4.0952 | 4.4187 | 0
268 | 0.00029438 | 0.0001733 | 0 | 2.7686 | 2.8723 | 3.0192 | 3.8734 | 4.0931 | 4.4187 | 4.8661e-05
269 | 0.000295 | 0.00017243 | 0 | 2.7614 | 2.8723 | 3.0192 | 3.8584 | 4.0931 | 4.4187 | 3.2964e-05
270 | 0.00030542 | 0.00017684 | 0 | 2.7551 | 2.8723 | 3.0192 | 3.8453 | 4.0931 | 4.4187 | 0
271 | 0.00028423 | 0.00017054 | 0 | 2.7391 | 2.8723 | 3.0192 | 3.8122 | 4.0931 | 4.4187 | 0.00059021
272 | 0.00024218 | 0.00015811 | 0.0011079 | 2.7542 | 2.8723 | 3.0192 | 3.8435 | 4.0931 | 4.4187 | 0.00045522
273 | 0.00020631 | 0.0001472 | 0.0039332 | 2.7659 | 2.8723 | 3.0192 | 3.8677 | 4.0931 | 4.4187 | 8.0056e-05
274 | 0.00019162 | 0.00014308 | 0.0069247 | 2.7877 | 2.8733 | 3.0192 | 3.9133 | 4.0952 | 4.4187 | 0.00011616
275 | 0.0001881 | 0.00014151 | 0.0099715 | 2.8071 | 2.8733 | 3.0192 | 3.9541 | 4.0952 | 4.4187 | 5.651e-05
276 | 0.00017812 | 0.00013911 | 0.01191 | 2.8334 | 2.8733 | 3.0192 | 4.0097 | 4.0952 | 4.4187 | 0.00010988
277 | 0.00018075 | 0.00013991 | 0.0080326 | 2.8506 | 2.8733 | 3.0192 | 4.0464 | 4.0952 | 4.4187 | 8.1625e-05
278 | 0.00020087 | 0.00014518 | 0.0046534 | 2.84 | 2.8733 | 3.0192 | 4.0239 | 4.0952 | 4.4187 | 9.7322e-05
279 | 0.00017117 | 0.0001366 | 0.0012187 | 2.842 | 2.8733 | 3.0192 | 4.028 | 4.0952 | 4.4187 | 0.00032964
280 | 0.00017002 | 0.00013608 | 0 | 2.8353 | 2.8723 | 3.0192 | 4.0138 | 4.0931 | 4.4187 | 0.00031551
281 | 0.00016683 | 0.00013514 | 0 | 2.8315 | 2.8723 | 3.0192 | 4.0057 | 4.0931 | 4.4187 | 2.1976e-05
282 | 0.00017272 | 0.000137 | 0 | 2.8372 | 2.8723 | 3.0192 | 4.0178 | 4.0931 | 4.4187 | 6.9067e-05
283 | 0.00025039 | 0.00016061 | 0 | 2.8448 | 2.8723 | 3.0192 | 4.0341 | 4.0931 | 4.4187 | 4.0813e-05
284 | 0.00026327 | 0.00016477 | 0 | 2.8496 | 2.8733 | 3.0192 | 4.0443 | 4.0952 | 4.4187 | 0.00018052
285 | 0.00027971 | 0.0001633 | 0 | 2.8515 | 2.8713 | 3.0192 | 4.0484 | 4.091 | 4.4187 | 0.00015383
286 | 0.00027797 | 0.00016778 | 0 | 2.8477 | 2.8713 | 3.0192 | 4.0402 | 4.091 | 4.4187 | 0.00014284
287 | 0.00028727 | 0.00017123 | 0 | 2.841 | 2.8713 | 3.0192 | 4.0259 | 4.091 | 4.4187 | 3.4534e-05
288 | 0.00029538 | 0.00017371 | 0 | 2.8334 | 2.8713 | 3.0192 | 4.0097 | 4.091 | 4.4187 | 1.0988e-05
289 | 0.00030128 | 0.00017538 | 0 | 2.8183 | 2.8713 | 3.0192 | 3.9777 | 4.091 | 4.4187 | 6.4358e-05
290 | 0.0003076 | 0.00017689 | 0 | 2.8146 | 2.8713 | 3.0192 | 3.9698 | 4.091 | 4.4187 | 2.6685e-05
291 | 0.00031056 | 0.0001777 | 0 | 2.8136 | 2.8713 | 3.0192 | 3.9678 | 4.091 | 4.4187 | 2.5115e-05
292 | 0.00031527 | 0.00017822 | 0 | 2.808 | 2.8713 | 3.0192 | 3.956 | 4.091 | 4.4187 | 2.8255e-05
293 | 0.00033396 | 0.00018291 | 0 | 2.7777 | 2.8713 | 3.0192 | 3.8923 | 4.091 | 4.4187 | 5.9649e-05
294 | 0.00033709 | 0.00018514 | 0 | 2.7768 | 2.8713 | 3.0192 | 3.8904 | 4.091 | 4.4187 | 8.6334e-05
295 | 0.00029787 | 0.00017451 | 0 | 2.7969 | 2.8733 | 3.0192 | 3.9326 | 4.0952 | 4.4187 | 0.00061062
296 | 0.00023215 | 0.00015527 | 0.00099715 | 2.8043 | 2.8733 | 3.0192 | 3.9482 | 4.0952 | 4.4187 | 0.00062318
297 | 0.00022666 | 0.00015377 | 0.0043764 | 2.8155 | 2.8733 | 3.0192 | 3.9718 | 4.0952 | 4.4187 | 7.6916e-05
298 | 0.00020269 | 0.00014605 | 0.0054705 | 2.8287 | 2.8723 | 3.0192 | 3.9997 | 4.0931 | 4.4187 | 0.00014284
299 | 0.00020351 | 0.00014636 | 0.0069801 | 2.842 | 2.8723 | 3.0192 | 4.028 | 4.0931 | 4.4187 | 6.2789e-05
300 | 0.00019973 | 0.00014572 | 0.0069801 | 2.8602 | 2.8723 | 3.0192 | 4.067 | 4.0931 | 4.4187 | 7.0637e-05
301 | 0.00020777 | 0.00014759 | 0.0043764 | 2.8699 | 2.8723 | 3.0192 | 4.0879 | 4.0931 | 4.4187 | 7.5346e-05
302 | 0.00021595 | 0.00015057 | 0.0039332 | 2.8467 | 2.8723 | 3.0192 | 4.0382 | 4.0931 | 4.4187 | 0.00011459
303 | 0.0001712 | 0.00013695 | 0.0011633 | 2.8544 | 2.8723 | 3.0192 | 4.0546 | 4.0931 | 4.4187 | 0.0004097
304 | 0.00016039 | 0.00013338 | 0 | 2.8477 | 2.8723 | 3.0192 | 4.0402 | 4.0931 | 4.4187 | 0.00039714
305 | 0.00015767 | 0.00013284 | 0 | 2.8334 | 2.8723 | 3.0192 | 4.0097 | 4.0931 | 4.4187 | 3.7673e-05
306 | 0.00016302 | 0.00013463 | 0 | 2.823 | 2.8723 | 3.0192 | 3.9877 | 4.0931 | 4.4187 | 1.5697e-05
307 | 0.00021389 | 0.00014955 | 0 | 2.8155 | 2.8723 | 3.0192 | 3.9718 | 4.0931 | 4.4187 | 5.1801e-05
308 | 0.00024966 | 0.00015901 | 0 | 2.8108 | 2.8723 | 3.0192 | 3.9619 | 4.0931 | 4.4187 | 0.00024174
309 | 0.00025651 | 0.00016145 | 0 | 2.8127 | 2.8723 | 3.0192 | 3.9659 | 4.0931 | 4.4187 | 0.00024958
310 | 0.00026268 | 0.00016438 | 0 | 2.8127 | 2.8723 | 3.0192 | 3.9659 | 4.0931 | 4.4187 | 0.00019778
311 | 0.00027489 | 0.00016827 | 0 | 2.8053 | 2.8723 | 3.0192 | 3.9501 | 4.0931 | 4.4187 | 1.0988e-05
312 | 0.00028815 | 0.00017204 | 0 | 2.8025 | 2.8733 | 3.0192 | 3.9443 | 4.0952 | 4.4187 | 1.4127e-05
313 | 0.0002959 | 0.00017292 | 0 | 2.7969 | 2.8742 | 3.0192 | 3.9326 | 4.0973 | 4.4187 | 2.3546e-05
314 | 0.00030275 | 0.00017512 | 0 | 2.8015 | 2.8742 | 3.0192 | 3.9423 | 4.0973 | 4.4187 | 6.5928e-05
315 | 0.00030543 | 0.00017568 | 0 | 2.809 | 2.8742 | 3.0192 | 3.958 | 4.0973 | 4.4187 | 1.7267e-05
316 | 0.00030794 | 0.00017546 | 0 | 2.8193 | 2.8742 | 3.0192 | 3.9797 | 4.0973 | 4.4187 | 1.2558e-05
317 | 0.00030804 | 0.00017659 | 0 | 2.8174 | 2.8742 | 3.0192 | 3.9757 | 4.0973 | 4.4187 | 1.0988e-05
318 | 0.00032017 | 0.00018023 | 0 | 2.8211 | 2.8742 | 3.0192 | 3.9837 | 4.0973 | 4.4187 | 0
319 | 0.0002932 | 0.00017364 | 0 | 2.8164 | 2.8742 | 3.0192 | 3.9738 | 4.0973 | 4.4187 | 0.00056667
320 | 0.00023745 | 0.00015702 | 0.0014403 | 2.8164 | 2.8742 | 3.0192 | 3.9738 | 4.0973 | 4.4187 | 8.1625e-05
321 | 0.00021979 | 0.00015176 | 0.0039471 | 2.8287 | 2.8742 | 3.0192 | 3.9997 | 4.0973 | 4.4187 | 0.00010674
322 | 0.00018272 | 0.00014034 | 0.0054843 | 2.8315 | 2.8742 | 3.0192 | 4.0057 | 4.0973 | 4.4187 | 7.2207e-05
323 | 0.00018182 | 0.00014012 | 0.0050966 | 2.8372 | 2.8733 | 3.0192 | 4.0178 | 4.0952 | 4.4187 | 8.4765e-05
324 | 0.00017862 | 0.00013952 | 0.0053735 | 2.8429 | 2.8723 | 3.0192 | 4.03 | 4.0931 | 4.4187 | 0.00025586
325 | 0.00018069 | 0.00014012 | 0.004044 | 2.8458 | 2.8742 | 3.0192 | 4.0361 | 4.0973 | 4.4187 | 0.00012401
326 | 0.00018325 | 0.00014069 | 0.0029361 | 2.8534 | 2.8723 | 3.0192 | 4.0525 | 4.0931 | 4.4187 | 0
327 | 0.00015422 | 0.00013179 | 0.00094176 | 2.8506 | 2.8723 | 3.0192 | 4.0464 | 4.0931 | 4.4187 | 0.0001554
328 | 0.00013912 | 0.00012702 | 0 | 2.8439 | 2.8723 | 3.0192 | 4.032 | 4.0931 | 4.4187 | 6.5928e-05
329 | 0.0001358 | 0.00012634 | 0 | 2.8362 | 2.8723 | 3.0192 | 4.0158 | 4.0931 | 4.4187 | 0.00017581
330 | 0.00015247 | 0.00013111 | 0 | 2.8343 | 2.8723 | 3.0192 | 4.0118 | 4.0931 | 4.4187 | 0.00024802
331 | 0.00021933 | 0.00014838 | 0 | 2.8249 | 2.8713 | 3.0192 | 3.9917 | 4.091 | 4.4187 | 0.00026057
332 | 0.00023783 | 0.00015706 | 0 | 2.8306 | 2.8723 | 3.0192 | 4.0037 | 4.0931 | 4.4187 | 0.00024802
333 | 0.00024338 | 0.00015895 | 0 | 2.8296 | 2.8723 | 3.0192 | 4.0017 | 4.0931 | 4.4187 | 0.00030923
334 | 0.00025778 | 0.00016218 | 0 | 2.7905 | 2.8723 | 3.0192 | 3.9191 | 4.0931 | 4.4187 | 1.5697e-05
335 | 0.00026203 | 0.00016364 | 0 | 2.8025 | 2.8723 | 3.0192 | 3.9443 | 4.0931 | 4.4187 | 1.7267e-05
336 | 0.00026776 | 0.00016595 | 0 | 2.7997 | 2.8723 | 3.0192 | 3.9384 | 4.0931 | 4.4187 | 0
337 | 0.00027675 | 0.00016768 | 0 | 2.7668 | 2.8733 | 3.0192 | 3.8696 | 4.0952 | 4.4187 | 3.1394e-05
338 | 0.00028535 | 0.00016961 | 0 | 2.7795 | 2.8723 | 3.0192 | 3.8961 | 4.0931 | 4.4187 | 0
339 | 0.00029184 | 0.00017112 | 0 | 2.8025 | 2.8733 | 3.0192 | 3.9443 | 4.0952 | 4.4187 | 2.3546e-05
340 | 0.00029621 | 0.00017233 | 0 | 2.8034 | 2.8723 | 3.0192 | 3.9462 | 4.0931 | 4.4187 | 1.2558e-05
341 | 0.00029903 | 0.00017391 | 0 | 2.7978 | 2.8723 | 3.0192 | 3.9345 | 4.0931 | 4.4187 | 2.9825e-05
342 | 0.00031697 | 0.00017824 | 0 | 2.7868 | 2.8723 | 3.0192 | 3.9114 | 4.0931 | 4.4187 | 0
343 | 0.0002774 | 0.00016855 | 0 | 2.7951 | 2.8733 | 3.0192 | 3.9287 | 4.0952 | 4.4187 | 0.00056824
344 | 0.00022327 | 0.00015243 | 0.0017173 | 2.7951 | 2.8733 | 3.0192 | 3.9287 | 4.0952 | 4.4187 | 7.0637e-05
345 | 0.00020195 | 0.00014647 | 0.0063707 | 2.7951 | 2.8733 | 3.0192 | 3.9287 | 4.0952 | 4.4187 | 5.337e-05
346 | 0.0001933 | 0.00014395 | 0.010082 | 2.8071 | 2.8733 | 3.0192 | 3.9541 | 4.0952 | 4.4187 | 5.337e-05
347 | 0.00019211 | 0.00014331 | 0.011246 | 2.8211 | 2.8733 | 3.0192 | 3.9837 | 4.0952 | 4.4187 | 0.00011616
348 | 0.00018587 | 0.00014124 | 0.012132 | 2.8325 | 2.8733 | 3.0192 | 4.0077 | 4.0952 | 4.4187 | 0.00024802
349 | 0.00019893 | 0.0001456 | 0.0099715 | 2.8258 | 2.8733 | 3.0192 | 3.9937 | 4.0952 | 4.4187 | 0
350 | 0.00018456 | 0.0001413 | 0.0055951 | 2.8221 | 2.8733 | 3.0192 | 3.9857 | 4.0952 | 4.4187 | 0.00012087
351 | 0.00017005 | 0.00013651 | 0.0015511 | 2.8155 | 2.8733 | 3.0192 | 3.9718 | 4.0952 | 4.4187 | 8.1625e-05
352 | 0.00016552 | 0.00013542 | 0 | 2.7777 | 2.8733 | 3.0192 | 3.8923 | 4.0952 | 4.4187 | 7.6916e-05
353 | 0.00017584 | 0.0001385 | 0 | 2.7731 | 2.8733 | 3.0192 | 3.8828 | 4.0952 | 4.4187 | 6.4358e-05
354 | 0.00020049 | 0.00014555 | 0 | 2.7587 | 2.8733 | 3.0192 | 3.8528 | 4.0952 | 4.4187 | 0.00022761
355 | 0.00023321 | 0.00015423 | 0 | 2.7551 | 2.8733 | 3.0192 | 3.8453 | 4.0952 | 4.4187 | 0.00038615
356 | 0.00026151 | 0.0001635 | 0 | 2.7338 | 2.8713 | 3.0192 | 3.8013 | 4.091 | 4.4187 | 0.00033121
357 | 0.00027739 | 0.00016598 | 0 | 2.7285 | 2.8723 | 3.0192 | 3.7905 | 4.0931 | 4.4187 | 0.00028255
358 | 0.00027393 | 0.00016678 | 0 | 2.7162 | 2.8713 | 3.0192 | 3.7654 | 4.091 | 4.4187 | 0
359 | 0.00028022 | 0.00016936 | 0 | 2.7006 | 2.8713 | 3.0192 | 3.7337 | 4.091 | 4.4187 | 3.4534e-05
360 | 0.00028578 | 0.00017012 | 0 | 2.6955 | 2.8713 | 3.0192 | 3.7232 | 4.091 | 4.4187 | 0
361 | 0.00028993 | 0.00017135 | 0 | 2.6904 | 2.8713 | 3.0192 | 3.7128 | 4.091 | 4.4187 | 1.2558e-05
362 | 0.00029216 | 0.00017062 | 0 | 2.6878 | 2.8723 | 3.0192 | 3.7076 | 4.0931 | 4.4187 | 0
363 | 0.00029527 | 0.00017298 | 0 | 2.6751 | 2.8723 | 3.0192 | 3.6819 | 4.0931 | 4.4187 | 1.4127e-05
364 | 0.0003019 | 0.00017515 | 0 | 2.6708 | 2.8723 | 3.0192 | 3.6735 | 4.0931 | 4.4187 | 0
365 | 0.00030071 | 0.00017449 | 0 | 2.6751 | 2.8723 | 3.0192 | 3.6819 | 4.0931 | 4.4187 | 0
366 | 0.00032532 | 0.00018148 | 0 | 2.6759 | 2.8723 | 3.0192 | 3.6836 | 4.0931 | 4.4187 | 2.8255e-05
367 | 0.00028901 | 0.00017248 | 0 | 2.6768 | 2.8723 | 3.0192 | 3.6853 | 4.0931 | 4.4187 | 0.00064672
368 | 0.00022608 | 0.00015371 | 0.0026591 | 2.67 | 2.8723 | 3.0192 | 3.6718 | 4.0931 | 4.4187 | 0.00013186
369 | 0.0002198 | 0.00015106 | 0.0074233 | 2.6818 | 2.8713 | 3.0192 | 3.6956 | 4.091 | 4.4187 | 6.5928e-05
370 | 0.00020736 | 0.00014824 | 0.010082 | 2.7006 | 2.8713 | 3.0192 | 3.7337 | 4.091 | 4.4187 | 7.8486e-05
371 | 0.000202 | 0.00014657 | 0.013683 | 2.7267 | 2.8713 | 3.0192 | 3.7869 | 4.091 | 4.4187 | 3.6103e-05
372 | 0.00019201 | 0.00014282 | 0.014293 | 2.7506 | 2.8723 | 3.0192 | 3.8361 | 4.0931 | 4.4187 | 0.00022133
373 | 0.00018447 | 0.00014122 | 0.0094176 | 2.7668 | 2.8713 | 3.0192 | 3.8696 | 4.091 | 4.4187 | 0.00010517
374 | 0.00016979 | 0.00013681 | 0.0043764 | 2.7704 | 2.8713 | 3.0192 | 3.8771 | 4.091 | 4.4187 | 7.8486e-05
375 | 0.00016705 | 0.00013592 | 0.0017173 | 2.7677 | 2.8713 | 3.0192 | 3.8715 | 4.091 | 4.4187 | 6.5928e-05
376 | 0.00016038 | 0.00013363 | 0 | 2.7488 | 2.8713 | 3.0192 | 3.8324 | 4.091 | 4.4187 | 5.1801e-05
377 | 0.00017147 | 0.00013729 | 0 | 2.7417 | 2.8713 | 3.0192 | 3.8177 | 4.091 | 4.4187 | 5.337e-05
378 | 0.0001681 | 0.0001364 | 0 | 2.747 | 2.8713 | 3.0192 | 3.8287 | 4.091 | 4.4187 | 0.00024645
379 | 0.00022982 | 0.00015476 | 0 | 2.7542 | 2.8713 | 3.0192 | 3.8435 | 4.091 | 4.4187 | 0.00025272
380 | 0.00024478 | 0.00015974 | 0 | 2.732 | 2.8713 | 3.0192 | 3.7977 | 4.091 | 4.4187 | 0.00026999
381 | 0.00024829 | 0.0001603 | 0 | 2.7267 | 2.8713 | 3.0192 | 3.7869 | 4.091 | 4.4187 | 0.00026371
382 | 0.00025058 | 0.00016114 | 0 | 2.705 | 2.8694 | 3.0192 | 3.7424 | 4.0868 | 4.4187 | 0
383 | 0.00025601 | 0.0001623 | 0 | 2.6938 | 2.8694 | 3.0192 | 3.7197 | 4.0868 | 4.4187 | 0
384 | 0.0002591 | 0.0001633 | 0 | 2.6844 | 2.8703 | 3.0192 | 3.7007 | 4.0889 | 4.4187 | 0
385 | 0.00025888 | 0.00016336 | 0 | 2.681 | 2.8694 | 3.0192 | 3.6939 | 4.0868 | 4.4187 | 2.8255e-05
386 | 0.00025477 | 0.0001624 | 0 | 2.6886 | 2.8684 | 3.0192 | 3.7094 | 4.0847 | 4.4187 | 1.4127e-05
387 | 0.00025439 | 0.00016243 | 0 | 2.6989 | 2.8684 | 3.0192 | 3.7302 | 4.0847 | 4.4187 | 0
388 | 0.00026041 | 0.00016417 | 0 | 2.7032 | 2.8694 | 3.0192 | 3.7389 | 4.0868 | 4.4187 | 0
389 | 0.00027309 | 0.00016788 | 0 | 2.6912 | 2.8694 | 3.0192 | 3.7145 | 4.0868 | 4.4187 | 0
390 | 0.00029216 | 0.00017244 | 0 | 2.705 | 2.8684 | 3.0192 | 3.7424 | 4.0847 | 4.4187 | 1.4127e-05
391 | 0.00025789 | 0.00016265 | 5.5397e-05 | 2.6989 | 2.8674 | 3.0192 | 3.7302 | 4.0826 | 4.4187 | 0.00064358
392 | 0.00019178 | 0.00014327 | 0.0022713 | 2.6981 | 2.8674 | 3.0192 | 3.7284 | 4.0826 | 4.4187 | 0.00014284
393 | 0.00017406 | 0.00013804 | 0.0069801 | 2.7188 | 2.8674 | 3.0192 | 3.7708 | 4.0826 | 4.4187 | 0.00010517
394 | 0.00017589 | 0.00013764 | 0.011246 | 2.7373 | 2.8674 | 3.0192 | 3.8086 | 4.0826 | 4.4187 | 4.0813e-05
395 | 0.00017262 | 0.00013766 | 0.015954 | 2.7632 | 2.8674 | 3.0192 | 3.8621 | 4.0826 | 4.4187 | 0.00012715
396 | 0.00017036 | 0.00013675 | 0.014957 | 2.7686 | 2.8655 | 3.0192 | 3.8734 | 4.0784 | 4.4187 | 0.00022761
397 | 0.00016839 | 0.00013618 | 0.011689 | 2.7804 | 2.8655 | 3.0192 | 3.898 | 4.0784 | 4.4187 | 0.00013029
398 | 0.00015219 | 0.00013156 | 0.0067031 | 2.7777 | 2.8655 | 3.0192 | 3.8923 | 4.0784 | 4.4187 | 1.0988e-05
399 | 0.00013974 | 0.00012754 | 0.0024375 | 2.7605 | 2.8655 | 3.0192 | 3.8565 | 4.0784 | 4.4187 | 8.6334e-05
400 | 0.00012976 | 0.00012448 | 0 | 2.7391 | 2.8665 | 3.0192 | 3.8122 | 4.0805 | 4.4187 | 0.00012087
401 | 0.00014973 | 0.00013051 | 0 | 2.7276 | 2.8655 | 3.0192 | 3.7887 | 4.0784 | 4.4187 | 2.9825e-05
402 | 0.00015447 | 0.00013221 | 0 | 2.7093 | 2.8655 | 3.0192 | 3.7512 | 4.0784 | 4.4187 | 0.00025586
403 | 0.00020938 | 0.00014748 | 0 | 2.6921 | 2.8655 | 3.0192 | 3.7163 | 4.0784 | 4.4187 | 0.00021662
404 | 0.00024954 | 0.00016136 | 0 | 2.6869 | 2.8655 | 3.0192 | 3.7059 | 4.0784 | 4.4187 | 0.0001711
405 | 0.00025777 | 0.0001634 | 0 | 2.6827 | 2.8655 | 3.0192 | 3.6973 | 4.0784 | 4.4187 | 0.00032022
406 | 0.00025447 | 0.00016257 | 0 | 2.6827 | 2.8655 | 3.0192 | 3.6973 | 4.0784 | 4.4187 | 0
407 | 0.00025921 | 0.00016326 | 0 | 2.6801 | 2.8645 | 3.0192 | 3.6922 | 4.0763 | 4.4187 | 0
408 | 0.00026631 | 0.00016595 | 0 | 2.6708 | 2.8626 | 3.0192 | 3.6735 | 4.0722 | 4.4187 | 0
409 | 0.00027337 | 0.00016819 | 0 | 2.6708 | 2.8626 | 3.0192 | 3.6735 | 4.0722 | 4.4187 | 1.0988e-05
410 | 0.00027746 | 0.0001691 | 0 | 2.665 | 2.8626 | 3.0192 | 3.6616 | 4.0722 | 4.4187 | 2.8255e-05
411 | 0.00028123 | 0.00017019 | 0 | 2.6574 | 2.8626 | 3.0192 | 3.6466 | 4.0722 | 4.4187 | 0
412 | 0.00028672 | 0.0001712 | 0 | 2.6508 | 2.8626 | 3.0192 | 3.6333 | 4.0722 | 4.4187 | 0
413 | 0.00028868 | 0.0001716 | 0 | 2.6442 | 2.8626 | 3.0192 | 3.6201 | 4.0722 | 4.4187 | 4.3952e-05
414 | 0.00030512 | 0.00017654 | 0 | 2.6392 | 2.8626 | 3.0192 | 3.6102 | 4.0722 | 4.4187 | 0
415 | 0.00025384 | 0.00016201 | 0 | 2.6434 | 2.8626 | 3.0192 | 3.6184 | 4.0722 | 4.4187 | 0.0007362
416 | 0.00022918 | 0.00015431 | 0.0019943 | 2.6368 | 2.8626 | 3.0192 | 3.6053 | 4.0722 | 4.4187 | 3.6103e-05
417 | 0.00018621 | 0.00014167 | 0.0072571 | 2.6708 | 2.8626 | 3.0192 | 3.6735 | 4.0722 | 4.4187 | 7.8486e-05
418 | 0.00016253 | 0.00013485 | 0.010913 | 2.7093 | 2.8626 | 3.0192 | 3.7512 | 4.0722 | 4.4187 | 6.2789e-05
419 | 0.00017202 | 0.00013732 | 0.013572 | 2.7435 | 2.8626 | 3.0192 | 3.8214 | 4.0722 | 4.4187 | 9.7322e-05
420 | 0.00016443 | 0.00013538 | 0.012077 | 2.7686 | 2.8626 | 3.0192 | 3.8734 | 4.0722 | 4.4187 | 0.0002072
421 | 0.00016527 | 0.00013566 | 0.011246 | 2.7768 | 2.8616 | 3.0192 | 3.8904 | 4.0701 | 4.4187 | 0.00011459
422 | 0.00014672 | 0.00012954 | 0.0071463 | 2.7804 | 2.8616 | 3.0192 | 3.898 | 4.0701 | 4.4187 | 0.00011145
423 | 0.00014462 | 0.00012929 | 0.0021605 | 2.7659 | 2.8616 | 3.0192 | 3.8677 | 4.0701 | 4.4187 | 0.00012244
424 | 0.00014232 | 0.00012812 | 0 | 2.7373 | 2.8616 | 3.0192 | 3.8086 | 4.0701 | 4.4187 | 6.1219e-05
425 | 0.00015766 | 0.00013268 | 0 | 2.7329 | 2.8597 | 3.0192 | 3.7995 | 4.0659 | 4.4187 | 0.000135
426 | 0.00016208 | 0.00013451 | 0 | 2.718 | 2.8597 | 3.0192 | 3.769 | 4.0659 | 4.4187 | 0.00031551
427 | 0.00020131 | 0.00014438 | 0 | 2.7197 | 2.8597 | 3.0192 | 3.7725 | 4.0659 | 4.4187 | 0.00023389
428 | 0.00023699 | 0.00015565 | 0 | 2.7171 | 2.8597 | 3.0192 | 3.7672 | 4.0659 | 4.4187 | 0.00021976
429 | 0.00024683 | 0.00015907 | 0 | 2.7197 | 2.8597 | 3.0192 | 3.7725 | 4.0659 | 4.4187 | 0.00032336
430 | 0.00025213 | 0.00016107 | 0 | 2.7145 | 2.8597 | 3.0192 | 3.7619 | 4.0659 | 4.4187 | 0
431 | 0.00025936 | 0.00016394 | 0 | 2.7067 | 2.8597 | 3.0192 | 3.746 | 4.0659 | 4.4187 | 1.4127e-05
432 | 0.00026622 | 0.00016579 | 0 | 2.7093 | 2.8587 | 3.0192 | 3.7512 | 4.0638 | 4.4187 | 1.0988e-05
433 | 0.00027164 | 0.00016704 | 0 | 2.7171 | 2.8587 | 3.0192 | 3.7672 | 4.0638 | 4.4187 | 4.0813e-05
434 | 0.00027696 | 0.00016723 | 0 | 2.7067 | 2.8587 | 3.0192 | 3.746 | 4.0638 | 4.4187 | 7.3777e-05
435 | 0.00028537 | 0.00017117 | 0 | 2.6989 | 2.8577 | 3.0192 | 3.7302 | 4.0618 | 4.4187 | 1.5697e-05
436 | 0.00029382 | 0.00017247 | 0 | 2.6998 | 2.8577 | 3.0192 | 3.7319 | 4.0618 | 4.4187 | 4.8661e-05
437 | 0.00029802 | 0.0001746 | 0 | 2.7015 | 2.8577 | 3.0192 | 3.7354 | 4.0618 | 4.4187 | 2.9825e-05
438 | 0.0003322 | 0.00018407 | 0 | 2.6938 | 2.8568 | 3.0192 | 3.7197 | 4.0597 | 4.4187 | 1.2558e-05
439 | 0.00027484 | 0.00016817 | 0 | 2.6989 | 2.8568 | 3.0192 | 3.7302 | 4.0597 | 4.4187 | 0.00069067
440 | 0.00023789 | 0.00015737 | 0.0013849 | 2.6998 | 2.8568 | 3.0192 | 3.7319 | 4.0597 | 4.4187 | 0.00056353
441 | 0.00022007 | 0.00015219 | 0.0057613 | 2.7101 | 2.8568 | 3.0192 | 3.753 | 4.0597 | 4.4187 | 0.00010517
442 | 0.00020647 | 0.00014814 | 0.010193 | 2.7329 | 2.8558 | 3.0192 | 3.7995 | 4.0576 | 4.4187 | 6.7498e-05
443 | 0.00019912 | 0.00014579 | 0.011633 | 2.7596 | 2.8568 | 3.0192 | 3.8546 | 4.0597 | 4.4187 | 7.0637e-05
444 | 0.00017912 | 0.00013945 | 0.0088082 | 2.7623 | 2.8548 | 3.0192 | 3.8602 | 4.0556 | 4.4187 | 0.00011145
445 | 0.00019027 | 0.00014335 | 0.0072017 | 2.7722 | 2.8548 | 3.0192 | 3.8809 | 4.0556 | 4.4187 | 6.5928e-05
446 | 0.00017849 | 0.00013919 | 0.0062045 | 2.7758 | 2.8548 | 3.0192 | 3.8885 | 4.0556 | 4.4187 | 5.337e-05
447 | 0.00014553 | 0.00012932 | 0.0026037 | 2.7896 | 2.8548 | 3.0192 | 3.9171 | 4.0556 | 4.4187 | 0.00038458
448 | 0.00014327 | 0.00012884 | 0 | 2.7632 | 2.8548 | 3.0192 | 3.8621 | 4.0556 | 4.4187 | 0.000394
449 | 0.000151 | 0.00013136 | 0 | 2.7569 | 2.8548 | 3.0192 | 3.8491 | 4.0556 | 4.4187 | 8.6334e-05
450 | 0.00016066 | 0.00013415 | 0 | 2.7338 | 2.8548 | 3.0192 | 3.8013 | 4.0556 | 4.4187 | 4.0813e-05
451 | 0.00021747 | 0.00015172 | 0 | 2.7542 | 2.8539 | 3.0192 | 3.8435 | 4.0535 | 4.4187 | 1.0988e-05
452 | 0.00024092 | 0.00015807 | 0 | 2.7488 | 2.8539 | 3.0192 | 3.8324 | 4.0535 | 4.4187 | 0.00022604
453 | 0.00024236 | 0.0001589 | 0 | 2.7551 | 2.852 | 3.0192 | 3.8453 | 4.0494 | 4.4187 | 0.00022761
454 | 0.0002441 | 0.00015946 | 0 | 2.7364 | 2.8529 | 3.0192 | 3.8068 | 4.0514 | 4.4187 | 0.00014284
455 | 0.00025058 | 0.00016148 | 0 | 2.705 | 2.8529 | 3.0192 | 3.7424 | 4.0514 | 4.4187 | 2.0406e-05
456 | 0.00026003 | 0.00016405 | 0 | 2.705 | 2.8539 | 3.0192 | 3.7424 | 4.0535 | 4.4187 | 0
457 | 0.00026675 | 0.00016491 | 0 | 2.7127 | 2.852 | 3.0192 | 3.7583 | 4.0494 | 4.4187 | 0
458 | 0.00027127 | 0.00016627 | 0 | 2.6963 | 2.852 | 3.0192 | 3.725 | 4.0494 | 4.4187 | 2.8255e-05
459 | 0.00027533 | 0.00016487 | 0 | 2.6886 | 2.852 | 3.0192 | 3.7094 | 4.0494 | 4.4187 | 2.3546e-05
460 | 0.00028093 | 0.00016873 | 0 | 2.6955 | 2.852 | 3.0192 | 3.7232 | 4.0494 | 4.4187 | 5.0231e-05
461 | 0.00028375 | 0.00017013 | 0 | 2.6989 | 2.852 | 3.0192 | 3.7302 | 4.0494 | 4.4187 | 3.6103e-05
462 | 0.00029387 | 0.00017303 | 0 | 2.711 | 2.851 | 3.0192 | 3.7548 | 4.0473 | 4.4187 | 0
463 | 0.00028874 | 0.00017209 | 5.5397e-05 | 2.7154 | 2.851 | 3.0192 | 3.7636 | 4.0473 | 4.4187 | 0.00072835
464 | 0.00022044 | 0.00015148 | 0.0026037 | 2.7206 | 2.85 | 3.0192 | 3.7743 | 4.0453 | 4.4187 | 0.00058864
465 | 0.00019607 | 0.00014487 | 0.0083096 | 2.7355 | 2.85 | 3.0192 | 3.805 | 4.0453 | 4.4187 | 0.00016639
466 | 0.00019352 | 0.00014391 | 0.013628 | 2.7587 | 2.85 | 3.0192 | 3.8528 | 4.0453 | 4.4187 | 0.00010203
467 | 0.0001896 | 0.00014008 | 0.015511 | 2.7713 | 2.85 | 3.0192 | 3.879 | 4.0453 | 4.4187 | 0.0001193
468 | 0.00016963 | 0.00013697 | 0.014791 | 2.8155 | 2.85 | 3.0192 | 3.9718 | 4.0453 | 4.4187 | 5.337e-05
469 | 0.00016509 | 0.00013514 | 0.014237 | 2.8071 | 2.85 | 3.0192 | 3.9541 | 4.0453 | 4.4187 | 6.2789e-05
470 | 0.00015322 | 0.00013194 | 0.0085312 | 2.8155 | 2.85 | 3.0192 | 3.9718 | 4.0453 | 4.4187 | 6.7498e-05
471 | 0.00012431 | 0.00012299 | 0.0025483 | 2.8118 | 2.85 | 3.0192 | 3.9639 | 4.0453 | 4.4187 | 0.0002386
472 | 0.00012694 | 0.0001237 | 0.00011079 | 2.7932 | 2.8491 | 3.0192 | 3.9249 | 4.0432 | 4.4187 | 0.00021505
473 | 0.00013922 | 0.00012762 | 0 | 2.765 | 2.8491 | 3.0192 | 3.8658 | 4.0432 | 4.4187 | 5.8079e-05
474 | 0.00014597 | 0.00012996 | 0 | 2.7488 | 2.8491 | 3.0192 | 3.8324 | 4.0432 | 4.4187 | 8.3195e-05
475 | 0.00020207 | 0.00014428 | 0 | 2.7311 | 2.8481 | 3.0192 | 3.7959 | 4.0412 | 4.4187 | 5.651e-05
476 | 0.00023896 | 0.00015805 | 0 | 2.7258 | 2.8481 | 3.0192 | 3.7851 | 4.0412 | 4.4187 | 0.00018209
477 | 0.00024484 | 0.00015907 | 0 | 2.7241 | 2.8481 | 3.0192 | 3.7815 | 4.0412 | 4.4187 | 0.00024174
478 | 0.00024788 | 0.00015937 | 0 | 2.7188 | 2.8491 | 3.0192 | 3.7708 | 4.0432 | 4.4187 | 0.00027156
479 | 0.00025513 | 0.00016267 | 0 | 2.7258 | 2.8491 | 3.0192 | 3.7851 | 4.0432 | 4.4187 | 0
480 | 0.00026378 | 0.00016452 | 0 | 2.7346 | 2.8481 | 3.0192 | 3.8031 | 4.0412 | 4.4187 | 2.3546e-05
481 | 0.00026726 | 0.00016576 | 0 | 2.7154 | 2.8481 | 3.0192 | 3.7636 | 4.0412 | 4.4187 | 1.2558e-05
482 | 0.00027122 | 0.00016638 | 0 | 2.7058 | 2.8481 | 3.0192 | 3.7442 | 4.0412 | 4.4187 | 1.5697e-05
483 | 0.00027301 | 0.00016664 | 0 | 2.7015 | 2.8481 | 3.0192 | 3.7354 | 4.0412 | 4.4187 | 3.1394e-05
484 | 0.00027801 | 0.00016828 | 0 | 2.7162 | 2.8472 | 3.0192 | 3.7654 | 4.0391 | 4.4187 | 1.2558e-05
485 | 0.00027985 | 0.00016953 | 0 | 2.7127 | 2.8481 | 3.0192 | 3.7583 | 4.0412 | 4.4187 | 1.0988e-05
486 | 0.00029628 | 0.00017375 | 0 | 2.7329 | 2.8481 | 3.0192 | 3.7995 | 4.0412 | 4.4187 | 2.1976e-05
487 | 0.00026659 | 0.00016588 | 5.5397e-05 | 2.7417 | 2.8472 | 3.0192 | 3.8177 | 4.0391 | 4.4187 | 0.00070794
488 | 0.00021731 | 0.00015103 | 0.0017173 | 2.747 | 2.8472 | 3.0192 | 3.8287 | 4.0391 | 4.4187 | 0.00010831
489 | 0.00019376 | 0.00014403 | 0.0053182 | 2.7258 | 2.8472 | 3.0192 | 3.7851 | 4.0391 | 4.4187 | 7.5346e-05
490 | 0.00017307 | 0.00013794 | 0.010636 | 2.756 | 2.8462 | 3.0192 | 3.8472 | 4.0371 | 4.4187 | 9.8892e-05
491 | 0.00017048 | 0.00013614 | 0.016398 | 2.7877 | 2.8452 | 3.0192 | 3.9133 | 4.035 | 4.4187 | 8.3195e-05
492 | 0.00014786 | 0.00013071 | 0.013739 | 2.8034 | 2.8452 | 3.0192 | 3.9462 | 4.035 | 4.4187 | 0.00029197
493 | 0.00012145 | 0.00012275 | 0.012908 | 2.8174 | 2.8472 | 3.0192 | 3.9757 | 4.0391 | 4.4187 | 6.2789e-05
494 | 0.00011088 | 0.00011951 | 0.0070355 | 2.8183 | 2.8472 | 3.0192 | 3.9777 | 4.0391 | 4.4187 | 6.5928e-05
495 | 9.8275e-05 | 0.0001153 | 0.0020497 | 2.8136 | 2.8462 | 3.0192 | 3.9678 | 4.0371 | 4.4187 | 8.4765e-05
496 | 0.00010437 | 0.00011709 | 0.00011079 | 2.7988 | 2.8452 | 3.0192 | 3.9365 | 4.035 | 4.4187 | 0.00010517
497 | 0.0001028 | 0.00011689 | 0 | 2.7877 | 2.8462 | 3.0192 | 3.9133 | 4.0371 | 4.4187 | 4.8661e-05
498 | 0.00012487 | 0.00012325 | 0 | 2.7932 | 2.8462 | 3.0192 | 3.9249 | 4.0371 | 4.4187 | 0.00017267
499 | 0.00018054 | 0.00013979 | 0 | 2.8025 | 2.8462 | 3.0192 | 3.9443 | 4.0371 | 4.4187 | 0.00026685
500 | 0.00020139 | 0.0001461 | 0 | 2.808 | 2.8462 | 3.0192 | 3.956 | 4.0371 | 4.4187 | 0.00031551
501 | 0.00020229 | 0.00014337 | 0 | 2.8006 | 2.8452 | 3.0192 | 3.9404 | 4.035 | 4.4187 | 0.00024802
502 | 0.00020815 | 0.00014821 | 0 | 2.8071 | 2.8462 | 3.0192 | 3.9541 | 4.0371 | 4.4187 | 0
503 | 0.00021679 | 0.00015099 | 0 | 2.8034 | 2.8452 | 3.0192 | 3.9462 | 4.035 | 4.4187 | 2.6685e-05
504 | 0.00022496 | 0.00015243 | 0 | 2.8053 | 2.8452 | 3.0192 | 3.9501 | 4.035 | 4.4187 | 2.9825e-05
505 | 0.0002312 | 0.00015498 | 0 | 2.8053 | 2.8443 | 3.0192 | 3.9501 | 4.033 | 4.4187 | 0
506 | 0.00023465 | 0.00015505 | 0 | 2.8296 | 2.8424 | 3.0192 | 4.0017 | 4.0289 | 4.4187 | 0
507 | 0.00023876 | 0.00015701 | 0 | 2.84 | 2.8424 | 3.0192 | 4.0239 | 4.0289 | 4.4187 | 0
508 | 0.00024482 | 0.00015785 | 0 | 2.8458 | 2.8424 | 3.0192 | 4.0361 | 4.0289 | 4.4187 | 0
509 | 0.0002489 | 0.00015944 | 0 | 2.8043 | 2.8433 | 3.0192 | 3.9482 | 4.0309 | 4.4187 | 0
510 | 0.00025831 | 0.00016168 | 0 | 2.8053 | 2.8433 | 3.0192 | 3.9501 | 4.0309 | 4.4187 | 0
511 | 0.00022923 | 0.00015477 | 0 | 2.8221 | 2.8433 | 3.0192 | 3.9857 | 4.0309 | 4.4187 | 0.00063417
512 | 0.00017968 | 0.0001403 | 0.0011079 | 2.84 | 2.8452 | 3.0192 | 4.0239 | 4.035 | 4.4187 | 0.00012715
513 | 0.00018546 | 0.00014192 | 0.004044 | 2.8467 | 2.8443 | 3.0192 | 4.0382 | 4.033 | 4.4187 | 7.2207e-05
514 | 0.00016649 | 0.00013639 | 0.0081988 | 2.8611 | 2.8443 | 3.0192 | 4.0691 | 4.033 | 4.4187 | 6.1219e-05
515 | 0.00016811 | 0.00013617 | 0.0093622 | 2.8757 | 2.8433 | 3.0192 | 4.1005 | 4.0309 | 4.4187 | 1.2558e-05
516 | 0.00016747 | 0.00013676 | 0.0093622 | 2.8835 | 2.8433 | 3.0192 | 4.1174 | 4.0309 | 4.4187 | 0.00021348
517 | 0.00016416 | 0.00013581 | 0.0085866 | 2.8964 | 2.8433 | 3.0192 | 4.1453 | 4.0309 | 4.4187 | 6.2789e-05
518 | 0.00016233 | 0.00013443 | 0.0055397 | 2.8993 | 2.8414 | 3.0192 | 4.1517 | 4.0268 | 4.4187 | 5.494e-05
519 | 0.00014949 | 0.00013114 | 0.0023267 | 2.8894 | 2.8414 | 3.0192 | 4.1302 | 4.0268 | 4.4187 | 0.00014441
520 | 0.00013721 | 0.00012732 | 0.00016619 | 2.8621 | 2.8414 | 3.0192 | 4.0712 | 4.0268 | 4.4187 | 0.00013343
521 | 0.00014643 | 0.00013027 | 0 | 2.8534 | 2.8414 | 3.0192 | 4.0525 | 4.0268 | 4.4187 | 5.8079e-05
522 | 0.00015747 | 0.00013315 | 0 | 2.842 | 2.8414 | 3.0192 | 4.028 | 4.0268 | 4.4187 | 0.00029668
523 | 0.00021468 | 0.00015134 | 0 | 2.8315 | 2.8414 | 3.0192 | 4.0057 | 4.0268 | 4.4187 | 0.00026685
524 | 0.00023933 | 0.0001569 | 0 | 2.8343 | 2.8414 | 3.0192 | 4.0118 | 4.0268 | 4.4187 | 0.00023389
525 | 0.00023776 | 0.00015357 | 0 | 2.8183 | 2.8433 | 3.0192 | 3.9777 | 4.0309 | 4.4187 | 0.00019778
526 | 0.00024002 | 0.00015596 | 0 | 2.8136 | 2.8443 | 3.0192 | 3.9678 | 4.033 | 4.4187 | 0
527 | 0.00024746 | 0.00015814 | 0 | 2.8015 | 2.8443 | 3.0192 | 3.9423 | 4.033 | 4.4187 | 3.4534e-05
528 | 0.00025686 | 0.00016129 | 0 | 2.7969 | 2.8443 | 3.0192 | 3.9326 | 4.033 | 4.4187 | 2.5115e-05
529 | 0.0002635 | 0.00016259 | 0 | 2.7923 | 2.8443 | 3.0192 | 3.9229 | 4.033 | 4.4187 | 0
530 | 0.00026767 | 0.00016401 | 0 | 2.7686 | 2.8443 | 3.0192 | 3.8734 | 4.033 | 4.4187 | 0
531 | 0.00027316 | 0.00016459 | 0 | 2.7731 | 2.8443 | 3.0192 | 3.8828 | 4.033 | 4.4187 | 4.3952e-05
532 | 0.00027813 | 0.00016647 | 0 | 2.7749 | 2.8443 | 3.0192 | 3.8866 | 4.033 | 4.4187 | 0
533 | 0.00028096 | 0.00016489 | 0 | 2.7777 | 2.8443 | 3.0192 | 3.8923 | 4.033 | 4.4187 | 0
534 | 0.00029723 | 0.00017176 | 0 | 2.7749 | 2.8452 | 3.0192 | 3.8866 | 4.035 | 4.4187 | 1.2558e-05
535 | 0.00026817 | 0.00016584 | 0 | 2.7822 | 2.8452 | 3.0192 | 3.9018 | 4.035 | 4.4187 | 0.00082096
536 | 0.00021652 | 0.00015148 | 0.0018281 | 2.7923 | 2.8462 | 3.0192 | 3.9229 | 4.0371 | 4.4187 | 7.2207e-05
537 | 0.00018893 | 0.00014327 | 0.0055951 | 2.7997 | 2.8462 | 3.0192 | 3.9384 | 4.0371 | 4.4187 | 0.0001036
538 | 0.00017084 | 0.00013785 | 0.0095838 | 2.8202 | 2.8462 | 3.0192 | 3.9817 | 4.0371 | 4.4187 | 8.1625e-05
539 | 0.00018011 | 0.000139 | 0.011633 | 2.842 | 2.8462 | 3.0192 | 4.028 | 4.0371 | 4.4187 | 9.2613e-05
540 | 0.00017817 | 0.00013924 | 0.010304 | 2.8554 | 2.8462 | 3.0192 | 4.0567 | 4.0371 | 4.4187 | 0.00013813
541 | 0.00018776 | 0.00014263 | 0.007811 | 2.8602 | 2.8472 | 3.0192 | 4.067 | 4.0391 | 4.4187 | 0.00011302
542 | 0.00018171 | 0.00014116 | 0.0060937 | 2.8592 | 2.8462 | 3.0192 | 4.0649 | 4.0371 | 4.4187 | 0.00011773
543 | 0.00017157 | 0.00013805 | 0.0018835 | 2.8515 | 2.8462 | 3.0192 | 4.0484 | 4.0371 | 4.4187 | 7.0637e-05
544 | 0.00016993 | 0.00013754 | 5.5397e-05 | 2.8362 | 2.8462 | 3.0192 | 4.0158 | 4.0371 | 4.4187 | 5.651e-05
545 | 0.00019325 | 0.00014449 | 0 | 2.824 | 2.8462 | 3.0192 | 3.9897 | 4.0371 | 4.4187 | 0.00010831
546 | 0.00017812 | 0.00014007 | 0 | 2.8221 | 2.8462 | 3.0192 | 3.9857 | 4.0371 | 4.4187 | 0.00018837
547 | 0.00021802 | 0.00015113 | 0 | 2.8164 | 2.8462 | 3.0192 | 3.9738 | 4.0371 | 4.4187 | 0.00021034
548 | 0.00024687 | 0.00015732 | 0 | 2.7932 | 2.8462 | 3.0192 | 3.9249 | 4.0371 | 4.4187 | 0.00027156
549 | 0.00025601 | 0.0001585 | 0 | 2.7713 | 2.8481 | 3.0192 | 3.879 | 4.0412 | 4.4187 | 0.00026214
550 | 0.00025878 | 0.00016086 | 0 | 2.7524 | 2.8462 | 3.0192 | 3.8398 | 4.0371 | 4.4187 | 2.6685e-05
551 | 0.00026128 | 0.00016021 | 0 | 2.7479 | 2.8462 | 3.0192 | 3.8306 | 4.0371 | 4.4187 | 0
552 | 0.00026676 | 0.00016166 | 0 | 2.7569 | 2.8481 | 3.0192 | 3.8491 | 4.0412 | 4.4187 | 0
553 | 0.00026721 | 0.00016043 | 0 | 2.7569 | 2.8481 | 3.0192 | 3.8491 | 4.0412 | 4.4187 | 3.1394e-05
554 | 0.00026644 | 0.00016261 | 0 | 2.7704 | 2.8481 | 3.0192 | 3.8771 | 4.0412 | 4.4187 | 1.0988e-05
555 | 0.00026418 | 0.00016063 | 0 | 2.7686 | 2.8481 | 3.0192 | 3.8734 | 4.0412 | 4.4187 | 2.0406e-05
556 | 0.00026326 | 0.00016167 | 0 | 2.7668 | 2.8491 | 3.0192 | 3.8696 | 4.0432 | 4.4187 | 0
557 | 0.00026542 | 0.00016144 | 0 | 2.7605 | 2.8491 | 3.0192 | 3.8565 | 4.0432 | 4.4187 | 0
558 | 0.00027206 | 0.000165 | 0 | 2.7632 | 2.8491 | 3.0192 | 3.8621 | 4.0432 | 4.4187 | 2.3546e-05
559 | 0.0002442 | 0.00015943 | 0 | 2.7632 | 2.8491 | 3.0192 | 3.8621 | 4.0432 | 4.4187 | 0.00076445
560 | 0.00021041 | 0.00014965 | 0.00099715 | 2.7587 | 2.8491 | 3.0192 | 3.8528 | 4.0432 | 4.4187 | 4.2382e-05
561 | 0.00019291 | 0.00014448 | 0.0027145 | 2.7713 | 2.8491 | 3.0192 | 3.879 | 4.0432 | 4.4187 | 0.00011145
562 | 0.00018368 | 0.00014118 | 0.0044872 | 2.7804 | 2.8491 | 3.0192 | 3.898 | 4.0432 | 4.4187 | 0.00010517
563 | 0.00018474 | 0.00014182 | 0.005152 | 2.7859 | 2.8491 | 3.0192 | 3.9095 | 4.0432 | 4.4187 | 0.0001397
564 | 0.00017888 | 0.00014027 | 0.0052074 | 2.7795 | 2.85 | 3.0192 | 3.8961 | 4.0453 | 4.4187 | 0.0002747
565 | 0.00018525 | 0.00014195 | 0.004321 | 2.785 | 2.85 | 3.0192 | 3.9075 | 4.0453 | 4.4187 | 0.00012558
566 | 0.00017768 | 0.00013982 | 0.0026591 | 2.7831 | 2.851 | 3.0192 | 3.9037 | 4.0473 | 4.4187 | 8.3195e-05
567 | 0.00017251 | 0.00013821 | 0.0011079 | 2.7813 | 2.851 | 3.0192 | 3.8999 | 4.0473 | 4.4187 | 6.7498e-05
568 | 0.00015979 | 0.00013419 | 5.5397e-05 | 2.7695 | 2.851 | 3.0192 | 3.8752 | 4.0473 | 4.4187 | 3.6103e-05
569 | 0.00015581 | 0.00013323 | 0 | 2.7668 | 2.85 | 3.0192 | 3.8696 | 4.0453 | 4.4187 | 4.5522e-05
570 | 0.00018088 | 0.00014066 | 0 | 2.7578 | 2.85 | 3.0192 | 3.8509 | 4.0453 | 4.4187 | 0.0003108
571 | 0.00021309 | 0.00014982 | 0 | 2.7623 | 2.851 | 3.0192 | 3.8602 | 4.0473 | 4.4187 | 0.00025586
572 | 0.00024248 | 0.00015892 | 0 | 2.7569 | 2.851 | 3.0192 | 3.8491 | 4.0473 | 4.4187 | 0.00028098
573 | 0.00024684 | 0.00016 | 0 | 2.7515 | 2.851 | 3.0192 | 3.8379 | 4.0473 | 4.4187 | 0.00022447
574 | 0.0002472 | 0.00015919 | 0 | 2.7435 | 2.851 | 3.0192 | 3.8214 | 4.0473 | 4.4187 | 1.0988e-05
575 | 0.00025106 | 0.00016028 | 0 | 2.7355 | 2.851 | 3.0192 | 3.805 | 4.0473 | 4.4187 | 0
576 | 0.00025862 | 0.000162 | 0 | 2.7267 | 2.851 | 3.0192 | 3.7869 | 4.0473 | 4.4187 | 0
577 | 0.00026293 | 0.00016354 | 0 | 2.7232 | 2.852 | 3.0192 | 3.7797 | 4.0494 | 4.4187 | 0
578 | 0.00026653 | 0.00016503 | 0 | 2.7215 | 2.852 | 3.0192 | 3.7761 | 4.0494 | 4.4187 | 0
579 | 0.00026953 | 0.00016532 | 0 | 2.7145 | 2.852 | 3.0192 | 3.7619 | 4.0494 | 4.4187 | 4.3952e-05
580 | 0.00027413 | 0.0001664 | 0 | 2.711 | 2.852 | 3.0192 | 3.7548 | 4.0494 | 4.4187 | 1.0988e-05
581 | 0.00027669 | 0.00016762 | 0 | 2.7084 | 2.851 | 3.0192 | 3.7495 | 4.0473 | 4.4187 | 0
582 | 0.00028885 | 0.00017053 | 0 | 2.7032 | 2.851 | 3.0192 | 3.7389 | 4.0473 | 4.4187 | 2.3546e-05
583 | 0.00026434 | 0.00016552 | 0.00011079 | 2.705 | 2.8529 | 3.0192 | 3.7424 | 4.0514 | 4.4187 | 0.00063887
584 | 0.000217 | 0.00015167 | 0.0011079 | 2.7015 | 2.852 | 3.0192 | 3.7354 | 4.0494 | 4.4187 | 4.0813e-05
585 | 0.00019993 | 0.0001465 | 0.0028807 | 2.705 | 2.852 | 3.0192 | 3.7424 | 4.0494 | 4.4187 | 6.7498e-05
586 | 0.00020053 | 0.00014676 | 0.0050412 | 2.7093 | 2.852 | 3.0192 | 3.7512 | 4.0494 | 4.4187 | 5.9649e-05
587 | 0.00019614 | 0.00014498 | 0.0064815 | 2.7206 | 2.852 | 3.0192 | 3.7743 | 4.0494 | 4.4187 | 7.6916e-05
588 | 0.00019033 | 0.00014373 | 0.0061491 | 2.7311 | 2.851 | 3.0192 | 3.7959 | 4.0473 | 4.4187 | 0.00022604
589 | 0.00017524 | 0.00013913 | 0.0048196 | 2.7355 | 2.851 | 3.0192 | 3.805 | 4.0473 | 4.4187 | 0.00012558
590 | 0.00016283 | 0.00013521 | 0.0047088 | 2.7453 | 2.852 | 3.0192 | 3.825 | 4.0494 | 4.4187 | 9.1044e-05
591 | 0.00015189 | 0.00013154 | 0.0016619 | 2.7426 | 2.851 | 3.0192 | 3.8195 | 4.0473 | 4.4187 | 8.4765e-05
592 | 0.00015678 | 0.00013276 | 0.00016619 | 2.7294 | 2.851 | 3.0192 | 3.7923 | 4.0473 | 4.4187 | 7.0637e-05
593 | 0.00014457 | 0.00012962 | 0 | 2.705 | 2.852 | 3.0192 | 3.7424 | 4.0494 | 4.4187 | 7.0637e-05
594 | 0.00016443 | 0.0001337 | 0 | 2.6981 | 2.852 | 3.0192 | 3.7284 | 4.0494 | 4.4187 | 0.00030766
595 | 0.00021943 | 0.00015267 | 0 | 2.6835 | 2.851 | 3.0192 | 3.699 | 4.0473 | 4.4187 | 0.00032493
596 | 0.00024756 | 0.00016109 | 0 | 2.6717 | 2.852 | 3.0192 | 3.6752 | 4.0494 | 4.4187 | 0.00029825
597 | 0.00025549 | 0.00016064 | 0 | 2.6708 | 2.851 | 3.0192 | 3.6735 | 4.0473 | 4.4187 | 0.00019308
598 | 0.00026036 | 0.00016451 | 0 | 2.6759 | 2.852 | 3.0192 | 3.6836 | 4.0494 | 4.4187 | 1.2558e-05
599 | 0.00026935 | 0.00016648 | 0 | 2.6717 | 2.852 | 3.0192 | 3.6752 | 4.0494 | 4.4187 | 2.8255e-05
600 | 0.00027985 | 0.00016878 | 0 | 2.67 | 2.852 | 3.0192 | 3.6718 | 4.0494 | 4.4187 | 2.9825e-05
601 | 0.00028098 | 0.00016965 | 0 | 2.6583 | 2.852 | 3.0192 | 3.6482 | 4.0494 | 4.4187 | 3.6103e-05
602 | 0.00028325 | 0.00017039 | 0 | 2.6475 | 2.852 | 3.0192 | 3.6267 | 4.0494 | 4.4187 | 0
603 | 0.00029075 | 0.00017138 | 0 | 2.6549 | 2.852 | 3.0192 | 3.6416 | 4.0494 | 4.4187 | 2.6685e-05
604 | 0.00029954 | 0.00017454 | 0 | 2.6633 | 2.852 | 3.0192 | 3.6583 | 4.0494 | 4.4187 | 9.4183e-06
605 | 0.00031876 | 0.00017915 | 0 | 2.67 | 2.851 | 3.0192 | 3.6718 | 4.0473 | 4.4187 | 3.9243e-05
606 | 0.00031764 | 0.000179 | 0 | 2.6759 | 2.851 | 3.0192 | 3.6836 | 4.0473 | 4.4187 | 0
607 | 0.00030006 | 0.00017633 | 0.00011079 | 2.6616 | 2.8529 | 3.0192 | 3.6549 | 4.0514 | 4.4187 | 0.00071736
608 | 0.00025267 | 0.0001625 | 0.0026037 | 2.6801 | 2.8529 | 3.0192 | 3.6922 | 4.0514 | 4.4187 | 0.00059963
609 | 0.00023514 | 0.0001573 | 0.0057059 | 2.7067 | 2.8539 | 3.0192 | 3.746 | 4.0535 | 4.4187 | 8.3195e-05
610 | 0.00023132 | 0.00015616 | 0.0081434 | 2.7276 | 2.8539 | 3.0192 | 3.7887 | 4.0535 | 4.4187 | 9.2613e-05
611 | 0.00022954 | 0.00015549 | 0.010526 | 2.7524 | 2.852 | 3.0192 | 3.8398 | 4.0494 | 4.4187 | 6.2789e-05
612 | 0.00022215 | 0.00015342 | 0.009196 | 2.7614 | 2.851 | 3.0192 | 3.8584 | 4.0473 | 4.4187 | 0.00013657
613 | 0.00021759 | 0.00015174 | 0.0070355 | 2.7551 | 2.8539 | 3.0192 | 3.8453 | 4.0535 | 4.4187 | 5.0231e-05
614 | 0.00019079 | 0.00014375 | 0.0044318 | 2.7355 | 2.8539 | 3.0192 | 3.805 | 4.0535 | 4.4187 | 0.00011773
615 | 0.00017482 | 0.00013871 | 0.0026037 | 2.7524 | 2.8529 | 3.0192 | 3.8398 | 4.0514 | 4.4187 | 0.00028569
616 | 0.00016754 | 0.00013601 | 0.00022159 | 2.7488 | 2.85 | 3.0192 | 3.8324 | 4.0453 | 4.4187 | 0.00034534
617 | 0.00016618 | 0.0001351 | 0 | 2.7497 | 2.851 | 3.0192 | 3.8342 | 4.0473 | 4.4187 | 2.1976e-05
618 | 0.0001952 | 0.00014473 | 0 | 2.7587 | 2.851 | 3.0192 | 3.8528 | 4.0473 | 4.4187 | 1.0988e-05
619 | 0.00023981 | 0.00015913 | 0 | 2.756 | 2.851 | 3.0192 | 3.8472 | 4.0473 | 4.4187 | 4.2382e-05
620 | 0.0002563 | 0.00016347 | 0 | 2.7542 | 2.851 | 3.0192 | 3.8435 | 4.0473 | 4.4187 | 0.00018209
621 | 0.00026701 | 0.00016543 | 0 | 2.7382 | 2.851 | 3.0192 | 3.8104 | 4.0473 | 4.4187 | 0.00014284
622 | 0.00026468 | 0.00016438 | 0 | 2.732 | 2.851 | 3.0192 | 3.7977 | 4.0473 | 4.4187 | 0.00014912
623 | 0.00027186 | 0.00016669 | 0 | 2.7453 | 2.851 | 3.0192 | 3.825 | 4.0473 | 4.4187 | 5.1801e-05
624 | 0.00028014 | 0.00016773 | 0 | 2.7515 | 2.85 | 3.0192 | 3.8379 | 4.0453 | 4.4187 | 4.0813e-05
625 | 0.00028511 | 0.00017091 | 0 | 2.747 | 2.851 | 3.0192 | 3.8287 | 4.0473 | 4.4187 | 0
626 | 0.00028769 | 0.00017055 | 0 | 2.7641 | 2.85 | 3.0192 | 3.864 | 4.0453 | 4.4187 | 2.9825e-05
627 | 0.00029004 | 0.00017153 | 0 | 2.7587 | 2.85 | 3.0192 | 3.8528 | 4.0453 | 4.4187 | 3.9243e-05
628 | 0.00029439 | 0.00017332 | 0 | 2.7533 | 2.85 | 3.0192 | 3.8416 | 4.0453 | 4.4187 | 3.4534e-05
629 | 0.00030694 | 0.00017658 | 0 | 2.7569 | 2.851 | 3.0192 | 3.8491 | 4.0473 | 4.4187 | 6.2789e-05
630 | 0.00030939 | 0.00017753 | 0 | 2.7551 | 2.85 | 3.0192 | 3.8453 | 4.0453 | 4.4187 | 3.7673e-05
631 | 0.00027865 | 0.00016978 | 0.00011079 | 2.7578 | 2.85 | 3.0192 | 3.8509 | 4.0453 | 4.4187 | 0.00081154
632 | 0.00025028 | 0.00016175 | 0.0026591 | 2.7668 | 2.85 | 3.0192 | 3.8696 | 4.0453 | 4.4187 | 0.00064358
633 | 0.00021402 | 0.00015098 | 0.008088 | 2.7795 | 2.85 | 3.0192 | 3.8961 | 4.0453 | 4.4187 | 9.4183e-05
634 | 0.00021193 | 0.00014984 | 0.011689 | 2.8015 | 2.8491 | 3.0192 | 3.9423 | 4.0432 | 4.4187 | 4.7091e-05
635 | 0.0002076 | 0.00014777 | 0.013295 | 2.8306 | 2.8491 | 3.0192 | 4.0037 | 4.0432 | 4.4187 | 9.4183e-05
636 | 0.00019485 | 0.00014521 | 0.015013 | 2.8544 | 2.8491 | 3.0192 | 4.0546 | 4.0432 | 4.4187 | 0.00010831
637 | 0.00019295 | 0.00014253 | 0.011412 | 2.8689 | 2.8491 | 3.0192 | 4.0858 | 4.0432 | 4.4187 | 0.0001193
638 | 0.00017653 | 0.00013927 | 0.0076448 | 2.8582 | 2.8491 | 3.0192 | 4.0629 | 4.0432 | 4.4187 | 8.1625e-05
639 | 0.00016168 | 0.0001347 | 0.0035316 | 2.8458 | 2.8481 | 3.0192 | 4.0361 | 4.0412 | 4.4187 | 0.00021348
640 | 0.00015042 | 0.00013119 | 0.00022159 | 2.8277 | 2.8481 | 3.0192 | 3.9977 | 4.0412 | 4.4187 | 0.00035005
641 | 0.00014675 | 0.00013028 | 0 | 2.7951 | 2.8481 | 3.0192 | 3.9287 | 4.0412 | 4.4187 | 5.0231e-05
642 | 0.00015774 | 0.00013373 | 0 | 2.7795 | 2.8481 | 3.0192 | 3.8961 | 4.0412 | 4.4187 | 5.494e-05
643 | 0.00020079 | 0.00014614 | 0 | 2.774 | 2.8481 | 3.0192 | 3.8847 | 4.0412 | 4.4187 | 7.2207e-05
644 | 0.00023519 | 0.00015736 | 0 | 2.7596 | 2.8472 | 3.0192 | 3.8546 | 4.0391 | 4.4187 | 7.8486e-05
645 | 0.00025141 | 0.00016191 | 0 | 2.7515 | 2.8472 | 3.0192 | 3.8379 | 4.0391 | 4.4187 | 0.00019935
646 | 0.00026013 | 0.00016443 | 0 | 2.7587 | 2.8472 | 3.0192 | 3.8528 | 4.0391 | 4.4187 | 0.00015383
647 | 0.00025788 | 0.00016305 | 0 | 2.7614 | 2.8472 | 3.0192 | 3.8584 | 4.0391 | 4.4187 | 2.3546e-05
648 | 0.00026948 | 0.00016632 | 0 | 2.7497 | 2.8472 | 3.0192 | 3.8342 | 4.0391 | 4.4187 | 2.6685e-05
649 | 0.00027535 | 0.00016757 | 0 | 2.7417 | 2.8472 | 3.0192 | 3.8177 | 4.0391 | 4.4187 | 1.7267e-05
650 | 0.00027933 | 0.00016848 | 0 | 2.7346 | 2.8472 | 3.0192 | 3.8031 | 4.0391 | 4.4187 | 1.5697e-05
651 | 0.00028268 | 0.00017022 | 0 | 2.7119 | 2.8472 | 3.0192 | 3.7565 | 4.0391 | 4.4187 | 2.5115e-05
652 | 0.00029354 | 0.00017323 | 0 | 2.7127 | 2.8472 | 3.0192 | 3.7583 | 4.0391 | 4.4187 | 0
653 | 0.0003058 | 0.00017619 | 0 | 2.7024 | 2.8472 | 3.0192 | 3.7372 | 4.0391 | 4.4187 | 0
654 | 0.00030589 | 0.00017454 | 0 | 2.6776 | 2.8472 | 3.0192 | 3.6871 | 4.0391 | 4.4187 | 2.8255e-05
655 | 0.00027106 | 0.0001677 | 0.00038778 | 2.6751 | 2.8472 | 3.0192 | 3.6819 | 4.0391 | 4.4187 | 0.00071108
656 | 0.00021785 | 0.00015211 | 0.0046534 | 2.67 | 2.8472 | 3.0192 | 3.6718 | 4.0391 | 4.4187 | 8.9474e-05
657 | 0.00020988 | 0.00014917 | 0.012908 | 2.6981 | 2.8472 | 3.0192 | 3.7284 | 4.0391 | 4.4187 | 1.0988e-05
658 | 0.00020131 | 0.00014718 | 0.018724 | 2.7382 | 2.8472 | 3.0192 | 3.8104 | 4.0391 | 4.4187 | 0.00010831
659 | 0.0001952 | 0.00014465 | 0.020054 | 2.7677 | 2.8472 | 3.0192 | 3.8715 | 4.0391 | 4.4187 | 0.00011302
660 | 0.00018376 | 0.00014039 | 0.020497 | 2.7841 | 2.8472 | 3.0192 | 3.9056 | 4.0391 | 4.4187 | 0.00012401
661 | 0.00018001 | 0.00014066 | 0.019001 | 2.8108 | 2.8472 | 3.0192 | 3.9619 | 4.0391 | 4.4187 | 5.1801e-05
662 | 0.00016054 | 0.00013474 | 0.010747 | 2.8025 | 2.8472 | 3.0192 | 3.9443 | 4.0391 | 4.4187 | 7.5346e-05
663 | 0.00014457 | 0.0001291 | 0.0044318 | 2.7841 | 2.8472 | 3.0192 | 3.9056 | 4.0391 | 4.4187 | 7.8486e-05
664 | 0.000136 | 0.00012694 | 0.00044318 | 2.7497 | 2.8472 | 3.0192 | 3.8342 | 4.0391 | 4.4187 | 7.0637e-05
665 | 0.00015721 | 0.00013377 | 0 | 2.718 | 2.8472 | 3.0192 | 3.769 | 4.0391 | 4.4187 | 8.6334e-05
666 | 0.00015721 | 0.0001338 | 0 | 2.7032 | 2.8481 | 3.0192 | 3.7389 | 4.0412 | 4.4187 | 0.00022447
667 | 0.00020231 | 0.00014545 | 0 | 2.6904 | 2.8481 | 3.0192 | 3.7128 | 4.0412 | 4.4187 | 0.00028098
668 | 0.00022748 | 0.000155 | 0 | 2.6708 | 2.8481 | 3.0192 | 3.6735 | 4.0412 | 4.4187 | 0.00042853
669 | 0.00023981 | 0.00015731 | 0 | 2.6776 | 2.8472 | 3.0192 | 3.6871 | 4.0391 | 4.4187 | 0.00016953
670 | 0.00024498 | 0.00015948 | 0 | 2.6981 | 2.8472 | 3.0192 | 3.7284 | 4.0391 | 4.4187 | 3.4534e-05
671 | 0.00024983 | 0.00016106 | 0 | 2.7015 | 2.8472 | 3.0192 | 3.7354 | 4.0391 | 4.4187 | 1.7267e-05
672 | 0.00025651 | 0.00016381 | 0 | 2.7154 | 2.8472 | 3.0192 | 3.7636 | 4.0391 | 4.4187 | 1.2558e-05
673 | 0.0002604 | 0.00016499 | 0 | 2.7162 | 2.8472 | 3.0192 | 3.7654 | 4.0391 | 4.4187 | 0
674 | 0.00026413 | 0.00016497 | 0 | 2.7145 | 2.8472 | 3.0192 | 3.7619 | 4.0391 | 4.4187 | 3.9243e-05
675 | 0.00026836 | 0.00016712 | 0 | 2.718 | 2.8472 | 3.0192 | 3.769 | 4.0391 | 4.4187 | 3.1394e-05
676 | 0.00027244 | 0.00016712 | 0 | 2.7241 | 2.8472 | 3.0192 | 3.7815 | 4.0391 | 4.4187 | 0
677 | 0.00028214 | 0.00017115 | 0 | 2.7338 | 2.8472 | 3.0192 | 3.8013 | 4.0391 | 4.4187 | 0
678 | 0.00030986 | 0.00017735 | 0 | 2.7311 | 2.8472 | 3.0192 | 3.7959 | 4.0391 | 4.4187 | 2.9825e-05
679 | 0.00024566 | 0.00015906 | 0.00027699 | 2.7333 | 2.8472 | 3.0192 | 3.8004 | 4.0391 | 4.4187 | 0.00057766
680 | 0.00020891 | 0.00014934 | 0.0023821 | 2.7258 | 2.8472 | 3.0192 | 3.7851 | 4.0391 | 4.4187 | 7.5346e-05
681 | 0.00019112 | 0.00014415 | 0.0052074 | 2.747 | 2.8472 | 3.0192 | 3.8287 | 4.0391 | 4.4187 | 5.9649e-05
682 | 0.00017988 | 0.00013981 | 0.0081434 | 2.7997 | 2.8472 | 3.0192 | 3.9384 | 4.0391 | 4.4187 | 0.00010988
683 | 0.00017775 | 0.00013446 | 0.0086974 | 2.8258 | 2.8472 | 3.0192 | 3.9937 | 4.0391 | 4.4187 | 0.00015226
684 | 0.00016478 | 0.00013477 | 0.0086974 | 2.8315 | 2.8462 | 3.0192 | 4.0057 | 4.0371 | 4.4187 | 7.0637e-05
685 | 0.00014851 | 0.00013047 | 0.0080326 | 2.8381 | 2.8462 | 3.0192 | 4.0198 | 4.0371 | 4.4187 | 8.3195e-05
686 | 0.00014158 | 0.00012899 | 0.0042656 | 2.8306 | 2.8462 | 3.0192 | 4.0037 | 4.0371 | 4.4187 | 4.8661e-05
687 | 0.00013213 | 0.00012619 | 0.0017173 | 2.824 | 2.8462 | 3.0192 | 3.9897 | 4.0371 | 4.4187 | 8.6334e-05
688 | 0.00013658 | 0.00012737 | 0.00011079 | 2.8136 | 2.8462 | 3.0192 | 3.9678 | 4.0371 | 4.4187 | 6.9067e-05
689 | 0.00012726 | 0.00012471 | 0 | 2.7988 | 2.8462 | 3.0192 | 3.9365 | 4.0371 | 4.4187 | 6.4358e-05
690 | 0.00014096 | 0.00012849 | 0 | 2.7758 | 2.8462 | 3.0192 | 3.8885 | 4.0371 | 4.4187 | 0.00024802
691 | 0.00018215 | 0.00014126 | 0 | 2.7704 | 2.8452 | 3.0192 | 3.8771 | 4.035 | 4.4187 | 0.00017738
692 | 0.00022257 | 0.00015394 | 0 | 2.7462 | 2.8452 | 3.0192 | 3.8269 | 4.035 | 4.4187 | 0.00032807
693 | 0.00023748 | 0.00015312 | 0 | 2.7408 | 2.8452 | 3.0192 | 3.8159 | 4.035 | 4.4187 | 0.00024331
694 | 0.00023708 | 0.00015675 | 0 | 2.7426 | 2.8452 | 3.0192 | 3.8195 | 4.035 | 4.4187 | 1.2558e-05
695 | 0.00024474 | 0.00016044 | 0 | 2.7408 | 2.8433 | 3.0192 | 3.8159 | 4.0309 | 4.4187 | 0
696 | 0.00025287 | 0.00016261 | 0 | 2.7569 | 2.8433 | 3.0192 | 3.8491 | 4.0309 | 4.4187 | 2.3546e-05
697 | 0.00025754 | 0.00016405 | 0 | 2.7497 | 2.8433 | 3.0192 | 3.8342 | 4.0309 | 4.4187 | 0
698 | 0.00026083 | 0.00016468 | 0 | 2.747 | 2.8433 | 3.0192 | 3.8287 | 4.0309 | 4.4187 | 1.4127e-05
699 | 0.00026424 | 0.00016539 | 0 | 2.7677 | 2.8433 | 3.0192 | 3.8715 | 4.0309 | 4.4187 | 1.5697e-05
700 | 0.00026815 | 0.00016704 | 0 | 2.774 | 2.8433 | 3.0192 | 3.8847 | 4.0309 | 4.4187 | 1.2558e-05
701 | 0.0002719 | 0.00016762 | 0 | 2.7722 | 2.8424 | 3.0192 | 3.8809 | 4.0289 | 4.4187 | 0
702 | 0.00029271 | 0.00017241 | 0 | 2.7722 | 2.8424 | 3.0192 | 3.8809 | 4.0289 | 4.4187 | 1.2558e-05
703 | 0.00026377 | 0.00016566 | 0.00027699 | 2.7587 | 2.8424 | 3.0192 | 3.8528 | 4.0289 | 4.4187 | 0.00074405
704 | 0.00019517 | 0.00014474 | 0.0031023 | 2.7677 | 2.8414 | 3.0192 | 3.8715 | 4.0268 | 4.4187 | 9.8892e-05
705 | 0.00019387 | 0.000145 | 0.0091406 | 2.7868 | 2.8414 | 3.0192 | 3.9114 | 4.0268 | 4.4187 | 8.3195e-05
706 | 0.00017677 | 0.0001397 | 0.012963 | 2.8118 | 2.8414 | 3.0192 | 3.9639 | 4.0268 | 4.4187 | 0.0001036
707 | 0.00017532 | 0.00013931 | 0.01529 | 2.8391 | 2.8414 | 3.0192 | 4.0219 | 4.0268 | 4.4187 | 5.337e-05
708 | 0.00017446 | 0.00013897 | 0.016065 | 2.8372 | 2.8414 | 3.0192 | 4.0178 | 4.0268 | 4.4187 | 0.00019151
709 | 0.00017878 | 0.00014048 | 0.012409 | 2.8496 | 2.8414 | 3.0192 | 4.0443 | 4.0268 | 4.4187 | 0.00010203
710 | 0.00016681 | 0.00013605 | 0.0068139 | 2.8582 | 2.8414 | 3.0192 | 4.0629 | 4.0268 | 4.4187 | 4.0813e-05
711 | 0.00015441 | 0.0001325 | 0.0031023 | 2.8534 | 2.8414 | 3.0192 | 4.0525 | 4.0268 | 4.4187 | 7.0637e-05
712 | 0.00014614 | 0.00013031 | 0.00033238 | 2.8429 | 2.8414 | 3.0192 | 4.03 | 4.0268 | 4.4187 | 8.0056e-05
713 | 0.00016337 | 0.00013565 | 0 | 2.8127 | 2.8414 | 3.0192 | 3.9659 | 4.0268 | 4.4187 | 1.4127e-05
714 | 0.00017002 | 0.00013759 | 0 | 2.796 | 2.8414 | 3.0192 | 3.9307 | 4.0268 | 4.4187 | 0.00026057
715 | 0.00020831 | 0.00014977 | 0 | 2.7777 | 2.8414 | 3.0192 | 3.8923 | 4.0268 | 4.4187 | 0.00024488
716 | 0.00024486 | 0.00016062 | 0 | 2.7632 | 2.8414 | 3.0192 | 3.8621 | 4.0268 | 4.4187 | 0.00028883
717 | 0.00025703 | 0.00016414 | 0 | 2.7462 | 2.8414 | 3.0192 | 3.8269 | 4.0268 | 4.4187 | 0.00023703
718 | 0.00026357 | 0.00016501 | 0 | 2.7276 | 2.8414 | 3.0192 | 3.7887 | 4.0268 | 4.4187 | 1.5697e-05
719 | 0.00027275 | 0.0001686 | 0 | 2.7162 | 2.8414 | 3.0192 | 3.7654 | 4.0268 | 4.4187 | 0
720 | 0.00027928 | 0.00016835 | 0 | 2.7145 | 2.8414 | 3.0192 | 3.7619 | 4.0268 | 4.4187 | 2.0406e-05
721 | 0.00028523 | 0.00017165 | 0 | 2.7024 | 2.8414 | 3.0192 | 3.7372 | 4.0268 | 4.4187 | 1.0988e-05
722 | 0.00029057 | 0.00017315 | 0 | 2.6904 | 2.8405 | 3.0192 | 3.7128 | 4.0248 | 4.4187 | 1.4127e-05
723 | 0.00029766 | 0.0001751 | 0 | 2.6878 | 2.8405 | 3.0192 | 3.7076 | 4.0248 | 4.4187 | 0
724 | 0.0002997 | 0.0001759 | 0 | 2.6818 | 2.8414 | 3.0192 | 3.6956 | 4.0268 | 4.4187 | 0
725 | 0.00030515 | 0.00017685 | 0 | 2.7015 | 2.8414 | 3.0192 | 3.7354 | 4.0268 | 4.4187 | 2.6685e-05
726 | 0.0003314 | 0.00018393 | 0 | 2.6938 | 2.8414 | 3.0192 | 3.7197 | 4.0268 | 4.4187 | 2.5115e-05
727 | 0.00028971 | 0.0001732 | 0.00033238 | 2.7136 | 2.8414 | 3.0192 | 3.7601 | 4.0268 | 4.4187 | 0.00071893
728 | 0.00022181 | 0.00015335 | 0.0025621 | 2.7267 | 2.8414 | 3.0192 | 3.7869 | 4.0268 | 4.4187 | 9.4183e-05
729 | 0.00020302 | 0.00014779 | 0.007811 | 2.7355 | 2.8414 | 3.0192 | 3.805 | 4.0268 | 4.4187 | 0.00012244
730 | 0.00019972 | 0.00014627 | 0.011467 | 2.7533 | 2.8414 | 3.0192 | 3.8416 | 4.0268 | 4.4187 | 5.494e-05
731 | 0.0001975 | 0.00014452 | 0.015511 | 2.7758 | 2.8414 | 3.0192 | 3.8885 | 4.0268 | 4.4187 | 0.00012087
732 | 0.00019311 | 0.00014473 | 0.010581 | 2.7813 | 2.8424 | 3.0192 | 3.8999 | 4.0289 | 4.4187 | 0.00018052
733 | 0.00019125 | 0.00014437 | 0.0097499 | 2.8025 | 2.8424 | 3.0192 | 3.9443 | 4.0289 | 4.4187 | 0.00011459
734 | 0.00018107 | 0.00014126 | 0.0061491 | 2.8155 | 2.8424 | 3.0192 | 3.9718 | 4.0289 | 4.4187 | 5.337e-05
735 | 0.00015636 | 0.00013366 | 0.0022159 | 2.8108 | 2.8424 | 3.0192 | 3.9619 | 4.0289 | 4.4187 | 6.9067e-05
736 | 0.00016215 | 0.00013521 | 0.00022159 | 2.8127 | 2.8424 | 3.0192 | 3.9659 | 4.0289 | 4.4187 | 8.4765e-05
737 | 0.00014309 | 0.00012945 | 0 | 2.7822 | 2.8424 | 3.0192 | 3.9018 | 4.0289 | 4.4187 | 5.337e-05
738 | 0.00016346 | 0.00013598 | 0 | 2.7997 | 2.8424 | 3.0192 | 3.9384 | 4.0289 | 4.4187 | 0.00022761
739 | 0.00021345 | 0.00014935 | 0 | 2.7905 | 2.8424 | 3.0192 | 3.9191 | 4.0289 | 4.4187 | 0.00028255
740 | 0.00025231 | 0.00016207 | 0 | 2.7831 | 2.8424 | 3.0192 | 3.9037 | 4.0289 | 4.4187 | 0.00030139
741 | 0.00026648 | 0.00016368 | 0 | 2.7768 | 2.8424 | 3.0192 | 3.8904 | 4.0289 | 4.4187 | 0.0002747
742 | 0.000274 | 0.00016739 | 0 | 2.7768 | 2.8424 | 3.0192 | 3.8904 | 4.0289 | 4.4187 | 0
743 | 0.00028543 | 0.00017125 | 0 | 2.7632 | 2.8424 | 3.0192 | 3.8621 | 4.0289 | 4.4187 | 0
744 | 0.00029472 | 0.00017376 | 0 | 2.7704 | 2.8414 | 3.0192 | 3.8771 | 4.0268 | 4.4187 | 2.0406e-05
745 | 0.00030192 | 0.00017374 | 0 | 2.7722 | 2.8424 | 3.0192 | 3.8809 | 4.0289 | 4.4187 | 3.4534e-05
746 | 0.00030833 | 0.00017636 | 0 | 2.774 | 2.8424 | 3.0192 | 3.8847 | 4.0289 | 4.4187 | 9.4183e-06
747 | 0.00031456 | 0.00017736 | 0 | 2.756 | 2.8433 | 3.0192 | 3.8472 | 4.0309 | 4.4187 | 1.0988e-05
748 | 0.00031996 | 0.00017827 | 0 | 2.7578 | 2.8433 | 3.0192 | 3.8509 | 4.0309 | 4.4187 | 2.3546e-05
749 | 0.00034118 | 0.00018368 | 0 | 2.7488 | 2.8433 | 3.0192 | 3.8324 | 4.0309 | 4.4187 | 2.0406e-05
750 | 0.00034219 | 0.00018388 | 0 | 2.7355 | 2.8433 | 3.0192 | 3.805 | 4.0309 | 4.4187 | 3.6103e-05
751 | 0.00031866 | 0.00018025 | 0.00038778 | 2.7364 | 2.8433 | 3.0192 | 3.8068 | 4.0309 | 4.4187 | 0.00051644
752 | 0.0002554 | 0.00016269 | 0.0038224 | 2.7551 | 2.8433 | 3.0192 | 3.8453 | 4.0309 | 4.4187 | 0.00010831
753 | 0.00024427 | 0.00015917 | 0.008642 | 2.7795 | 2.8424 | 3.0192 | 3.8961 | 4.0289 | 4.4187 | 7.0637e-05
754 | 0.00023618 | 0.00015774 | 0.012741 | 2.8034 | 2.8433 | 3.0192 | 3.9462 | 4.0309 | 4.4187 | 9.5753e-05
755 | 0.00022294 | 0.00015399 | 0.013628 | 2.8202 | 2.8433 | 3.0192 | 3.9817 | 4.0309 | 4.4187 | 8.7904e-05
756 | 0.00019981 | 0.00014691 | 0.010526 | 2.8477 | 2.8433 | 3.0192 | 4.0402 | 4.0309 | 4.4187 | 0.00013029
757 | 0.0001877 | 0.00014325 | 0.01047 | 2.8496 | 2.8433 | 3.0192 | 4.0443 | 4.0309 | 4.4187 | 6.9067e-05
758 | 0.00016854 | 0.00013737 | 0.0077002 | 2.8602 | 2.8433 | 3.0192 | 4.067 | 4.0309 | 4.4187 | 8.3195e-05
759 | 0.00013552 | 0.00012683 | 0.0032684 | 2.8582 | 2.8433 | 3.0192 | 4.0629 | 4.0309 | 4.4187 | 9.7322e-05
760 | 0.00013731 | 0.00012733 | 0.00049858 | 2.8496 | 2.8433 | 3.0192 | 4.0443 | 4.0309 | 4.4187 | 4.2382e-05
761 | 0.00013718 | 0.00012686 | 0 | 2.8391 | 2.8433 | 3.0192 | 4.0219 | 4.0309 | 4.4187 | 5.337e-05
762 | 0.00014027 | 0.0001288 | 0 | 2.841 | 2.8443 | 3.0192 | 4.0259 | 4.033 | 4.4187 | 0.00037516
763 | 0.00018806 | 0.00014319 | 0 | 2.8277 | 2.8452 | 3.0192 | 3.9977 | 4.035 | 4.4187 | 0.00025586
764 | 0.00022748 | 0.00015521 | 0 | 2.8164 | 2.8452 | 3.0192 | 3.9738 | 4.035 | 4.4187 | 0.00020092
765 | 0.00024136 | 0.00015711 | 0 | 2.809 | 2.8443 | 3.0192 | 3.958 | 4.033 | 4.4187 | 0.00021662
766 | 0.00024347 | 0.00015851 | 0 | 2.8118 | 2.8452 | 3.0192 | 3.9639 | 4.035 | 4.4187 | 0
767 | 0.00025062 | 0.00016047 | 0 | 2.8099 | 2.8452 | 3.0192 | 3.9599 | 4.035 | 4.4187 | 1.7267e-05
768 | 0.00026149 | 0.00016405 | 0 | 2.8006 | 2.8452 | 3.0192 | 3.9404 | 4.035 | 4.4187 | 1.2558e-05
769 | 0.00027057 | 0.00016479 | 0 | 2.8006 | 2.8452 | 3.0192 | 3.9404 | 4.035 | 4.4187 | 4.3952e-05
770 | 0.00027852 | 0.00016811 | 0 | 2.7877 | 2.8452 | 3.0192 | 3.9133 | 4.035 | 4.4187 | 1.0988e-05
771 | 0.00028817 | 0.00016951 | 0 | 2.7859 | 2.8452 | 3.0192 | 3.9095 | 4.035 | 4.4187 | 6.5928e-05
772 | 0.00029481 | 0.00017205 | 0 | 2.7831 | 2.8452 | 3.0192 | 3.9037 | 4.035 | 4.4187 | 1.2558e-05
773 | 0.00031377 | 0.00017634 | 0 | 2.7813 | 2.8452 | 3.0192 | 3.8999 | 4.035 | 4.4187 | 4.3952e-05
774 | 0.0003187 | 0.00017832 | 0 | 2.7813 | 2.8462 | 3.0192 | 3.8999 | 4.0371 | 4.4187 | 2.9825e-05
775 | 0.00028465 | 0.00017085 | 0.00049858 | 2.7768 | 2.8462 | 3.0192 | 3.8904 | 4.0371 | 4.4187 | 0.00064515
776 | 0.000248 | 0.00016139 | 0.0040994 | 2.7786 | 2.8462 | 3.0192 | 3.8942 | 4.0371 | 4.4187 | 0.00053527
777 | 0.00023298 | 0.00015701 | 0.0087528 | 2.7896 | 2.8452 | 3.0192 | 3.9171 | 4.035 | 4.4187 | 6.5928e-05
778 | 0.00021648 | 0.00015208 | 0.013905 | 2.8071 | 2.8462 | 3.0192 | 3.9541 | 4.0371 | 4.4187 | 8.3195e-05
779 | 0.00021073 | 0.00015019 | 0.016231 | 2.8343 | 2.8462 | 3.0192 | 4.0118 | 4.0371 | 4.4187 | 0.00010988
780 | 0.00019113 | 0.0001443 | 0.016896 | 2.8544 | 2.8462 | 3.0192 | 4.0546 | 4.0371 | 4.4187 | 0.00012558
781 | 0.00018241 | 0.00014168 | 0.010415 | 2.8563 | 2.8462 | 3.0192 | 4.0587 | 4.0371 | 4.4187 | 0.00015697
782 | 0.00017054 | 0.00013793 | 0.007811 | 2.8582 | 2.8472 | 3.0192 | 4.0629 | 4.0391 | 4.4187 | 0.00010203
783 | 0.00014038 | 0.00012807 | 0.0032131 | 2.8458 | 2.8472 | 3.0192 | 4.0361 | 4.0391 | 4.4187 | 0.00040185
784 | 0.00013355 | 0.00012624 | 0.00044318 | 2.8249 | 2.8472 | 3.0192 | 3.9917 | 4.0391 | 4.4187 | 0.00028255
785 | 0.00013178 | 0.00012573 | 0 | 2.7923 | 2.8472 | 3.0192 | 3.9229 | 4.0391 | 4.4187 | 7.2207e-05
786 | 0.00014061 | 0.00012874 | 0 | 2.7804 | 2.8481 | 3.0192 | 3.898 | 4.0412 | 4.4187 | 3.9243e-05
787 | 0.000196 | 0.00014451 | 0 | 2.7659 | 2.8481 | 3.0192 | 3.8677 | 4.0412 | 4.4187 | 2.9825e-05
788 | 0.00024798 | 0.00016165 | 0 | 2.7749 | 2.8481 | 3.0192 | 3.8866 | 4.0412 | 4.4187 | 0.00021191
789 | 0.00024681 | 0.00015921 | 0 | 2.7768 | 2.8481 | 3.0192 | 3.8904 | 4.0412 | 4.4187 | 0.0001711
790 | 0.00025368 | 0.00016246 | 0 | 2.7749 | 2.8481 | 3.0192 | 3.8866 | 4.0412 | 4.4187 | 0.00024958
791 | 0.00026179 | 0.00016538 | 0 | 2.7731 | 2.8481 | 3.0192 | 3.8828 | 4.0412 | 4.4187 | 1.4127e-05
792 | 0.00027176 | 0.00016831 | 0 | 2.7877 | 2.8481 | 3.0192 | 3.9133 | 4.0412 | 4.4187 | 3.7673e-05
793 | 0.00027815 | 0.00016862 | 0 | 2.8071 | 2.8481 | 3.0192 | 3.9541 | 4.0412 | 4.4187 | 0
794 | 0.00028422 | 0.0001708 | 0 | 2.8211 | 2.8481 | 3.0192 | 3.9837 | 4.0412 | 4.4187 | 2.8255e-05
795 | 0.00029053 | 0.00017271 | 0 | 2.8325 | 2.8481 | 3.0192 | 4.0077 | 4.0412 | 4.4187 | 3.1394e-05
796 | 0.0002946 | 0.00017235 | 0 | 2.8391 | 2.8481 | 3.0192 | 4.0219 | 4.0412 | 4.4187 | 0
797 | 0.0002975 | 0.00017393 | 0 | 2.842 | 2.85 | 3.0192 | 4.028 | 4.0453 | 4.4187 | 6.5928e-05
798 | 0.00030306 | 0.00017443 | 0 | 2.8554 | 2.85 | 3.0192 | 4.0567 | 4.0453 | 4.4187 | 3.6103e-05
799 | 0.00029391 | 0.00017484 | 0.00022159 | 2.8728 | 2.8481 | 3.0192 | 4.0942 | 4.0412 | 4.4187 | 0.00061847
800 | 0.00022805 | 0.00015517 | 0.0016065 | 2.8894 | 2.8481 | 3.0192 | 4.1302 | 4.0412 | 4.4187 | 0.00050388
801 | 0.00020994 | 0.00015015 | 0.0039886 | 2.9023 | 2.8481 | 3.0192 | 4.1582 | 4.0412 | 4.4187 | 3.4534e-05
802 | 0.00018068 | 0.00014095 | 0.0063153 | 2.9183 | 2.8481 | 3.0192 | 4.1932 | 4.0412 | 4.4187 | 6.4358e-05
803 | 0.00017287 | 0.00013864 | 0.0086974 | 2.9264 | 2.8481 | 3.0192 | 4.211 | 4.0412 | 4.4187 | 8.3195e-05
804 | 0.00015857 | 0.00013406 | 0.0083096 | 2.9304 | 2.8481 | 3.0192 | 4.2199 | 4.0412 | 4.4187 | 3.7673e-05
805 | 0.0001513 | 0.0001324 | 0.0054289 | 2.9254 | 2.8491 | 3.0192 | 4.2087 | 4.0432 | 4.4187 | 4.3952e-05
806 | 0.00016029 | 0.00013478 | 0.0039886 | 2.9143 | 2.8491 | 3.0192 | 4.1844 | 4.0432 | 4.4187 | 0.00015069
807 | 0.00012026 | 0.00012279 | 0.0019943 | 2.9043 | 2.8491 | 3.0192 | 4.1626 | 4.0432 | 4.4187 | 0.00031865
808 | 0.0001196 | 0.00012214 | 0.00022159 | 2.8914 | 2.8491 | 3.0192 | 4.1345 | 4.0432 | 4.4187 | 0.00022133
809 | 0.00012294 | 0.00012312 | 0 | 2.8767 | 2.8481 | 3.0192 | 4.1026 | 4.0412 | 4.4187 | 3.6103e-05
810 | 0.00013016 | 0.00012588 | 0 | 2.8582 | 2.85 | 3.0192 | 4.0629 | 4.0453 | 4.4187 | 6.5928e-05
811 | 0.00017166 | 0.00013902 | 0 | 2.8534 | 2.851 | 3.0192 | 4.0525 | 4.0473 | 4.4187 | 4.0813e-05
812 | 0.00020923 | 0.00014951 | 0 | 2.8458 | 2.85 | 3.0192 | 4.0361 | 4.0453 | 4.4187 | 0.00012401
813 | 0.00021458 | 0.00015142 | 0 | 2.8258 | 2.8491 | 3.0192 | 3.9937 | 4.0432 | 4.4187 | 0.00019151
814 | 0.00021239 | 0.0001508 | 0 | 2.8127 | 2.8491 | 3.0192 | 3.9659 | 4.0432 | 4.4187 | 0.00023232
815 | 0.00021653 | 0.00015105 | 0 | 2.7988 | 2.8491 | 3.0192 | 3.9365 | 4.0432 | 4.4187 | 1.5697e-05
816 | 0.00022376 | 0.00015406 | 0 | 2.8025 | 2.8491 | 3.0192 | 3.9443 | 4.0432 | 4.4187 | 0
817 | 0.00022926 | 0.00015562 | 0 | 2.7942 | 2.8491 | 3.0192 | 3.9268 | 4.0432 | 4.4187 | 2.6685e-05
818 | 0.00023225 | 0.00015579 | 0 | 2.7831 | 2.851 | 3.0192 | 3.9037 | 4.0473 | 4.4187 | 0
819 | 0.00023525 | 0.00015709 | 0 | 2.7722 | 2.851 | 3.0192 | 3.8809 | 4.0473 | 4.4187 | 1.0988e-05
820 | 0.00023857 | 0.00015817 | 0 | 2.756 | 2.851 | 3.0192 | 3.8472 | 4.0473 | 4.4187 | 0
821 | 0.00025334 | 0.00016038 | 0 | 2.7479 | 2.851 | 3.0192 | 3.8306 | 4.0473 | 4.4187 | 2.8255e-05
822 | 0.0002543 | 0.00016264 | 0 | 2.7391 | 2.851 | 3.0192 | 3.8122 | 4.0473 | 4.4187 | 0
823 | 0.0002118 | 0.00015015 | 0.00055397 | 2.7399 | 2.851 | 3.0192 | 3.8141 | 4.0473 | 4.4187 | 0.00068126
824 | 0.00017177 | 0.00013848 | 0.0038224 | 2.7435 | 2.852 | 3.0192 | 3.8214 | 4.0494 | 4.4187 | 8.6334e-05
825 | 0.00016151 | 0.00013529 | 0.008919 | 2.7731 | 2.8529 | 3.0192 | 3.8828 | 4.0514 | 4.4187 | 4.7091e-05
826 | 0.00015386 | 0.00013274 | 0.013572 | 2.8043 | 2.8539 | 3.0192 | 3.9482 | 4.0535 | 4.4187 | 6.5928e-05
827 | 0.00015381 | 0.00013249 | 0.015165 | 2.8258 | 2.8548 | 3.0192 | 3.9937 | 4.0556 | 4.4187 | 3.9243e-05
828 | 0.0001449 | 0.00013055 | 0.018073 | 2.8573 | 2.8548 | 3.0192 | 4.0608 | 4.0556 | 4.4187 | 0.0002072
829 | 0.00014909 | 0.00013171 | 0.010872 | 2.8573 | 2.8548 | 3.0192 | 4.0608 | 4.0556 | 4.4187 | 6.5928e-05
830 | 0.00014445 | 0.00013041 | 0.0074787 | 2.8631 | 2.8548 | 3.0192 | 4.0733 | 4.0556 | 4.4187 | 7.8486e-05
831 | 0.00015149 | 0.00013234 | 0.0038778 | 2.8448 | 2.8539 | 3.0192 | 4.0341 | 4.0535 | 4.4187 | 6.7498e-05
832 | 0.00013322 | 0.00012675 | 0.00060937 | 2.8315 | 2.8539 | 3.0192 | 4.0057 | 4.0535 | 4.4187 | 9.1044e-05
833 | 0.00013533 | 0.00012757 | 0 | 2.8099 | 2.8529 | 3.0192 | 3.9599 | 4.0514 | 4.4187 | 5.494e-05
834 | 0.00015126 | 0.00013249 | 0 | 2.7542 | 2.8529 | 3.0192 | 3.8435 | 4.0514 | 4.4187 | 0.00022447
835 | 0.00018838 | 0.00014305 | 0 | 2.7542 | 2.8529 | 3.0192 | 3.8435 | 4.0514 | 4.4187 | 0.00021034
836 | 0.00022013 | 0.00015304 | 0 | 2.7364 | 2.8529 | 3.0192 | 3.8068 | 4.0514 | 4.4187 | 0.00031708
837 | 0.00023183 | 0.00015078 | 0 | 2.7241 | 2.8529 | 3.0192 | 3.7815 | 4.0514 | 4.4187 | 0.00029197
838 | 0.00023637 | 0.00015765 | 0 | 2.725 | 2.8529 | 3.0192 | 3.7833 | 4.0514 | 4.4187 | 2.5115e-05
839 | 0.00024109 | 0.00015825 | 0 | 2.7311 | 2.8529 | 3.0192 | 3.7959 | 4.0514 | 4.4187 | 0
840 | 0.00024755 | 0.00016116 | 0 | 2.7241 | 2.8529 | 3.0192 | 3.7815 | 4.0514 | 4.4187 | 1.7267e-05
841 | 0.00025104 | 0.00016024 | 0 | 2.7197 | 2.8529 | 3.0192 | 3.7725 | 4.0514 | 4.4187 | 4.3952e-05
842 | 0.00025385 | 0.0001626 | 0 | 2.6989 | 2.8529 | 3.0192 | 3.7302 | 4.0514 | 4.4187 | 1.0988e-05
843 | 0.00025616 | 0.0001614 | 0 | 2.6989 | 2.8539 | 3.0192 | 3.7302 | 4.0535 | 4.4187 | 0
844 | 0.00025904 | 0.00016379 | 0 | 2.6751 | 2.8539 | 3.0192 | 3.6819 | 4.0535 | 4.4187 | 1.4127e-05
845 | 0.00027505 | 0.00016704 | 0 | 2.6742 | 2.8539 | 3.0192 | 3.6802 | 4.0535 | 4.4187 | 1.0988e-05
846 | 0.00028005 | 0.00016975 | 0 | 2.6742 | 2.8539 | 3.0192 | 3.6802 | 4.0535 | 4.4187 | 2.6685e-05
847 | 0.00023821 | 0.00015791 | 0.00066477 | 2.6692 | 2.8539 | 3.0192 | 3.6701 | 4.0535 | 4.4187 | 0.00077387
848 | 0.00018581 | 0.00014272 | 0.0049304 | 2.6869 | 2.8539 | 3.0192 | 3.7059 | 4.0535 | 4.4187 | 6.7498e-05
849 | 0.00016786 | 0.00013745 | 0.010138 | 2.7171 | 2.8539 | 3.0192 | 3.7672 | 4.0535 | 4.4187 | 8.4765e-05
850 | 0.00017131 | 0.00013781 | 0.014348 | 2.7355 | 2.8548 | 3.0192 | 3.805 | 4.0556 | 4.4187 | 0.0001193
851 | 0.00017353 | 0.00013659 | 0.017949 | 2.7713 | 2.8539 | 3.0192 | 3.879 | 4.0535 | 4.4187 | 7.8486e-06
852 | 0.00016912 | 0.00013671 | 0.015567 | 2.7942 | 2.8539 | 3.0192 | 3.9268 | 4.0535 | 4.4187 | 0.00019621
853 | 0.00016952 | 0.00013735 | 0.013018 | 2.8053 | 2.8539 | 3.0192 | 3.9501 | 4.0535 | 4.4187 | 0.00016325
854 | 0.00016763 | 0.00013669 | 0.0084758 | 2.8193 | 2.8539 | 3.0192 | 3.9797 | 4.0535 | 4.4187 | 8.6334e-05
855 | 0.00013926 | 0.00012836 | 0.0032131 | 2.8136 | 2.852 | 3.0192 | 3.9678 | 4.0494 | 4.4187 | 7.5346e-05
856 | 0.00014147 | 0.00012878 | 0.00038778 | 2.8062 | 2.852 | 3.0192 | 3.9521 | 4.0494 | 4.4187 | 5.1801e-05
857 | 0.00013698 | 0.00012793 | 0 | 2.7877 | 2.852 | 3.0192 | 3.9133 | 4.0494 | 4.4187 | 9.5753e-05
858 | 0.00014915 | 0.00013142 | 0 | 2.7813 | 2.852 | 3.0192 | 3.8999 | 4.0494 | 4.4187 | 0.00018209
859 | 0.0001873 | 0.00014344 | 0 | 2.7795 | 2.852 | 3.0192 | 3.8961 | 4.0494 | 4.4187 | 0.00016796
860 | 0.00022015 | 0.00015313 | 0 | 2.7731 | 2.8529 | 3.0192 | 3.8828 | 4.0514 | 4.4187 | 0.00027156
861 | 0.00022289 | 0.0001534 | 0 | 2.7713 | 2.852 | 3.0192 | 3.879 | 4.0494 | 4.4187 | 0.00013657
862 | 0.00022455 | 0.00015356 | 0 | 2.7542 | 2.8539 | 3.0192 | 3.8435 | 4.0535 | 4.4187 | 0
863 | 0.00022821 | 0.00015499 | 0 | 2.7408 | 2.8539 | 3.0192 | 3.8159 | 4.0535 | 4.4187 | 0
864 | 0.00023474 | 0.00015771 | 0 | 2.7373 | 2.8539 | 3.0192 | 3.8086 | 4.0535 | 4.4187 | 3.7673e-05
865 | 0.00024071 | 0.00015905 | 0 | 2.7524 | 2.851 | 3.0192 | 3.8398 | 4.0473 | 4.4187 | 1.0988e-05
866 | 0.00024571 | 0.00016071 | 0 | 2.7488 | 2.851 | 3.0192 | 3.8324 | 4.0473 | 4.4187 | 0
867 | 0.00024888 | 0.0001608 | 0 | 2.7302 | 2.851 | 3.0192 | 3.7941 | 4.0473 | 4.4187 | 2.1976e-05
868 | 0.00025156 | 0.00016223 | 0 | 2.7515 | 2.85 | 3.0192 | 3.8379 | 4.0453 | 4.4187 | 1.4127e-05
869 | 0.00025355 | 0.0001626 | 0 | 2.7587 | 2.85 | 3.0192 | 3.8528 | 4.0453 | 4.4187 | 1.7267e-05
870 | 0.00027326 | 0.00016805 | 0 | 2.7605 | 2.85 | 3.0192 | 3.8565 | 4.0453 | 4.4187 | 9.4183e-06
871 | 0.00022162 | 0.00015329 | 0.00072017 | 2.7506 | 2.85 | 3.0192 | 3.8361 | 4.0453 | 4.4187 | 0.00058864
872 | 0.00017576 | 0.00013965 | 0.0030469 | 2.7551 | 2.85 | 3.0192 | 3.8453 | 4.0453 | 4.4187 | 5.651e-05
873 | 0.00016397 | 0.00013599 | 0.0050412 | 2.7777 | 2.85 | 3.0192 | 3.8923 | 4.0453 | 4.4187 | 8.9474e-05
874 | 0.00015354 | 0.00013306 | 0.0089744 | 2.7877 | 2.851 | 3.0192 | 3.9133 | 4.0473 | 4.4187 | 7.2207e-05
875 | 0.00015792 | 0.00013346 | 0.010858 | 2.8006 | 2.85 | 3.0192 | 3.9404 | 4.0453 | 4.4187 | 7.3777e-05
876 | 0.00015331 | 0.00013281 | 0.0095838 | 2.809 | 2.85 | 3.0192 | 3.958 | 4.0453 | 4.4187 | 0.00018837
877 | 0.00015956 | 0.0001347 | 0.010249 | 2.8118 | 2.85 | 3.0192 | 3.9639 | 4.0453 | 4.4187 | 6.7498e-05
878 | 0.00015507 | 0.00013361 | 0.0081434 | 2.8174 | 2.85 | 3.0192 | 3.9757 | 4.0453 | 4.4187 | 0.00010046
879 | 0.00014864 | 0.00013152 | 0.004321 | 2.808 | 2.85 | 3.0192 | 3.956 | 4.0453 | 4.4187 | 0.00011773
880 | 0.00015569 | 0.00013353 | 0.00072017 | 2.8015 | 2.85 | 3.0192 | 3.9423 | 4.0453 | 4.4187 | 4.0813e-05
881 | 0.00015536 | 0.0001326 | 0 | 2.7813 | 2.85 | 3.0192 | 3.8999 | 4.0453 | 4.4187 | 0.00017424
882 | 0.0001509 | 0.00013211 | 0 | 2.7551 | 2.85 | 3.0192 | 3.8453 | 4.0453 | 4.4187 | 0.00036574
883 | 0.00019527 | 0.00014541 | 0 | 2.7417 | 2.85 | 3.0192 | 3.8177 | 4.0453 | 4.4187 | 0.00028412
884 | 0.00022765 | 0.00015574 | 0 | 2.7032 | 2.85 | 3.0192 | 3.7389 | 4.0453 | 4.4187 | 0.00030452
885 | 0.00023764 | 0.0001584 | 0 | 2.6751 | 2.8481 | 3.0192 | 3.6819 | 4.0412 | 4.4187 | 0.00023232
886 | 0.00024454 | 0.00015967 | 0 | 2.6768 | 2.8481 | 3.0192 | 3.6853 | 4.0412 | 4.4187 | 1.5697e-05
887 | 0.00025133 | 0.00016239 | 0 | 2.6784 | 2.8481 | 3.0192 | 3.6888 | 4.0412 | 4.4187 | 0
888 | 0.00026351 | 0.00016528 | 0 | 2.6708 | 2.8481 | 3.0192 | 3.6735 | 4.0412 | 4.4187 | 0
889 | 0.00027561 | 0.00016984 | 0 | 2.6717 | 2.8481 | 3.0192 | 3.6752 | 4.0412 | 4.4187 | 3.2964e-05
890 | 0.00028208 | 0.00017103 | 0 | 2.6658 | 2.8481 | 3.0192 | 3.6633 | 4.0412 | 4.4187 | 1.0988e-05
891 | 0.00028352 | 0.00017002 | 0 | 2.6599 | 2.8481 | 3.0192 | 3.6516 | 4.0412 | 4.4187 | 0
892 | 0.00028749 | 0.00017314 | 0 | 2.6566 | 2.8481 | 3.0192 | 3.6449 | 4.0412 | 4.4187 | 0
893 | 0.00028904 | 0.00017275 | 0 | 2.6417 | 2.8481 | 3.0192 | 3.6152 | 4.0412 | 4.4187 | 1.0988e-05
894 | 0.00031485 | 0.00018013 | 0 | 2.6434 | 2.8491 | 3.0192 | 3.6184 | 4.0432 | 4.4187 | 1.4127e-05
895 | 0.00028273 | 0.00017168 | 0.0011079 | 2.6409 | 2.8491 | 3.0192 | 3.6135 | 4.0432 | 4.4187 | 0.00059963
896 | 0.00020851 | 0.00014956 | 0.007534 | 2.645 | 2.85 | 3.0192 | 3.6217 | 4.0453 | 4.4187 | 0.00011459
897 | 0.00019184 | 0.00014437 | 0.014071 | 2.6776 | 2.8481 | 3.0192 | 3.6871 | 4.0412 | 4.4187 | 0.000135
898 | 0.00018241 | 0.00014179 | 0.015788 | 2.6981 | 2.8481 | 3.0192 | 3.7284 | 4.0412 | 4.4187 | 6.1219e-05
899 | 0.00017739 | 0.00013984 | 0.018503 | 2.7119 | 2.8481 | 3.0192 | 3.7565 | 4.0412 | 4.4187 | 4.2382e-05
900 | 0.0001553 | 0.00013292 | 0.018724 | 2.7206 | 2.8481 | 3.0192 | 3.7743 | 4.0412 | 4.4187 | 0.00019308
901 | 0.00014415 | 0.0001302 | 0.016121 | 2.7302 | 2.8481 | 3.0192 | 3.7941 | 4.0412 | 4.4187 | 9.7322e-05
902 | 0.00013506 | 0.00012692 | 0.012132 | 2.7162 | 2.8481 | 3.0192 | 3.7654 | 4.0412 | 4.4187 | 8.1625e-05
903 | 0.00012019 | 0.00012227 | 0.0056505 | 2.7223 | 2.8481 | 3.0192 | 3.7779 | 4.0412 | 4.4187 | 6.1219e-05
904 | 0.00010957 | 0.00011894 | 0.00094176 | 2.6972 | 2.8481 | 3.0192 | 3.7267 | 4.0412 | 4.4187 | 7.0637e-05
905 | 0.00012268 | 0.00012326 | 0 | 2.6793 | 2.8481 | 3.0192 | 3.6905 | 4.0412 | 4.4187 | 6.5928e-05
906 | 0.00013306 | 0.00012551 | 0 | 2.6675 | 2.8481 | 3.0192 | 3.6667 | 4.0412 | 4.4187 | 0.00034848
907 | 0.00019525 | 0.00014519 | 0 | 2.6516 | 2.8481 | 3.0192 | 3.6349 | 4.0412 | 4.4187 | 0.00027313
908 | 0.00024162 | 0.00016003 | 0 | 2.6516 | 2.8481 | 3.0192 | 3.6349 | 4.0412 | 4.4187 | 0.00029511
909 | 0.00025129 | 0.00016196 | 0 | 2.645 | 2.8462 | 3.0192 | 3.6217 | 4.0371 | 4.4187 | 0.00026999
910 | 0.00026423 | 0.00016575 | 0 | 2.6442 | 2.8462 | 3.0192 | 3.6201 | 4.0371 | 4.4187 | 2.1976e-05
911 | 0.00027079 | 0.00016838 | 0 | 2.6376 | 2.8462 | 3.0192 | 3.607 | 4.0371 | 4.4187 | 0
912 | 0.00027827 | 0.00017069 | 0 | 2.6401 | 2.8462 | 3.0192 | 3.6119 | 4.0371 | 4.4187 | 4.3952e-05
913 | 0.00028243 | 0.0001717 | 0 | 2.6319 | 2.8462 | 3.0192 | 3.5956 | 4.0371 | 4.4187 | 4.2382e-05
914 | 0.00028551 | 0.00017176 | 0 | 2.6237 | 2.8462 | 3.0192 | 3.5794 | 4.0371 | 4.4187 | 0
915 | 0.00028909 | 0.00017264 | 0 | 2.6261 | 2.8462 | 3.0192 | 3.5843 | 4.0371 | 4.4187 | 0
916 | 0.00029097 | 0.00017355 | 0 | 2.6319 | 2.8462 | 3.0192 | 3.5956 | 4.0371 | 4.4187 | 1.4127e-05
917 | 0.00029463 | 0.00017488 | 0 | 2.6286 | 2.8472 | 3.0192 | 3.5891 | 4.0391 | 4.4187 | 3.6103e-05
918 | 0.00030402 | 0.00017663 | 0 | 2.6261 | 2.8472 | 3.0192 | 3.5843 | 4.0391 | 4.4187 | 2.8255e-05
919 | 0.00028486 | 0.00017198 | 0.00094176 | 2.6261 | 2.8462 | 3.0192 | 3.5843 | 4.0371 | 4.4187 | 0.00069695
920 | 0.00020307 | 0.00014794 | 0.0062599 | 2.6392 | 2.8452 | 3.0192 | 3.6102 | 4.035 | 4.4187 | 0.00010046
921 | 0.00018389 | 0.00014159 | 0.013074 | 2.665 | 2.8452 | 3.0192 | 3.6616 | 4.035 | 4.4187 | 5.1801e-05
922 | 0.00017159 | 0.00013859 | 0.01745 | 2.7006 | 2.8452 | 3.0192 | 3.7337 | 4.035 | 4.4187 | 0.0001193
923 | 0.00017133 | 0.00013844 | 0.017838 | 2.7417 | 2.8452 | 3.0192 | 3.8177 | 4.035 | 4.4187 | 7.0637e-05
924 | 0.00016812 | 0.0001376 | 0.016231 | 2.7677 | 2.8452 | 3.0192 | 3.8715 | 4.035 | 4.4187 | 0.00029982
925 | 0.00017685 | 0.0001395 | 0.013462 | 2.796 | 2.8443 | 3.0192 | 3.9307 | 4.033 | 4.4187 | 8.9474e-05
926 | 0.00016675 | 0.00013632 | 0.010359 | 2.808 | 2.8443 | 3.0192 | 3.956 | 4.033 | 4.4187 | 9.8892e-05
927 | 0.0001552 | 0.00013359 | 0.0051935 | 2.8034 | 2.8443 | 3.0192 | 3.9462 | 4.033 | 4.4187 | 7.5346e-05
928 | 0.00014652 | 0.00013088 | 0.00088636 | 2.7822 | 2.8443 | 3.0192 | 3.9018 | 4.033 | 4.4187 | 5.9649e-05
929 | 0.00015713 | 0.0001342 | 0 | 2.7704 | 2.8443 | 3.0192 | 3.8771 | 4.033 | 4.4187 | 3.7673e-05
930 | 0.00015488 | 0.00013347 | 0 | 2.7453 | 2.8443 | 3.0192 | 3.825 | 4.033 | 4.4187 | 0.00020249
931 | 0.0001933 | 0.00014344 | 0 | 2.7408 | 2.8433 | 3.0192 | 3.8159 | 4.0309 | 4.4187 | 0.00015383
932 | 0.00022157 | 0.00015399 | 0 | 2.7355 | 2.8424 | 3.0192 | 3.805 | 4.0289 | 4.4187 | 0.00028883
933 | 0.00022783 | 0.00015569 | 0 | 2.7276 | 2.8414 | 3.0192 | 3.7887 | 4.0268 | 4.4187 | 0.00035633
934 | 0.00022559 | 0.00015495 | 0 | 2.7075 | 2.8414 | 3.0192 | 3.7477 | 4.0268 | 4.4187 | 1.0988e-05
935 | 0.00022926 | 0.00015506 | 0 | 2.6844 | 2.8414 | 3.0192 | 3.7007 | 4.0268 | 4.4187 | 0
936 | 0.00023704 | 0.00015843 | 0 | 2.6878 | 2.8414 | 3.0192 | 3.7076 | 4.0268 | 4.4187 | 0
937 | 0.00024165 | 0.00015989 | 0 | 2.6793 | 2.8414 | 3.0192 | 3.6905 | 4.0268 | 4.4187 | 4.2382e-05
938 | 0.00024499 | 0.00015984 | 0 | 2.6844 | 2.8414 | 3.0192 | 3.7007 | 4.0268 | 4.4187 | 1.0988e-05
939 | 0.00024956 | 0.00016179 | 0 | 2.6784 | 2.8405 | 3.0192 | 3.6888 | 4.0248 | 4.4187 | 4.0813e-05
940 | 0.00025573 | 0.00016374 | 0 | 2.67 | 2.8405 | 3.0192 | 3.6718 | 4.0248 | 4.4187 | 0
941 | 0.00025998 | 0.00016494 | 0 | 2.6759 | 2.8405 | 3.0192 | 3.6836 | 4.0248 | 4.4187 | 1.5697e-05
942 | 0.00027663 | 0.00016972 | 0 | 2.6725 | 2.8405 | 3.0192 | 3.6768 | 4.0248 | 4.4187 | 2.8255e-05
943 | 0.00023713 | 0.00015759 | 0.00094176 | 2.6751 | 2.8405 | 3.0192 | 3.6819 | 4.0248 | 4.4187 | 0.00053056
944 | 0.00018739 | 0.00014322 | 0.004598 | 2.6912 | 2.8405 | 3.0192 | 3.7145 | 4.0248 | 4.4187 | 0.00074718
945 | 0.0001754 | 0.00013979 | 0.0096392 | 2.711 | 2.8405 | 3.0192 | 3.7548 | 4.0248 | 4.4187 | 8.0056e-05
946 | 0.00016556 | 0.00013679 | 0.010636 | 2.732 | 2.8405 | 3.0192 | 3.7977 | 4.0248 | 4.4187 | 6.7498e-05
947 | 0.00016186 | 0.00013553 | 0.011523 | 2.7542 | 2.8405 | 3.0192 | 3.8435 | 4.0248 | 4.4187 | 3.2964e-05
948 | 0.00015958 | 0.00013493 | 0.012077 | 2.7722 | 2.8395 | 3.0192 | 3.8809 | 4.0228 | 4.4187 | 8.9474e-05
949 | 0.00016634 | 0.00013714 | 0.0097499 | 2.7813 | 2.8395 | 3.0192 | 3.8999 | 4.0228 | 4.4187 | 0.00015697
950 | 0.00015334 | 0.00013315 | 0.0065923 | 2.7877 | 2.8395 | 3.0192 | 3.9133 | 4.0228 | 4.4187 | 8.9474e-05
951 | 0.00013183 | 0.00012624 | 0.0032131 | 2.7969 | 2.8405 | 3.0192 | 3.9326 | 4.0248 | 4.4187 | 0.00028569
952 | 0.00014953 | 0.00013155 | 0.00049858 | 2.7988 | 2.8395 | 3.0192 | 3.9365 | 4.0228 | 4.4187 | 0.00028569
953 | 0.00013067 | 0.00012602 | 0 | 2.796 | 2.8395 | 3.0192 | 3.9307 | 4.0228 | 4.4187 | 2.1976e-05
954 | 0.00014148 | 0.0001273 | 0 | 2.7923 | 2.8405 | 3.0192 | 3.9229 | 4.0248 | 4.4187 | 6.7498e-05
955 | 0.00019565 | 0.00014643 | 0 | 2.7831 | 2.8395 | 3.0192 | 3.9037 | 4.0228 | 4.4187 | 4.2382e-05
956 | 0.00022546 | 0.0001493 | 0 | 2.7886 | 2.8376 | 3.0192 | 3.9152 | 4.0187 | 4.4187 | 0.00024174
957 | 0.00022819 | 0.00015582 | 0 | 2.7905 | 2.8357 | 3.0192 | 3.9191 | 4.0147 | 4.4187 | 0.00015226
958 | 0.00022517 | 0.00015483 | 0 | 2.7355 | 2.8367 | 3.0192 | 3.805 | 4.0167 | 4.4187 | 0.00017738
959 | 0.00022785 | 0.00015544 | 0 | 2.7453 | 2.8367 | 3.0192 | 3.825 | 4.0167 | 4.4187 | 0
960 | 0.00023365 | 0.00015667 | 0 | 2.7391 | 2.8357 | 3.0192 | 3.8122 | 4.0147 | 4.4187 | 4.8661e-05
961 | 0.00023932 | 0.00015923 | 0 | 2.7488 | 2.8357 | 3.0192 | 3.8324 | 4.0147 | 4.4187 | 5.0231e-05
962 | 0.00024681 | 0.00016089 | 0 | 2.7569 | 2.8357 | 3.0192 | 3.8491 | 4.0147 | 4.4187 | 2.5115e-05
963 | 0.0002538 | 0.0001626 | 0 | 2.7488 | 2.8376 | 3.0192 | 3.8324 | 4.0187 | 4.4187 | 0
964 | 0.00026771 | 0.00016708 | 0 | 2.7408 | 2.8357 | 3.0192 | 3.8159 | 4.0147 | 4.4187 | 9.4183e-06
965 | 0.00027454 | 0.0001668 | 0 | 2.7355 | 2.8357 | 3.0192 | 3.805 | 4.0147 | 4.4187 | 5.1801e-05
966 | 0.00027281 | 0.00016721 | 0 | 2.7267 | 2.8376 | 3.0192 | 3.7869 | 4.0187 | 4.4187 | 9.4183e-06
967 | 0.00024547 | 0.00016062 | 0.00099715 | 2.7373 | 2.8386 | 3.0192 | 3.8086 | 4.0207 | 4.4187 | 0.00066085
968 | 0.00019525 | 0.00014567 | 0.0053735 | 2.7453 | 2.8386 | 3.0192 | 3.825 | 4.0207 | 4.4187 | 0.00055568
969 | 0.00018402 | 0.00014242 | 0.01191 | 2.7605 | 2.8357 | 3.0192 | 3.8565 | 4.0147 | 4.4187 | 0.00010046
970 | 0.00016996 | 0.00013814 | 0.012631 | 2.7686 | 2.8357 | 3.0192 | 3.8734 | 4.0147 | 4.4187 | 0.00014912
971 | 0.00017029 | 0.00013793 | 0.013572 | 2.7768 | 2.8357 | 3.0192 | 3.8904 | 4.0147 | 4.4187 | 5.651e-05
972 | 0.00017172 | 0.0001377 | 0.015844 | 2.7932 | 2.8357 | 3.0192 | 3.9249 | 4.0147 | 4.4187 | 2.5115e-05
973 | 0.00016848 | 0.00013763 | 0.014071 | 2.824 | 2.8386 | 3.0192 | 3.9897 | 4.0207 | 4.4187 | 0.00015383
974 | 0.00017612 | 0.00013992 | 0.010636 | 2.8136 | 2.8357 | 3.0192 | 3.9678 | 4.0147 | 4.4187 | 0.0001036
975 | 0.00014134 | 0.00012929 | 0.0058167 | 2.8174 | 2.8357 | 3.0192 | 3.9757 | 4.0147 | 4.4187 | 0.00044266
976 | 0.00014201 | 0.00012951 | 0.0011079 | 2.785 | 2.8367 | 3.0192 | 3.9075 | 4.0167 | 4.4187 | 0.00030296
977 | 0.00013982 | 0.00012897 | 0 | 2.7795 | 2.8357 | 3.0192 | 3.8961 | 4.0147 | 4.4187 | 2.3546e-05
978 | 0.00015678 | 0.00013395 | 0 | 2.7623 | 2.8357 | 3.0192 | 3.8602 | 4.0147 | 4.4187 | 5.651e-05
979 | 0.00019929 | 0.00014669 | 0 | 2.7391 | 2.8357 | 3.0192 | 3.8122 | 4.0147 | 4.4187 | 1.0988e-05
980 | 0.00023233 | 0.00015629 | 0 | 2.7417 | 2.8357 | 3.0192 | 3.8177 | 4.0147 | 4.4187 | 0.00014127
981 | 0.00024238 | 0.00015873 | 0 | 2.7355 | 2.8357 | 3.0192 | 3.805 | 4.0147 | 4.4187 | 0.00018994
982 | 0.00025239 | 0.00016237 | 0 | 2.6972 | 2.8357 | 3.0192 | 3.7267 | 4.0147 | 4.4187 | 0.00021348
983 | 0.00025892 | 0.00016471 | 0 | 2.67 | 2.8357 | 3.0192 | 3.6718 | 4.0147 | 4.4187 | 2.8255e-05
984 | 0.00026839 | 0.00016779 | 0 | 2.6533 | 2.8357 | 3.0192 | 3.6383 | 4.0147 | 4.4187 | 9.4183e-06
985 | 0.00027814 | 0.00017049 | 0 | 2.645 | 2.8357 | 3.0192 | 3.6217 | 4.0147 | 4.4187 | 7.6916e-05
986 | 0.00028317 | 0.00017156 | 0 | 2.6608 | 2.8357 | 3.0192 | 3.6533 | 4.0147 | 4.4187 | 1.2558e-05
987 | 0.00028962 | 0.00017316 | 0 | 2.6784 | 2.8357 | 3.0192 | 3.6888 | 4.0147 | 4.4187 | 2.8255e-05
988 | 0.00029857 | 0.00017573 | 0 | 2.6784 | 2.8357 | 3.0192 | 3.6888 | 4.0147 | 4.4187 | 0
989 | 0.00029919 | 0.00017263 | 0 | 2.6759 | 2.8357 | 3.0192 | 3.6836 | 4.0147 | 4.4187 | 0
990 | 0.00030241 | 0.0001763 | 0 | 2.6692 | 2.8357 | 3.0192 | 3.6701 | 4.0147 | 4.4187 | 0
991 | 0.00028643 | 0.00017257 | 0.00077556 | 2.6904 | 2.8357 | 3.0192 | 3.7128 | 4.0147 | 4.4187 | 0.00064672
992 | 0.00022197 | 0.00015374 | 0.0036008 | 2.6929 | 2.8357 | 3.0192 | 3.718 | 4.0147 | 4.4187 | 8.3195e-05
993 | 0.00020309 | 0.00014819 | 0.0048196 | 2.7206 | 2.8357 | 3.0192 | 3.7743 | 4.0147 | 4.4187 | 5.1801e-05
994 | 0.00019701 | 0.0001457 | 0.0081988 | 2.7399 | 2.8357 | 3.0192 | 3.8141 | 4.0147 | 4.4187 | 7.8486e-05
995 | 0.000182 | 0.00014091 | 0.014847 | 2.7596 | 2.8367 | 3.0192 | 3.8546 | 4.0167 | 4.4187 | 7.0637e-05
996 | 0.00017327 | 0.00013919 | 0.014625 | 2.7831 | 2.8367 | 3.0192 | 3.9037 | 4.0167 | 4.4187 | 0.00024645
997 | 0.00015259 | 0.00013201 | 0.010082 | 2.7978 | 2.8367 | 3.0192 | 3.9345 | 4.0167 | 4.4187 | 5.1801e-05
998 | 0.00013803 | 0.00012813 | 0.011467 | 2.7713 | 2.8367 | 3.0192 | 3.879 | 4.0167 | 4.4187 | 6.9067e-05
999 | 0.00012638 | 0.00012442 | 0.0045426 | 2.7632 | 2.8376 | 3.0192 | 3.8621 | 4.0187 | 4.4187 | 0.00012715
1000 | 0.0001235 | 0.00012343 | 0.0011079 | 2.7524 | 2.8376 | 3.0192 | 3.8398 | 4.0187 | 4.4187 | 4.8661e-05
1001 | 0.00013632 | 0.00012706 | 0 | 2.7435 | 2.8386 | 3.0192 | 3.8214 | 4.0207 | 4.4187 | 6.4358e-05
1002 | 0.00014127 | 0.00012918 | 0 | 2.7136 | 2.8386 | 3.0192 | 3.7601 | 4.0207 | 4.4187 | 0.00028412
1003 | 0.00018749 | 0.00013969 | 0 | 2.7032 | 2.8386 | 3.0192 | 3.7389 | 4.0207 | 4.4187 | 0.00023703
1004 | 0.00022847 | 0.00015612 | 0 | 2.6776 | 2.8376 | 3.0192 | 3.6871 | 4.0187 | 4.4187 | 0.00041597
1005 | 0.000247 | 0.00016021 | 0 | 2.6525 | 2.8376 | 3.0192 | 3.6366 | 4.0187 | 4.4187 | 0.00038772
1006 | 0.00025904 | 0.00016441 | 0 | 2.6343 | 2.8376 | 3.0192 | 3.6005 | 4.0187 | 4.4187 | 2.9825e-05
1007 | 0.00026795 | 0.00016773 | 0 | 2.6253 | 2.8376 | 3.0192 | 3.5827 | 4.0187 | 4.4187 | 0
1008 | 0.00027878 | 0.00017068 | 0 | 2.6221 | 2.8376 | 3.0192 | 3.5762 | 4.0187 | 4.4187 | 1.0988e-05
1009 | 0.00028772 | 0.00017379 | 0 | 2.631 | 2.8376 | 3.0192 | 3.594 | 4.0187 | 4.4187 | 9.4183e-06
1010 | 0.0002944 | 0.00017556 | 0 | 2.6417 | 2.8386 | 3.0192 | 3.6152 | 4.0207 | 4.4187 | 1.0988e-05
1011 | 0.0003014 | 0.00017736 | 0 | 2.6417 | 2.8386 | 3.0192 | 3.6152 | 4.0207 | 4.4187 | 2.3546e-05
1012 | 0.00030251 | 0.00017809 | 0 | 2.6425 | 2.8386 | 3.0192 | 3.6168 | 4.0207 | 4.4187 | 2.8255e-05
1013 | 0.00031122 | 0.00018074 | 0 | 2.6549 | 2.8376 | 3.0192 | 3.6416 | 4.0187 | 4.4187 | 0
1014 | 0.00032973 | 0.0001862 | 0 | 2.6483 | 2.8348 | 3.0192 | 3.6283 | 4.0126 | 4.4187 | 0
1015 | 0.00029293 | 0.0001748 | 0.0015511 | 2.6525 | 2.8357 | 3.0192 | 3.6366 | 4.0147 | 4.4187 | 0.00068597
1016 | 0.00023668 | 0.00015806 | 0.0072571 | 2.6784 | 2.8357 | 3.0192 | 3.6888 | 4.0147 | 4.4187 | 9.8892e-05
1017 | 0.00021684 | 0.00015217 | 0.013739 | 2.718 | 2.8357 | 3.0192 | 3.769 | 4.0147 | 4.4187 | 0.00010203
1018 | 0.00020006 | 0.00014642 | 0.016619 | 2.7479 | 2.8357 | 3.0192 | 3.8306 | 4.0147 | 4.4187 | 0.00012087
1019 | 0.00019769 | 0.0001458 | 0.019334 | 2.7813 | 2.8357 | 3.0192 | 3.8999 | 4.0147 | 4.4187 | 7.0637e-05
1020 | 0.00019437 | 0.00014552 | 0.019998 | 2.7951 | 2.8348 | 3.0192 | 3.9287 | 4.0126 | 4.4187 | 0.0003108
1021 | 0.00019537 | 0.00014588 | 0.01806 | 2.8062 | 2.8348 | 3.0192 | 3.9521 | 4.0126 | 4.4187 | 0.00013657
1022 | 0.00019031 | 0.00014353 | 0.014957 | 2.7997 | 2.8348 | 3.0192 | 3.9384 | 4.0126 | 4.4187 | 8.1625e-05
1023 | 0.00015867 | 0.00013435 | 0.0088636 | 2.7997 | 2.8348 | 3.0192 | 3.9384 | 4.0126 | 4.4187 | 0.00011302
1024 | 0.00015004 | 0.00013171 | 0.0025483 | 2.785 | 2.8348 | 3.0192 | 3.9075 | 4.0126 | 4.4187 | 8.4765e-05
1025 | 0.0001495 | 0.00013178 | 0 | 2.7462 | 2.8367 | 3.0192 | 3.8269 | 4.0167 | 4.4187 | 2.8255e-05
1026 | 0.00016906 | 0.00013756 | 0 | 2.7435 | 2.8367 | 3.0192 | 3.8214 | 4.0167 | 4.4187 | 0.00028726
1027 | 0.0002152 | 0.00014846 | 0 | 2.7136 | 2.8367 | 3.0192 | 3.7601 | 4.0167 | 4.4187 | 0.00037202
1028 | 0.00024955 | 0.00016246 | 0 | 2.6759 | 2.8348 | 3.0192 | 3.6836 | 4.0126 | 4.4187 | 0.00025743
1029 | 0.00025975 | 0.00016517 | 0 | 2.6616 | 2.8348 | 3.0192 | 3.6549 | 4.0126 | 4.4187 | 0.00024802
1030 | 0.00026586 | 0.00016583 | 0 | 2.6599 | 2.8348 | 3.0192 | 3.6516 | 4.0126 | 4.4187 | 0
1031 | 0.00027398 | 0.00016629 | 0 | 2.65 | 2.8357 | 3.0192 | 3.6316 | 4.0147 | 4.4187 | 1.2558e-05
1032 | 0.00027932 | 0.00017095 | 0 | 2.6491 | 2.8367 | 3.0192 | 3.63 | 4.0167 | 4.4187 | 1.7267e-05
1033 | 0.00028664 | 0.00017343 | 0 | 2.6475 | 2.8348 | 3.0192 | 3.6267 | 4.0126 | 4.4187 | 0
1034 | 0.00029463 | 0.00017575 | 0 | 2.6351 | 2.8357 | 3.0192 | 3.6021 | 4.0147 | 4.4187 | 0
1035 | 0.00030311 | 0.00017801 | 0 | 2.6319 | 2.8357 | 3.0192 | 3.5956 | 4.0147 | 4.4187 | 1.5697e-05
1036 | 0.00030892 | 0.00017953 | 0 | 2.6319 | 2.8357 | 3.0192 | 3.5956 | 4.0147 | 4.4187 | 1.4127e-05
1037 | 0.00031208 | 0.00017857 | 0 | 2.6213 | 2.8357 | 3.0192 | 3.5746 | 4.0147 | 4.4187 | 9.4183e-06
1038 | 0.00033099 | 0.00018548 | 0 | 2.6205 | 2.8357 | 3.0192 | 3.573 | 4.0147 | 4.4187 | 0
1039 | 0.00029901 | 0.00017668 | 0.0022159 | 2.6197 | 2.8367 | 3.0192 | 3.5714 | 4.0167 | 4.4187 | 0.00045993
1040 | 0.00023317 | 0.00015704 | 0.0084758 | 2.6343 | 2.8357 | 3.0192 | 3.6005 | 4.0147 | 4.4187 | 7.3777e-05
1041 | 0.00021958 | 0.00015309 | 0.015567 | 2.681 | 2.8357 | 3.0192 | 3.6939 | 4.0147 | 4.4187 | 4.3952e-05
1042 | 0.00019814 | 0.00014555 | 0.01878 | 2.7267 | 2.8338 | 3.0192 | 3.7869 | 4.0106 | 4.4187 | 0.00011459
1043 | 0.00019448 | 0.0001454 | 0.021827 | 2.765 | 2.8348 | 3.0192 | 3.8658 | 4.0126 | 4.4187 | 0.00010674
1044 | 0.00018665 | 0.00014066 | 0.020331 | 2.7914 | 2.8348 | 3.0192 | 3.921 | 4.0126 | 4.4187 | 0.00027156
1045 | 0.00018802 | 0.00014371 | 0.018503 | 2.8108 | 2.8357 | 3.0192 | 3.9619 | 4.0147 | 4.4187 | 8.3195e-05
1046 | 0.00016656 | 0.00013704 | 0.011467 | 2.823 | 2.8357 | 3.0192 | 3.9877 | 4.0147 | 4.4187 | 5.337e-05
1047 | 0.00015558 | 0.00013328 | 0.0057059 | 2.8146 | 2.8357 | 3.0192 | 3.9698 | 4.0147 | 4.4187 | 0.0001554
1048 | 0.00014381 | 0.00013013 | 0.0014957 | 2.7841 | 2.8357 | 3.0192 | 3.9056 | 4.0147 | 4.4187 | 5.337e-05
1049 | 0.00015262 | 0.0001329 | 0 | 2.7596 | 2.8357 | 3.0192 | 3.8546 | 4.0147 | 4.4187 | 6.1219e-05
1050 | 0.00016791 | 0.00013764 | 0 | 2.7338 | 2.8348 | 3.0192 | 3.8013 | 4.0126 | 4.4187 | 0.00026214
1051 | 0.00020992 | 0.00014825 | 0 | 2.718 | 2.8348 | 3.0192 | 3.769 | 4.0126 | 4.4187 | 0.00023075
1052 | 0.00024267 | 0.00016043 | 0 | 2.7171 | 2.8348 | 3.0192 | 3.7672 | 4.0126 | 4.4187 | 0.00017581
1053 | 0.0002567 | 0.00016425 | 0 | 2.7145 | 2.8348 | 3.0192 | 3.7619 | 4.0126 | 4.4187 | 0.00041754
1054 | 0.0002583 | 0.00016361 | 0 | 2.7136 | 2.8348 | 3.0192 | 3.7601 | 4.0126 | 4.4187 | 1.7267e-05
1055 | 0.00026301 | 0.00016541 | 0 | 2.7136 | 2.8348 | 3.0192 | 3.7601 | 4.0126 | 4.4187 | 2.6685e-05
1056 | 0.00027149 | 0.00016826 | 0 | 2.6844 | 2.8348 | 3.0192 | 3.7007 | 4.0126 | 4.4187 | 1.5697e-05
1057 | 0.00027905 | 0.00017043 | 0 | 2.6742 | 2.8348 | 3.0192 | 3.6802 | 4.0126 | 4.4187 | 2.6685e-05
1058 | 0.00028346 | 0.00017047 | 0 | 2.6793 | 2.8348 | 3.0192 | 3.6905 | 4.0126 | 4.4187 | 1.5697e-05
1059 | 0.000289 | 0.00017226 | 0 | 2.6742 | 2.8348 | 3.0192 | 3.6802 | 4.0126 | 4.4187 | 1.2558e-05
1060 | 0.00029294 | 0.00017134 | 0 | 2.6768 | 2.8338 | 3.0192 | 3.6853 | 4.0106 | 4.4187 | 0
1061 | 0.00030133 | 0.0001762 | 0 | 2.6742 | 2.8338 | 3.0192 | 3.6802 | 4.0106 | 4.4187 | 2.6685e-05
1062 | 0.00030873 | 0.00017799 | 0 | 2.6784 | 2.8338 | 3.0192 | 3.6888 | 4.0106 | 4.4187 | 1.0988e-05
1063 | 0.00027411 | 0.00016937 | 0.0019943 | 2.6929 | 2.8338 | 3.0192 | 3.718 | 4.0106 | 4.4187 | 0.00070166
1064 | 0.00021664 | 0.0001517 | 0.0084758 | 2.7311 | 2.8338 | 3.0192 | 3.7959 | 4.0106 | 4.4187 | 4.0813e-05
1065 | 0.00019055 | 0.0001442 | 0.01673 | 2.7777 | 2.8338 | 3.0192 | 3.8923 | 4.0106 | 4.4187 | 4.3952e-05
1066 | 0.00016978 | 0.00013823 | 0.024984 | 2.841 | 2.8338 | 3.0192 | 4.0259 | 4.0106 | 4.4187 | 8.3195e-05
1067 | 0.00015168 | 0.00012799 | 0.02792 | 2.8875 | 2.8338 | 3.0192 | 4.126 | 4.0106 | 4.4187 | 6.7498e-05
1068 | 0.00013577 | 0.00012799 | 0.025926 | 2.9233 | 2.8329 | 3.0192 | 4.2043 | 4.0086 | 4.4187 | 0.00016953
1069 | 0.00012619 | 0.00012511 | 0.018447 | 2.9457 | 2.8329 | 3.0192 | 4.2536 | 4.0086 | 4.4187 | 1.4127e-05
1070 | 0.00011143 | 0.00012065 | 0.014126 | 2.958 | 2.8329 | 3.0192 | 4.2811 | 4.0086 | 4.4187 | 3.9243e-05
1071 | 9.8249e-05 | 0.00011646 | 0.0077556 | 2.9508 | 2.8338 | 3.0192 | 4.265 | 4.0106 | 4.4187 | 3.7673e-05
1072 | 9.9715e-05 | 0.00011643 | 0.0018281 | 2.9233 | 2.8329 | 3.0192 | 4.2043 | 4.0086 | 4.4187 | 0.00012558
1073 | 9.0841e-05 | 0.00011424 | 0 | 2.8806 | 2.8329 | 3.0192 | 4.1111 | 4.0086 | 4.4187 | 0.00015854
1074 | 0.00010396 | 0.00011772 | 0 | 2.8534 | 2.8348 | 3.0192 | 4.0525 | 4.0126 | 4.4187 | 0.00032964
1075 | 0.00014891 | 0.00013154 | 0 | 2.841 | 2.8338 | 3.0192 | 4.0259 | 4.0106 | 4.4187 | 0.00024958
1076 | 0.00018139 | 0.00014191 | 0 | 2.8381 | 2.8329 | 3.0192 | 4.0198 | 4.0086 | 4.4187 | 0.00018052
1077 | 0.00018953 | 0.00014419 | 0 | 2.8099 | 2.8329 | 3.0192 | 3.9599 | 4.0086 | 4.4187 | 0.00031237
1078 | 0.00019642 | 0.00014625 | 0 | 2.8025 | 2.8329 | 3.0192 | 3.9443 | 4.0086 | 4.4187 | 1.4127e-05
1079 | 0.00020283 | 0.00014801 | 0 | 2.8015 | 2.8329 | 3.0192 | 3.9423 | 4.0086 | 4.4187 | 3.6103e-05
1080 | 0.00021387 | 0.00015137 | 0 | 2.7877 | 2.8329 | 3.0192 | 3.9133 | 4.0086 | 4.4187 | 2.5115e-05
1081 | 0.00021976 | 0.00015277 | 0 | 2.7969 | 2.8329 | 3.0192 | 3.9326 | 4.0086 | 4.4187 | 0
1082 | 0.00022142 | 0.00015198 | 0 | 2.8062 | 2.8329 | 3.0192 | 3.9521 | 4.0086 | 4.4187 | 0
1083 | 0.00022538 | 0.00015178 | 0 | 2.8136 | 2.8329 | 3.0192 | 3.9678 | 4.0086 | 4.4187 | 1.2558e-05
1084 | 0.00022843 | 0.00015468 | 0 | 2.8025 | 2.8329 | 3.0192 | 3.9443 | 4.0086 | 4.4187 | 0
1085 | 0.00024689 | 0.0001605 | 0 | 2.8006 | 2.8338 | 3.0192 | 3.9404 | 4.0106 | 4.4187 | 9.4183e-06
1086 | 0.00024448 | 0.00015897 | 0 | 2.8071 | 2.8348 | 3.0192 | 3.9541 | 4.0126 | 4.4187 | 2.5115e-05
1087 | 0.00021597 | 0.00015112 | 0.0011633 | 2.808 | 2.8348 | 3.0192 | 3.956 | 4.0126 | 4.4187 | 0.00076288
1088 | 0.00015778 | 0.00013445 | 0.004598 | 2.8136 | 2.8348 | 3.0192 | 3.9678 | 4.0126 | 4.4187 | 9.4183e-05
1089 | 0.0001296 | 0.0001262 | 0.0096945 | 2.8306 | 2.8348 | 3.0192 | 4.0037 | 4.0126 | 4.4187 | 6.9067e-05
1090 | 0.00011787 | 0.00012262 | 0.013226 | 2.8534 | 2.8338 | 3.0192 | 4.0525 | 4.0106 | 4.4187 | 8.9474e-05
1091 | 0.00011367 | 0.00012106 | 0.018073 | 2.8826 | 2.8348 | 3.0192 | 4.1153 | 4.0126 | 4.4187 | 0.00011773
1092 | 0.00011103 | 0.00011901 | 0.01673 | 2.9083 | 2.8348 | 3.0192 | 4.1713 | 4.0126 | 4.4187 | 0.00019308
1093 | 0.00010374 | 0.00011839 | 0.014902 | 2.9335 | 2.8348 | 3.0192 | 4.2266 | 4.0126 | 4.4187 | 5.1801e-05
1094 | 9.3911e-05 | 0.00011541 | 0.010913 | 2.9539 | 2.8348 | 3.0192 | 4.2719 | 4.0126 | 4.4187 | 8.7904e-05
1095 | 8.5007e-05 | 0.00011261 | 0.0060937 | 2.9611 | 2.8348 | 3.0192 | 4.288 | 4.0126 | 4.4187 | 9.2613e-05
1096 | 7.6974e-05 | 0.00011004 | 0.0013849 | 2.9233 | 2.8348 | 3.0192 | 4.2043 | 4.0126 | 4.4187 | 6.1219e-05
1097 | 7.4587e-05 | 0.00010939 | 0 | 2.9033 | 2.8348 | 3.0192 | 4.1604 | 4.0126 | 4.4187 | 7.5346e-05
1098 | 0.00010456 | 0.0001183 | 0 | 2.8934 | 2.8348 | 3.0192 | 4.1388 | 4.0126 | 4.4187 | 0.00028883
1099 | 0.00013943 | 0.00012941 | 0 | 2.8944 | 2.8348 | 3.0192 | 4.141 | 4.0126 | 4.4187 | 0.00032179
1100 | 0.00016696 | 0.00013707 | 0 | 2.8708 | 2.8367 | 3.0192 | 4.09 | 4.0167 | 4.4187 | 0.00024645
1101 | 0.00016966 | 0.00013788 | 0 | 2.8767 | 2.8386 | 3.0192 | 4.1026 | 4.0207 | 4.4187 | 0.00030296
1102 | 0.00017525 | 0.0001379 | 0 | 2.8747 | 2.8367 | 3.0192 | 4.0984 | 4.0167 | 4.4187 | 1.0988e-05
1103 | 0.00018031 | 0.0001402 | 0 | 2.8835 | 2.8367 | 3.0192 | 4.1174 | 4.0167 | 4.4187 | 0
1104 | 0.0001884 | 0.00014317 | 0 | 2.8738 | 2.8367 | 3.0192 | 4.0963 | 4.0167 | 4.4187 | 2.8255e-05
1105 | 0.00019258 | 0.00014365 | 0 | 2.8738 | 2.8386 | 3.0192 | 4.0963 | 4.0207 | 4.4187 | 1.2558e-05
1106 | 0.00019472 | 0.00014399 | 0 | 2.8796 | 2.8376 | 3.0192 | 4.1089 | 4.0187 | 4.4187 | 1.0988e-05
1107 | 0.00019731 | 0.00014476 | 0 | 2.8845 | 2.8395 | 3.0192 | 4.1196 | 4.0228 | 4.4187 | 2.9825e-05
1108 | 0.00020091 | 0.0001438 | 0 | 2.8964 | 2.8395 | 3.0192 | 4.1453 | 4.0228 | 4.4187 | 1.2558e-05
1109 | 0.00020188 | 0.00014603 | 0 | 2.9093 | 2.8395 | 3.0192 | 4.1735 | 4.0228 | 4.4187 | 1.2558e-05
1110 | 0.00021155 | 0.00014867 | 0 | 2.9173 | 2.8395 | 3.0192 | 4.191 | 4.0228 | 4.4187 | 0
1111 | 0.0001935 | 0.0001448 | 0.0011079 | 2.9043 | 2.8405 | 3.0192 | 4.1626 | 4.0248 | 4.4187 | 0.00063573
1112 | 0.00013352 | 0.00012729 | 0.0047642 | 2.9294 | 2.8405 | 3.0192 | 4.2176 | 4.0248 | 4.4187 | 0.00063573
1113 | 0.00011322 | 0.00012125 | 0.0062599 | 2.9611 | 2.8405 | 3.0192 | 4.288 | 4.0248 | 4.4187 | 8.7904e-05
1114 | 0.00010957 | 0.00011976 | 0.0090298 | 2.982 | 2.8414 | 3.0192 | 4.3346 | 4.0268 | 4.4187 | 9.8892e-05
1115 | 0.00010745 | 0.00011881 | 0.010636 | 3.0149 | 2.8414 | 3.0192 | 4.4089 | 4.0268 | 4.4187 | 6.9067e-05
1116 | 0.00010015 | 0.00011733 | 0.0098053 | 3.0573 | 2.8414 | 3.0192 | 4.5061 | 4.0268 | 4.4187 | 6.9067e-05
1117 | 0.00010769 | 0.00011964 | 0.008365 | 3.0851 | 2.8414 | 3.0192 | 4.5707 | 4.0268 | 4.4187 | 4.2382e-05
1118 | 0.00010248 | 0.00011763 | 0.0063707 | 3.1021 | 2.8424 | 3.0192 | 4.6103 | 4.0289 | 4.4187 | 0.00011459
1119 | 9.7887e-05 | 0.00011638 | 0.0026591 | 3.1078 | 2.8424 | 3.0192 | 4.6237 | 4.0289 | 4.4187 | 0.00029197
1120 | 7.397e-05 | 0.0001088 | 0.00060937 | 3.093 | 2.8424 | 3.0192 | 4.5891 | 4.0289 | 4.4187 | 0.00029668
1121 | 6.9253e-05 | 0.00010778 | 0 | 3.0728 | 2.8424 | 3.0192 | 4.542 | 4.0289 | 4.4187 | 5.337e-05
1122 | 8.1027e-05 | 0.00011156 | 0 | 3.0639 | 2.8424 | 3.0192 | 4.5214 | 4.0289 | 4.4187 | 2.0406e-05
1123 | 0.00012573 | 0.00012433 | 0 | 3.0529 | 2.8424 | 3.0192 | 4.4959 | 4.0289 | 4.4187 | 7.6916e-05
1124 | 0.00014717 | 0.00013157 | 0 | 2.9529 | 2.8433 | 3.0192 | 4.2696 | 4.0309 | 4.4187 | 0.00022604
1125 | 0.00015076 | 0.00012464 | 0 | 2.9611 | 2.8433 | 3.0192 | 4.288 | 4.0309 | 4.4187 | 0.00017424
1126 | 0.00015015 | 0.00013138 | 0 | 2.9809 | 2.8433 | 3.0192 | 4.3322 | 4.0309 | 4.4187 | 0.00017895
1127 | 0.00015197 | 0.0001318 | 0 | 2.982 | 2.8433 | 3.0192 | 4.3346 | 4.0309 | 4.4187 | 0
1128 | 0.00015811 | 0.00013425 | 0 | 2.9989 | 2.8433 | 3.0192 | 4.3726 | 4.0309 | 4.4187 | 0
1129 | 0.0001641 | 0.00013588 | 0 | 2.9788 | 2.8433 | 3.0192 | 4.3275 | 4.0309 | 4.4187 | 4.3952e-05
1130 | 0.00016782 | 0.0001361 | 0 | 2.9747 | 2.8433 | 3.0192 | 4.3182 | 4.0309 | 4.4187 | 9.4183e-06
1131 | 0.00017076 | 0.00013679 | 0 | 2.9539 | 2.8452 | 3.0192 | 4.2719 | 4.035 | 4.4187 | 5.337e-05
1132 | 0.00017852 | 0.00013863 | 0 | 2.9529 | 2.8452 | 3.0192 | 4.2696 | 4.035 | 4.4187 | 9.4183e-06
1133 | 0.00019407 | 0.00014258 | 0 | 2.9457 | 2.8452 | 3.0192 | 4.2536 | 4.035 | 4.4187 | 3.7673e-05
1134 | 0.00019011 | 0.00014213 | 0 | 2.9294 | 2.8462 | 3.0192 | 4.2176 | 4.0371 | 4.4187 | 1.0988e-05
1135 | 0.00017629 | 0.00013968 | 0.00099715 | 2.9233 | 2.8462 | 3.0192 | 4.2043 | 4.0371 | 4.4187 | 0.00047562
1136 | 0.00013302 | 0.00012661 | 0.0052074 | 2.9254 | 2.8462 | 3.0192 | 4.2087 | 4.0371 | 4.4187 | 0.00085706
1137 | 0.00012509 | 0.00012489 | 0.0097499 | 2.9355 | 2.8462 | 3.0192 | 4.2311 | 4.0371 | 4.4187 | 5.9649e-05
1138 | 0.00010956 | 0.00012003 | 0.012686 | 2.9406 | 2.8472 | 3.0192 | 4.2423 | 4.0391 | 4.4187 | 5.1801e-05
1139 | 0.00010296 | 0.00011802 | 0.01457 | 2.9653 | 2.8472 | 3.0192 | 4.2972 | 4.0391 | 4.4187 | 9.1044e-05
1140 | 0.00010517 | 0.00011874 | 0.011966 | 2.9653 | 2.8481 | 3.0192 | 4.2972 | 4.0412 | 4.4187 | 7.0637e-05
1141 | 0.00011751 | 0.0001226 | 0.015456 | 2.9726 | 2.8481 | 3.0192 | 4.3135 | 4.0412 | 4.4187 | 4.0813e-05
1142 | 0.00010608 | 0.00011903 | 0.0094176 | 2.9747 | 2.8481 | 3.0192 | 4.3182 | 4.0412 | 4.4187 | 0.00011145
1143 | 8.5679e-05 | 0.00011237 | 0.0063153 | 2.9893 | 2.8481 | 3.0192 | 4.3512 | 4.0412 | 4.4187 | 0.00024331
1144 | 8.0944e-05 | 0.00011111 | 0.0016619 | 2.9632 | 2.85 | 3.0192 | 4.2926 | 4.0453 | 4.4187 | 0.00029982
1145 | 8.0258e-05 | 0.00011111 | 0 | 2.9133 | 2.85 | 3.0192 | 4.1822 | 4.0453 | 4.4187 | 0.00010046
1146 | 8.7393e-05 | 0.00011294 | 0 | 2.9003 | 2.85 | 3.0192 | 4.1539 | 4.0453 | 4.4187 | 2.9825e-05
1147 | 0.00013589 | 0.00012761 | 0 | 2.8777 | 2.85 | 3.0192 | 4.1047 | 4.0453 | 4.4187 | 4.7091e-05
1148 | 0.00017893 | 0.00014077 | 0 | 2.8738 | 2.851 | 3.0192 | 4.0963 | 4.0473 | 4.4187 | 0.00021819
1149 | 0.0001772 | 0.00013974 | 0 | 2.867 | 2.851 | 3.0192 | 4.0816 | 4.0473 | 4.4187 | 0.00016325
1150 | 0.00017278 | 0.00013815 | 0 | 2.842 | 2.851 | 3.0192 | 4.028 | 4.0473 | 4.4187 | 0.00022918
1151 | 0.00017758 | 0.0001394 | 0 | 2.8306 | 2.851 | 3.0192 | 4.0037 | 4.0473 | 4.4187 | 5.1801e-05
1152 | 0.00018376 | 0.00014209 | 0 | 2.8544 | 2.852 | 3.0192 | 4.0546 | 4.0494 | 4.4187 | 3.9243e-05
1153 | 0.00019024 | 0.00014269 | 0 | 2.8573 | 2.852 | 3.0192 | 4.0608 | 4.0494 | 4.4187 | 1.2558e-05
1154 | 0.0001948 | 0.00014426 | 0 | 2.8544 | 2.852 | 3.0192 | 4.0546 | 4.0494 | 4.4187 | 4.5522e-05
1155 | 0.00020324 | 0.00014607 | 0 | 2.8429 | 2.852 | 3.0192 | 4.03 | 4.0494 | 4.4187 | 1.0988e-05
1156 | 0.00021519 | 0.00014926 | 0 | 2.84 | 2.8539 | 3.0192 | 4.0239 | 4.0535 | 4.4187 | 0
1157 | 0.00022112 | 0.00015043 | 0 | 2.8343 | 2.8539 | 3.0192 | 4.0118 | 4.0535 | 4.4187 | 0
1158 | 0.00024458 | 0.00015734 | 0 | 2.823 | 2.8539 | 3.0192 | 3.9877 | 4.0535 | 4.4187 | 2.3546e-05
1159 | 0.00019908 | 0.00014676 | 0.0016619 | 2.8202 | 2.8539 | 3.0192 | 3.9817 | 4.0535 | 4.4187 | 0.00072835
1160 | 0.00015084 | 0.00013256 | 0.0046534 | 2.84 | 2.8539 | 3.0192 | 4.0239 | 4.0535 | 4.4187 | 0.00010674
1161 | 0.00013026 | 0.00012645 | 0.0069247 | 2.8544 | 2.8548 | 3.0192 | 4.0546 | 4.0556 | 4.4187 | 0.00012872
1162 | 0.00011707 | 0.0001224 | 0.012243 | 2.8885 | 2.8548 | 3.0192 | 4.1281 | 4.0556 | 4.4187 | 9.7322e-05
1163 | 0.0001165 | 0.00012206 | 0.013849 | 2.9143 | 2.8548 | 3.0192 | 4.1844 | 4.0556 | 4.4187 | 5.337e-05
1164 | 0.00010689 | 0.00011946 | 0.015013 | 2.9498 | 2.8548 | 3.0192 | 4.2627 | 4.0556 | 4.4187 | 0.00013343
1165 | 0.000104 | 0.00011864 | 0.012686 | 3.001 | 2.8548 | 3.0192 | 4.3774 | 4.0556 | 4.4187 | 8.1625e-05
1166 | 9.8899e-05 | 0.00011703 | 0.0088082 | 3.0181 | 2.8548 | 3.0192 | 4.4162 | 4.0556 | 4.4187 | 4.0813e-05
1167 | 8.6857e-05 | 0.00011292 | 0.0052074 | 2.9799 | 2.8548 | 3.0192 | 4.3299 | 4.0556 | 4.4187 | 0.00014127
1168 | 8.6814e-05 | 0.00011272 | 0.0014403 | 2.9715 | 2.8548 | 3.0192 | 4.3112 | 4.0556 | 4.4187 | 6.5928e-05
1169 | 0.00010816 | 0.00011969 | 0 | 2.9436 | 2.8548 | 3.0192 | 4.2491 | 4.0556 | 4.4187 | 5.8079e-05
1170 | 9.7656e-05 | 0.00011606 | 0 | 2.9284 | 2.8548 | 3.0192 | 4.2154 | 4.0556 | 4.4187 | 0.00030296
1171 | 0.00013653 | 0.00012875 | 0 | 2.9113 | 2.8539 | 3.0192 | 4.1779 | 4.0535 | 4.4187 | 0.000259
1172 | 0.00016578 | 0.00013623 | 0 | 2.8855 | 2.8539 | 3.0192 | 4.1217 | 4.0535 | 4.4187 | 0.00017895
1173 | 0.00017155 | 0.00013644 | 0 | 2.867 | 2.8539 | 3.0192 | 4.0816 | 4.0535 | 4.4187 | 0.00021034
1174 | 0.00017575 | 0.00013767 | 0 | 2.8602 | 2.8548 | 3.0192 | 4.067 | 4.0556 | 4.4187 | 1.0988e-05
1175 | 0.00017864 | 0.00013872 | 0 | 2.8826 | 2.8548 | 3.0192 | 4.1153 | 4.0556 | 4.4187 | 0
1176 | 0.00018372 | 0.0001401 | 0 | 2.8806 | 2.8539 | 3.0192 | 4.1111 | 4.0535 | 4.4187 | 1.4127e-05
1177 | 0.00018802 | 0.00014163 | 0 | 2.866 | 2.8539 | 3.0192 | 4.0795 | 4.0535 | 4.4187 | 1.4127e-05
1178 | 0.00019143 | 0.00014137 | 0 | 2.8306 | 2.8539 | 3.0192 | 4.0037 | 4.0535 | 4.4187 | 1.7267e-05
1179 | 0.00019775 | 0.00014123 | 0 | 2.8287 | 2.8539 | 3.0192 | 3.9997 | 4.0535 | 4.4187 | 2.8255e-05
1180 | 0.00020525 | 0.00014549 | 0 | 2.796 | 2.8558 | 3.0192 | 3.9307 | 4.0576 | 4.4187 | 0
1181 | 0.00022289 | 0.0001511 | 0 | 2.785 | 2.8558 | 3.0192 | 3.9075 | 4.0576 | 4.4187 | 0
1182 | 0.00021734 | 0.00014856 | 0 | 2.7923 | 2.8568 | 3.0192 | 3.9229 | 4.0597 | 4.4187 | 0
1183 | 0.00019085 | 0.00014408 | 0.0021605 | 2.7749 | 2.8558 | 3.0192 | 3.8866 | 4.0576 | 4.4187 | 0.00067027
1184 | 0.00015703 | 0.00013393 | 0.010304 | 2.7932 | 2.8558 | 3.0192 | 3.9249 | 4.0576 | 4.4187 | 0.00010046
1185 | 0.0001425 | 0.00013015 | 0.019112 | 2.8362 | 2.8558 | 3.0192 | 4.0158 | 4.0576 | 4.4187 | 0.00014284
1186 | 0.00012808 | 0.00012516 | 0.019611 | 2.84 | 2.8558 | 3.0192 | 4.0239 | 4.0576 | 4.4187 | 0.00016953
1187 | 0.00013732 | 0.00012856 | 0.027256 | 2.8708 | 2.8558 | 3.0192 | 4.09 | 4.0576 | 4.4187 | 0.00015069
1188 | 0.00014026 | 0.00012945 | 0.030524 | 2.9324 | 2.8558 | 3.0192 | 4.2243 | 4.0576 | 4.4187 | 0.00010674
1189 | 0.00013455 | 0.00012771 | 0.023932 | 2.9436 | 2.8568 | 3.0192 | 4.2491 | 4.0597 | 4.4187 | 9.2613e-05
1190 | 0.0001337 | 0.00012748 | 0.017118 | 2.9113 | 2.8568 | 3.0192 | 4.1779 | 4.0597 | 4.4187 | 6.4358e-05
1191 | 0.00012013 | 0.00012285 | 0.010415 | 2.9508 | 2.8568 | 3.0192 | 4.265 | 4.0597 | 4.4187 | 0.00015697
1192 | 0.00010935 | 0.00011913 | 0.0023821 | 2.9123 | 2.8568 | 3.0192 | 4.18 | 4.0597 | 4.4187 | 8.4765e-05
1193 | 0.00011376 | 0.00012091 | 0 | 2.8983 | 2.8568 | 3.0192 | 4.1496 | 4.0597 | 4.4187 | 0.00010203
1194 | 0.00011522 | 0.00012166 | 0 | 2.8757 | 2.8568 | 3.0192 | 4.1005 | 4.0597 | 4.4187 | 0.00034063
1195 | 0.00015357 | 0.00013354 | 0 | 2.8602 | 2.8568 | 3.0192 | 4.067 | 4.0597 | 4.4187 | 0.00030923
1196 | 0.00018953 | 0.00014376 | 0 | 2.8477 | 2.8587 | 3.0192 | 4.0402 | 4.0638 | 4.4187 | 0.00028098
1197 | 0.00019897 | 0.0001443 | 0 | 2.841 | 2.8587 | 3.0192 | 4.0259 | 4.0638 | 4.4187 | 0.00027156
1198 | 0.000206 | 0.00014699 | 0 | 2.8221 | 2.8587 | 3.0192 | 3.9857 | 4.0638 | 4.4187 | 0
1199 | 0.00021578 | 0.00015082 | 0 | 2.8202 | 2.8587 | 3.0192 | 3.9817 | 4.0638 | 4.4187 | 0
1200 | 0.00022421 | 0.00015227 | 0 | 2.8015 | 2.8587 | 3.0192 | 3.9423 | 4.0638 | 4.4187 | 0
1201 | 0.00022978 | 0.00015348 | 0 | 2.808 | 2.8587 | 3.0192 | 3.956 | 4.0638 | 4.4187 | 2.9825e-05
1202 | 0.00023229 | 0.00015469 | 0 | 2.8127 | 2.8587 | 3.0192 | 3.9659 | 4.0638 | 4.4187 | 0
1203 | 0.00023524 | 0.00015417 | 0 | 2.8155 | 2.8597 | 3.0192 | 3.9718 | 4.0659 | 4.4187 | 2.5115e-05
1204 | 0.00023939 | 0.00015621 | 0 | 2.8127 | 2.8587 | 3.0192 | 3.9659 | 4.0638 | 4.4187 | 1.0988e-05
1205 | 0.00025735 | 0.00015865 | 0 | 2.8146 | 2.8587 | 3.0192 | 3.9698 | 4.0638 | 4.4187 | 0
1206 | 0.00025449 | 0.00016034 | 0 | 2.8164 | 2.8597 | 3.0192 | 3.9738 | 4.0659 | 4.4187 | 3.1394e-05
1207 | 0.00022353 | 0.00015387 | 0.0012187 | 2.8258 | 2.8597 | 3.0192 | 3.9937 | 4.0659 | 4.4187 | 0.00071579
1208 | 0.00018956 | 0.00014366 | 0.0056505 | 2.8506 | 2.8606 | 3.0192 | 4.0464 | 4.068 | 4.4187 | 8.7904e-05
1209 | 0.00017873 | 0.00014103 | 0.011246 | 2.8855 | 2.8587 | 3.0192 | 4.1217 | 4.0638 | 4.4187 | 8.7904e-05
1210 | 0.00016872 | 0.00013757 | 0.011356 | 2.9133 | 2.8597 | 3.0192 | 4.1822 | 4.0659 | 4.4187 | 2.0406e-05
1211 | 0.0001645 | 0.00013566 | 0.012132 | 2.9396 | 2.8597 | 3.0192 | 4.2401 | 4.0659 | 4.4187 | 0.00010517
1212 | 0.00015862 | 0.00013414 | 0.016952 | 2.982 | 2.8597 | 3.0192 | 4.3346 | 4.0659 | 4.4187 | 0.00019308
1213 | 0.00015595 | 0.00013377 | 0.014293 | 3.0474 | 2.8587 | 3.0192 | 4.4833 | 4.0638 | 4.4187 | 4.8661e-05
1214 | 0.00013484 | 0.00012773 | 0.0093068 | 3.0784 | 2.8597 | 3.0192 | 4.555 | 4.0659 | 4.4187 | 4.3952e-05
1215 | 0.00011877 | 0.00012248 | 0.005152 | 3.0975 | 2.8597 | 3.0192 | 4.5997 | 4.0659 | 4.4187 | 0.00010046
1216 | 0.00010715 | 0.00011851 | 0.0012741 | 3.0628 | 2.8597 | 3.0192 | 4.5189 | 4.0659 | 4.4187 | 8.7904e-05
1217 | 0.00011934 | 0.0001226 | 0 | 3.0408 | 2.8616 | 3.0192 | 4.4682 | 4.0701 | 4.4187 | 7.6916e-05
1218 | 0.00011501 | 0.00012154 | 0 | 3.0354 | 2.8606 | 3.0192 | 4.4557 | 4.068 | 4.4187 | 0.00039714
1219 | 0.0001608 | 0.00012762 | 0 | 3.0256 | 2.8616 | 3.0192 | 4.4334 | 4.0701 | 4.4187 | 0.00035633
1220 | 0.00020151 | 0.00014804 | 0 | 3.0127 | 2.8606 | 3.0192 | 4.404 | 4.068 | 4.4187 | 0.00021976
1221 | 0.00020122 | 0.0001454 | 0 | 3.001 | 2.8626 | 3.0192 | 4.3774 | 4.0722 | 4.4187 | 0.00026214
1222 | 0.00019983 | 0.00014566 | 0 | 2.982 | 2.8616 | 3.0192 | 4.3346 | 4.0701 | 4.4187 | 2.8255e-05
1223 | 0.00020569 | 0.00014851 | 0 | 2.9757 | 2.8626 | 3.0192 | 4.3205 | 4.0722 | 4.4187 | 0
1224 | 0.0002133 | 0.00015061 | 0 | 2.9549 | 2.8626 | 3.0192 | 4.2742 | 4.0722 | 4.4187 | 0
1225 | 0.00022295 | 0.00015228 | 0 | 2.9223 | 2.8626 | 3.0192 | 4.2021 | 4.0722 | 4.4187 | 3.2964e-05
1226 | 0.00022984 | 0.00015433 | 0 | 2.9023 | 2.8626 | 3.0192 | 4.1582 | 4.0722 | 4.4187 | 2.3546e-05
1227 | 0.00023744 | 0.00015593 | 0 | 2.8924 | 2.8626 | 3.0192 | 4.1367 | 4.0722 | 4.4187 | 0
1228 | 0.00024421 | 0.00015752 | 0 | 2.8826 | 2.8626 | 3.0192 | 4.1153 | 4.0722 | 4.4187 | 2.6685e-05
1229 | 0.00026469 | 0.00016323 | 0 | 2.8708 | 2.8626 | 3.0192 | 4.09 | 4.0722 | 4.4187 | 2.6685e-05
1230 | 0.00027156 | 0.00016593 | 5.5397e-05 | 2.866 | 2.8626 | 3.0192 | 4.0795 | 4.0722 | 4.4187 | 0
1231 | 0.00023893 | 0.00015861 | 0.0033792 | 2.866 | 2.8626 | 3.0192 | 4.0795 | 4.0722 | 4.4187 | 0.00057609
1232 | 0.00019282 | 0.0001452 | 0.0079218 | 2.8796 | 2.8626 | 3.0192 | 4.1089 | 4.0722 | 4.4187 | 5.0231e-05
1233 | 0.00018692 | 0.0001435 | 0.014791 | 2.8875 | 2.8626 | 3.0192 | 4.126 | 4.0722 | 4.4187 | 4.5522e-05
1234 | 0.00017047 | 0.00013837 | 0.020275 | 2.9436 | 2.8626 | 3.0192 | 4.2491 | 4.0722 | 4.4187 | 1.7267e-05
1235 | 0.00015723 | 0.00013442 | 0.020774 | 2.9936 | 2.8645 | 3.0192 | 4.3607 | 4.0763 | 4.4187 | 8.0056e-05
1236 | 0.00015589 | 0.00013393 | 0.020552 | 3.0159 | 2.8645 | 3.0192 | 4.4114 | 4.0763 | 4.4187 | 0.00017895
1237 | 0.00015405 | 0.00013337 | 0.018115 | 3.0246 | 2.8655 | 3.0192 | 4.431 | 4.0784 | 4.4187 | 0.0001036
1238 | 0.00014673 | 0.00013101 | 0.014403 | 3.0289 | 2.8655 | 3.0192 | 4.4408 | 4.0784 | 4.4187 | 3.6103e-05
1239 | 0.00013554 | 0.0001269 | 0.0081434 | 3.0321 | 2.8645 | 3.0192 | 4.4483 | 4.0763 | 4.4187 | 9.1044e-05
1240 | 0.00011911 | 0.00012158 | 0.0027145 | 3.0202 | 2.8655 | 3.0192 | 4.4211 | 4.0784 | 4.4187 | 2.3546e-05
1241 | 0.00011783 | 0.00012169 | 5.5397e-05 | 2.9715 | 2.8655 | 3.0192 | 4.3112 | 4.0784 | 4.4187 | 8.0056e-05
1242 | 0.00012353 | 0.00012242 | 0 | 2.9355 | 2.8665 | 3.0192 | 4.2311 | 4.0805 | 4.4187 | 0.00019151
1243 | 0.00017881 | 0.00013828 | 0 | 2.9254 | 2.8665 | 3.0192 | 4.2087 | 4.0805 | 4.4187 | 0.00029825
1244 | 0.00020276 | 0.00014849 | 0 | 2.9183 | 2.8665 | 3.0192 | 4.1932 | 4.0805 | 4.4187 | 0.0002386
1245 | 0.00020446 | 0.00014638 | 0 | 2.9063 | 2.8665 | 3.0192 | 4.1669 | 4.0805 | 4.4187 | 0.00031865
1246 | 0.00021243 | 0.00014928 | 0 | 2.9113 | 2.8665 | 3.0192 | 4.1779 | 4.0805 | 4.4187 | 2.9825e-05
1247 | 0.0002161 | 0.00014923 | 0 | 2.8924 | 2.8665 | 3.0192 | 4.1367 | 4.0805 | 4.4187 | 1.0988e-05
1248 | 0.00022232 | 0.00015246 | 0 | 2.9043 | 2.8665 | 3.0192 | 4.1626 | 4.0805 | 4.4187 | 5.337e-05
1249 | 0.00022797 | 0.00015536 | 0 | 2.8993 | 2.8684 | 3.0192 | 4.1517 | 4.0847 | 4.4187 | 4.3952e-05
1250 | 0.00023237 | 0.0001569 | 0 | 2.8924 | 2.8684 | 3.0192 | 4.1367 | 4.0847 | 4.4187 | 0
1251 | 0.000237 | 0.00015371 | 0 | 2.8954 | 2.8684 | 3.0192 | 4.1431 | 4.0847 | 4.4187 | 0
1252 | 0.00024125 | 0.00015933 | 0 | 2.8855 | 2.8684 | 3.0192 | 4.1217 | 4.0847 | 4.4187 | 2.9825e-05
1253 | 0.0002549 | 0.00016296 | 0 | 2.8885 | 2.8684 | 3.0192 | 4.1281 | 4.0847 | 4.4187 | 2.8255e-05
1254 | 0.00025263 | 0.00016206 | 0.00011079 | 2.8708 | 2.8684 | 3.0192 | 4.09 | 4.0847 | 4.4187 | 1.4127e-05
1255 | 0.00023662 | 0.00015797 | 0.0027145 | 2.8875 | 2.8694 | 3.0192 | 4.126 | 4.0868 | 4.4187 | 0.00083666
1256 | 0.00017653 | 0.00013993 | 0.008088 | 2.9103 | 2.8694 | 3.0192 | 4.1757 | 4.0868 | 4.4187 | 8.7904e-05
1257 | 0.0001745 | 0.00013959 | 0.014791 | 2.9519 | 2.8713 | 3.0192 | 4.2673 | 4.091 | 4.4187 | 2.6685e-05
1258 | 0.00016242 | 0.00013586 | 0.018337 | 3.0021 | 2.8703 | 3.0192 | 4.3798 | 4.0889 | 4.4187 | 5.494e-05
1259 | 0.00016619 | 0.00013701 | 0.021328 | 3.054 | 2.8713 | 3.0192 | 4.4985 | 4.091 | 4.4187 | 6.2789e-05
1260 | 0.00015501 | 0.00013325 | 0.022159 | 3.093 | 2.8703 | 3.0192 | 4.5891 | 4.0889 | 4.4187 | 0.00023389
1261 | 0.00014645 | 0.00013109 | 0.01806 | 3.1284 | 2.8713 | 3.0192 | 4.6725 | 4.091 | 4.4187 | 8.1625e-05
1262 | 0.00013771 | 0.00012804 | 0.011966 | 3.1447 | 2.8713 | 3.0192 | 4.7112 | 4.091 | 4.4187 | 5.651e-05
1263 | 0.00013543 | 0.00012738 | 0.0064815 | 3.1388 | 2.8713 | 3.0192 | 4.6973 | 4.091 | 4.4187 | 3.6103e-05
1264 | 0.00011928 | 0.00012237 | 0.0021605 | 3.1089 | 2.8713 | 3.0192 | 4.6264 | 4.091 | 4.4187 | 5.0231e-05
1265 | 0.0001179 | 0.00012186 | 0 | 3.0784 | 2.8723 | 3.0192 | 4.555 | 4.0931 | 4.4187 | 8.6334e-05
1266 | 0.00013061 | 0.00012541 | 0 | 3.0617 | 2.8723 | 3.0192 | 4.5163 | 4.0931 | 4.4187 | 0.00026685
1267 | 0.00017083 | 0.00013689 | 0 | 3.0419 | 2.8733 | 3.0192 | 4.4707 | 4.0952 | 4.4187 | 0.00020092
1268 | 0.0002075 | 0.0001498 | 0 | 3.0321 | 2.8723 | 3.0192 | 4.4483 | 4.0931 | 4.4187 | 0.00025429
1269 | 0.00020549 | 0.00014805 | 0 | 3.0031 | 2.8733 | 3.0192 | 4.3823 | 4.0952 | 4.4187 | 0.00039557
1270 | 0.0002046 | 0.00014866 | 0 | 2.9925 | 2.8723 | 3.0192 | 4.3583 | 4.0931 | 4.4187 | 1.5697e-05
1271 | 0.00021001 | 0.00015028 | 0 | 2.9999 | 2.8723 | 3.0192 | 4.375 | 4.0931 | 4.4187 | 1.4127e-05
1272 | 0.00022097 | 0.0001538 | 0 | 2.9851 | 2.8762 | 3.0192 | 4.3417 | 4.1015 | 4.4187 | 6.1219e-05
1273 | 0.0002291 | 0.00015599 | 0 | 2.9385 | 2.8752 | 3.0192 | 4.2378 | 4.0994 | 4.4187 | 3.4534e-05
1274 | 0.00023504 | 0.00015623 | 0 | 2.9426 | 2.8752 | 3.0192 | 4.2468 | 4.0994 | 4.4187 | 1.2558e-05
1275 | 0.00024039 | 0.00015826 | 0 | 2.9284 | 2.8752 | 3.0192 | 4.2154 | 4.0994 | 4.4187 | 2.3546e-05
1276 | 0.00024534 | 0.00016067 | 0 | 2.9043 | 2.8762 | 3.0192 | 4.1626 | 4.1015 | 4.4187 | 3.2964e-05
1277 | 0.00026459 | 0.00016445 | 0 | 2.9063 | 2.8762 | 3.0192 | 4.1669 | 4.1015 | 4.4187 | 4.0813e-05
1278 | 0.00026606 | 0.00016625 | 5.5397e-05 | 2.9183 | 2.8762 | 3.0192 | 4.1932 | 4.1015 | 4.4187 | 0
1279 | 0.00023855 | 0.00015858 | 0.0022159 | 2.8718 | 2.8782 | 3.0192 | 4.0921 | 4.1058 | 4.4187 | 0.00058864
1280 | 0.00019649 | 0.00014609 | 0.0074787 | 2.8845 | 2.8782 | 3.0192 | 4.1196 | 4.1058 | 4.4187 | 0.00068283
1281 | 0.00018331 | 0.00014228 | 0.011079 | 2.9243 | 2.8772 | 3.0192 | 4.2065 | 4.1037 | 4.4187 | 7.6916e-05
1282 | 0.00014828 | 0.00013138 | 0.016675 | 2.9416 | 2.8782 | 3.0192 | 4.2446 | 4.1058 | 4.4187 | 9.8892e-05
1283 | 0.00012574 | 0.00012465 | 0.022159 | 2.9925 | 2.8782 | 3.0192 | 4.3583 | 4.1058 | 4.4187 | 0.00011616
1284 | 0.0001194 | 0.00012263 | 0.019721 | 3.0181 | 2.8782 | 3.0192 | 4.4162 | 4.1058 | 4.4187 | 0.00012715
1285 | 0.00010712 | 0.00011904 | 0.017395 | 3.0181 | 2.8791 | 3.0192 | 4.4162 | 4.1079 | 4.4187 | 0.000135
1286 | 9.5777e-05 | 0.00011526 | 0.015788 | 3.0452 | 2.8791 | 3.0192 | 4.4783 | 4.1079 | 4.4187 | 0.00014441
1287 | 8.8682e-05 | 0.00011165 | 0.0090852 | 3.0485 | 2.8791 | 3.0192 | 4.4858 | 4.1079 | 4.4187 | 0.00035476
1288 | 7.4357e-05 | 0.00010609 | 0.0028253 | 3.0202 | 2.8791 | 3.0192 | 4.4211 | 4.1079 | 4.4187 | 0.00021819
1289 | 7.2164e-05 | 0.000107 | 0.00011079 | 2.9809 | 2.8791 | 3.0192 | 4.3322 | 4.1079 | 4.4187 | 3.7673e-05
1290 | 9.8327e-05 | 0.0001154 | 0 | 2.9243 | 2.8791 | 3.0192 | 4.2065 | 4.1079 | 4.4187 | 5.8079e-05
1291 | 0.00013944 | 0.00012843 | 0 | 2.8964 | 2.8791 | 3.0192 | 4.1453 | 4.1079 | 4.4187 | 3.1394e-05
1292 | 0.00015903 | 0.00013399 | 0 | 2.8865 | 2.8801 | 3.0192 | 4.1238 | 4.11 | 4.4187 | 0.00014441
1293 | 0.00018296 | 0.00014163 | 0 | 2.8904 | 2.8791 | 3.0192 | 4.1324 | 4.1079 | 4.4187 | 0.0001036
1294 | 0.00017748 | 0.00014054 | 0 | 2.8885 | 2.8791 | 3.0192 | 4.1281 | 4.1079 | 4.4187 | 0.00018994
1295 | 0.00018482 | 0.00014173 | 0 | 2.8865 | 2.8791 | 3.0192 | 4.1238 | 4.1079 | 4.4187 | 1.0988e-05
1296 | 0.00019296 | 0.00014423 | 0 | 2.8904 | 2.8791 | 3.0192 | 4.1324 | 4.1079 | 4.4187 | 1.7267e-05
1297 | 0.00019932 | 0.00014683 | 0 | 2.8631 | 2.8791 | 3.0192 | 4.0733 | 4.1079 | 4.4187 | 1.2558e-05
1298 | 0.00020522 | 0.00014792 | 0 | 2.8515 | 2.8791 | 3.0192 | 4.0484 | 4.1079 | 4.4187 | 0
1299 | 0.00021244 | 0.00015054 | 0 | 2.8525 | 2.8801 | 3.0192 | 4.0505 | 4.11 | 4.4187 | 1.2558e-05
1300 | 0.00022255 | 0.00015405 | 0 | 2.8582 | 2.8791 | 3.0192 | 4.0629 | 4.1079 | 4.4187 | 3.7673e-05
1301 | 0.00024219 | 0.00015887 | 0 | 2.8602 | 2.8811 | 3.0192 | 4.067 | 4.1121 | 4.4187 | 3.7673e-05
1302 | 0.00025791 | 0.00016353 | 0.00016619 | 2.8477 | 2.8821 | 3.0192 | 4.0402 | 4.1143 | 4.4187 | 6.4358e-05
1303 | 0.00022152 | 0.00015358 | 0.0031023 | 2.8515 | 2.8821 | 3.0192 | 4.0484 | 4.1143 | 4.4187 | 0.00068754
1304 | 0.00016502 | 0.00013671 | 0.0085866 | 2.8885 | 2.8811 | 3.0192 | 4.1281 | 4.1121 | 4.4187 | 0.00059806
1305 | 0.0001378 | 0.00012862 | 0.015844 | 2.9183 | 2.8811 | 3.0192 | 4.1932 | 4.1121 | 4.4187 | 0.000135
1306 | 0.00011399 | 0.00012113 | 0.025594 | 2.957 | 2.8811 | 3.0192 | 4.2788 | 4.1121 | 4.4187 | 8.9474e-05
1307 | 9.3465e-05 | 0.00011437 | 0.023544 | 2.9925 | 2.8811 | 3.0192 | 4.3583 | 4.1121 | 4.4187 | 0.0001036
1308 | 8.5468e-05 | 0.00011242 | 0.021383 | 3.0267 | 2.8821 | 3.0192 | 4.4359 | 4.1143 | 4.4187 | 0.00017267
1309 | 7.8966e-05 | 0.00011013 | 0.017783 | 3.0441 | 2.8821 | 3.0192 | 4.4757 | 4.1143 | 4.4187 | 8.4765e-05
1310 | 7.354e-05 | 0.0001085 | 0.015511 | 3.0278 | 2.8821 | 3.0192 | 4.4384 | 4.1143 | 4.4187 | 0.00018209
1311 | 5.8856e-05 | 0.00010298 | 0.0098607 | 3.0332 | 2.8821 | 3.0192 | 4.4508 | 4.1143 | 4.4187 | 0.00037045
1312 | 4.8123e-05 | 9.8341e-05 | 0.0027699 | 2.9978 | 2.8821 | 3.0192 | 4.3702 | 4.1143 | 4.4187 | 0.00028726
1313 | 4.8157e-05 | 9.9698e-05 | 0.00011079 | 2.9213 | 2.8821 | 3.0192 | 4.1999 | 4.1143 | 4.4187 | 6.2789e-05
1314 | 5.8821e-05 | 0.00010425 | 0 | 2.8448 | 2.8811 | 3.0192 | 4.0341 | 4.1121 | 4.4187 | 6.5928e-05
1315 | 9.3896e-05 | 0.00011602 | 0 | 2.8515 | 2.8811 | 3.0192 | 4.0484 | 4.1121 | 4.4187 | 5.494e-05
1316 | 0.00012199 | 0.00012444 | 0 | 2.8448 | 2.8811 | 3.0192 | 4.0341 | 4.1121 | 4.4187 | 0.00014284
1317 | 0.00014533 | 0.00013021 | 0 | 2.8757 | 2.8811 | 3.0192 | 4.1005 | 4.1121 | 4.4187 | 0.00027627
1318 | 0.00013853 | 0.00012418 | 0 | 2.8699 | 2.8811 | 3.0192 | 4.0879 | 4.1121 | 4.4187 | 0.00019621
1319 | 0.00015236 | 0.00013268 | 0 | 2.8757 | 2.8811 | 3.0192 | 4.1005 | 4.1121 | 4.4187 | 1.0988e-05
1320 | 0.00016372 | 0.00013566 | 0 | 2.8544 | 2.8811 | 3.0192 | 4.0546 | 4.1121 | 4.4187 | 0
1321 | 0.00017338 | 0.00013681 | 0 | 2.8486 | 2.8811 | 3.0192 | 4.0423 | 4.1121 | 4.4187 | 0
1322 | 0.00018035 | 0.00014123 | 0 | 2.8381 | 2.8831 | 3.0192 | 4.0198 | 4.1164 | 4.4187 | 1.4127e-05
1323 | 0.00018891 | 0.0001441 | 0 | 2.8164 | 2.8826 | 3.0192 | 3.9738 | 4.1153 | 4.4187 | 3.6103e-05
1324 | 0.00019777 | 0.00014583 | 0 | 2.796 | 2.8821 | 3.0192 | 3.9307 | 4.1143 | 4.4187 | 2.6685e-05
1325 | 0.00022658 | 0.00015482 | 0 | 2.7951 | 2.8821 | 3.0192 | 3.9287 | 4.1143 | 4.4187 | 0
1326 | 0.00022473 | 0.00015408 | 0.00027699 | 2.8034 | 2.8801 | 3.0192 | 3.9462 | 4.11 | 4.4187 | 4.2382e-05
1327 | 0.00019944 | 0.0001469 | 0.0036008 | 2.7905 | 2.8821 | 3.0192 | 3.9191 | 4.1143 | 4.4187 | 0.00069852
1328 | 0.00014201 | 0.00012972 | 0.01047 | 2.8592 | 2.8801 | 3.0192 | 4.0649 | 4.11 | 4.4187 | 9.8892e-05
1329 | 0.00012323 | 0.00012422 | 0.014126 | 2.8718 | 2.8821 | 3.0192 | 4.0921 | 4.1143 | 4.4187 | 9.2613e-05
1330 | 0.0001068 | 0.00011884 | 0.019777 | 2.9083 | 2.8821 | 3.0192 | 4.1713 | 4.1143 | 4.4187 | 8.0056e-05
1331 | 9.6648e-05 | 0.00011535 | 0.023987 | 2.9133 | 2.8821 | 3.0192 | 4.1822 | 4.1143 | 4.4187 | 6.9067e-05
1332 | 8.1525e-05 | 0.0001108 | 0.026923 | 2.9601 | 2.8821 | 3.0192 | 4.2857 | 4.1143 | 4.4187 | 0.00029354
1333 | 7.2143e-05 | 0.00010794 | 0.02781 | 2.9694 | 2.884 | 3.0192 | 4.3065 | 4.1185 | 4.4187 | 0.00011773
1334 | 6.3849e-05 | 0.00010572 | 0.019334 | 2.9653 | 2.884 | 3.0192 | 4.2972 | 4.1185 | 4.4187 | 8.0056e-05
1335 | 5.7039e-05 | 0.00010229 | 0.013074 | 2.9601 | 2.8821 | 3.0192 | 4.2857 | 4.1143 | 4.4187 | 0.00012715
1336 | 4.8462e-05 | 9.8137e-05 | 0.0033792 | 2.8845 | 2.8821 | 3.0192 | 4.1196 | 4.1143 | 4.4187 | 0.00014912
1337 | 5.0388e-05 | 0.00010026 | 0.00027699 | 2.8525 | 2.8801 | 3.0192 | 4.0505 | 4.11 | 4.4187 | 5.8079e-05
1338 | 7.1537e-05 | 0.00010758 | 0 | 2.8211 | 2.8811 | 3.0192 | 3.9837 | 4.1121 | 4.4187 | 0.00034534
1339 | 9.3239e-05 | 0.00011325 | 0 | 2.8043 | 2.8811 | 3.0192 | 3.9482 | 4.1121 | 4.4187 | 0.00021505
1340 | 0.00011715 | 0.00012145 | 0 | 2.7768 | 2.8811 | 3.0192 | 3.8904 | 4.1121 | 4.4187 | 0.00026057
1341 | 0.00013821 | 0.00012744 | 0 | 2.7668 | 2.8791 | 3.0192 | 3.8696 | 4.1079 | 4.4187 | 0.00021976
1342 | 0.00013965 | 0.00012882 | 0 | 2.7677 | 2.8791 | 3.0192 | 3.8715 | 4.1079 | 4.4187 | 2.3546e-05
1343 | 0.00014886 | 0.00012895 | 0 | 2.7533 | 2.8811 | 3.0192 | 3.8416 | 4.1121 | 4.4187 | 0
1344 | 0.00016107 | 0.0001337 | 0 | 2.7241 | 2.8811 | 3.0192 | 3.7815 | 4.1121 | 4.4187 | 1.4127e-05
1345 | 0.00017128 | 0.00013846 | 0 | 2.705 | 2.8791 | 3.0192 | 3.7424 | 4.1079 | 4.4187 | 2.1976e-05
1346 | 0.00018308 | 0.00014185 | 0 | 2.6751 | 2.8791 | 3.0192 | 3.6819 | 4.1079 | 4.4187 | 1.4127e-05
1347 | 0.0001901 | 0.00014313 | 0 | 2.6675 | 2.8801 | 3.0192 | 3.6667 | 4.11 | 4.4187 | 3.4534e-05
1348 | 0.00019666 | 0.00014472 | 0 | 2.6641 | 2.8801 | 3.0192 | 3.66 | 4.11 | 4.4187 | 0
1349 | 0.00022451 | 0.00015406 | 0 | 2.6384 | 2.8801 | 3.0192 | 3.6086 | 4.11 | 4.4187 | 0
1350 | 0.00022028 | 0.00015275 | 0.00027699 | 2.636 | 2.8811 | 3.0192 | 3.6037 | 4.1121 | 4.4187 | 1.2558e-05
1351 | 0.00019684 | 0.00014605 | 0.0045426 | 2.6434 | 2.8811 | 3.0192 | 3.6184 | 4.1121 | 4.4187 | 0.00063573
1352 | 0.00014228 | 0.0001297 | 0.01529 | 2.6818 | 2.8801 | 3.0192 | 3.6956 | 4.11 | 4.4187 | 3.2964e-05
1353 | 0.00012743 | 0.00012482 | 0.025095 | 2.7346 | 2.8801 | 3.0192 | 3.8031 | 4.11 | 4.4187 | 0.00014284
1354 | 0.00010506 | 0.00011817 | 0.031133 | 2.7942 | 2.8801 | 3.0192 | 3.9268 | 4.11 | 4.4187 | 5.337e-05
1355 | 9.8723e-05 | 0.00011667 | 0.033405 | 2.8372 | 2.8801 | 3.0192 | 4.0178 | 4.11 | 4.4187 | 5.337e-05
1356 | 9.117e-05 | 0.00011439 | 0.033238 | 2.8786 | 2.8801 | 3.0192 | 4.1068 | 4.11 | 4.4187 | 0.00033278
1357 | 8.8061e-05 | 0.00011348 | 0.02925 | 2.8826 | 2.8801 | 3.0192 | 4.1153 | 4.11 | 4.4187 | 0.00011773
1358 | 8.2215e-05 | 0.00011172 | 0.023544 | 2.9083 | 2.8801 | 3.0192 | 4.1713 | 4.11 | 4.4187 | 9.5753e-05
1359 | 6.899e-05 | 0.0001071 | 0.015622 | 2.9043 | 2.8801 | 3.0192 | 4.1626 | 4.11 | 4.4187 | 4.2382e-05
1360 | 6.5363e-05 | 0.00010618 | 0.0044318 | 2.8458 | 2.8801 | 3.0192 | 4.0361 | 4.11 | 4.4187 | 0.0001193
1361 | 6.7643e-05 | 0.00010701 | 0.00027699 | 2.8146 | 2.8791 | 3.0192 | 3.9698 | 4.1079 | 4.4187 | 7.2207e-05
1362 | 7.8073e-05 | 0.0001099 | 0 | 2.7497 | 2.8782 | 3.0192 | 3.8342 | 4.1058 | 4.4187 | 0.00024645
1363 | 0.00011207 | 0.00011511 | 0 | 2.7285 | 2.8772 | 3.0192 | 3.7905 | 4.1037 | 4.4187 | 0.00027941
1364 | 0.0001545 | 0.00013305 | 0 | 2.6989 | 2.8772 | 3.0192 | 3.7302 | 4.1037 | 4.4187 | 0.00026057
1365 | 0.00015234 | 0.00013199 | 0 | 2.6692 | 2.8782 | 3.0192 | 3.6701 | 4.1058 | 4.4187 | 0.00024958
1366 | 0.00015834 | 0.00013432 | 0 | 2.681 | 2.8782 | 3.0192 | 3.6939 | 4.1058 | 4.4187 | 1.7267e-05
1367 | 0.00016755 | 0.00013725 | 0 | 2.6708 | 2.8772 | 3.0192 | 3.6735 | 4.1037 | 4.4187 | 1.2558e-05
1368 | 0.00017846 | 0.00014003 | 0 | 2.6516 | 2.8772 | 3.0192 | 3.6349 | 4.1037 | 4.4187 | 0
1369 | 0.00018612 | 0.00014257 | 0 | 2.6549 | 2.8772 | 3.0192 | 3.6416 | 4.1037 | 4.4187 | 2.9825e-05
1370 | 0.00019145 | 0.00014459 | 0 | 2.6525 | 2.8772 | 3.0192 | 3.6366 | 4.1037 | 4.4187 | 2.1976e-05
1371 | 0.00019481 | 0.00014472 | 0 | 2.6516 | 2.8762 | 3.0192 | 3.6349 | 4.1015 | 4.4187 | 2.3546e-05
1372 | 0.00020003 | 0.0001469 | 0 | 2.6458 | 2.8762 | 3.0192 | 3.6234 | 4.1015 | 4.4187 | 0
1373 | 0.0002055 | 0.00014858 | 0 | 2.6335 | 2.8762 | 3.0192 | 3.5988 | 4.1015 | 4.4187 | 0
1374 | 0.00021965 | 0.00015066 | 0.00022159 | 2.6368 | 2.8762 | 3.0192 | 3.6053 | 4.1015 | 4.4187 | 2.8255e-05
1375 | 0.00020391 | 0.00014811 | 0.0041548 | 2.6384 | 2.8752 | 3.0192 | 3.6086 | 4.0994 | 4.4187 | 0.000653
1376 | 0.00013071 | 0.00012563 | 0.011689 | 2.6801 | 2.8752 | 3.0192 | 3.6922 | 4.0994 | 4.4187 | 8.4765e-05
1377 | 0.00012083 | 0.00012341 | 0.019389 | 2.7311 | 2.8742 | 3.0192 | 3.7959 | 4.0973 | 4.4187 | 7.8486e-05
1378 | 0.00010329 | 0.00011803 | 0.025871 | 2.7813 | 2.8742 | 3.0192 | 3.8999 | 4.0973 | 4.4187 | 2.8255e-05
1379 | 0.00010034 | 0.00011473 | 0.02648 | 2.8221 | 2.8742 | 3.0192 | 3.9857 | 4.0973 | 4.4187 | 6.7498e-05
1380 | 9.4924e-05 | 0.0001156 | 0.026092 | 2.8448 | 2.8742 | 3.0192 | 4.0341 | 4.0973 | 4.4187 | 0.00021819
1381 | 8.9396e-05 | 0.00011401 | 0.027588 | 2.8699 | 2.8742 | 3.0192 | 4.0879 | 4.0973 | 4.4187 | 7.6916e-05
1382 | 8.6078e-05 | 0.00011289 | 0.020497 | 2.8826 | 2.8742 | 3.0192 | 4.1153 | 4.0973 | 4.4187 | 0.00011302
1383 | 7.0401e-05 | 0.0001078 | 0.010802 | 2.8796 | 2.8733 | 3.0192 | 4.1089 | 4.0952 | 4.4187 | 7.8486e-05
1384 | 6.4419e-05 | 0.00010557 | 0.0041548 | 2.8602 | 2.8733 | 3.0192 | 4.067 | 4.0952 | 4.4187 | 5.9649e-05
1385 | 6.9364e-05 | 0.00010756 | 0.00049858 | 2.8296 | 2.8733 | 3.0192 | 4.0017 | 4.0952 | 4.4187 | 0.00010203
1386 | 7.5117e-05 | 0.00010924 | 0 | 2.7859 | 2.8723 | 3.0192 | 3.9095 | 4.0931 | 4.4187 | 0.00030923
1387 | 0.00013355 | 0.00012689 | 0 | 2.7623 | 2.8723 | 3.0192 | 3.8602 | 4.0931 | 4.4187 | 0.00026057
1388 | 0.00014144 | 0.00012974 | 0 | 2.7364 | 2.8723 | 3.0192 | 3.8068 | 4.0931 | 4.4187 | 0.00032022
1389 | 0.00014796 | 0.00013134 | 0 | 2.7215 | 2.8723 | 3.0192 | 3.7761 | 4.0931 | 4.4187 | 0.00020406
1390 | 0.00014731 | 0.00013059 | 0 | 2.7136 | 2.8713 | 3.0192 | 3.7601 | 4.091 | 4.4187 | 1.5697e-05
1391 | 0.00015306 | 0.00013276 | 0 | 2.7145 | 2.8713 | 3.0192 | 3.7619 | 4.091 | 4.4187 | 1.5697e-05
1392 | 0.00016146 | 0.00013578 | 0 | 2.705 | 2.8703 | 3.0192 | 3.7424 | 4.0889 | 4.4187 | 1.4127e-05
1393 | 0.000168 | 0.00013739 | 0 | 2.6878 | 2.8703 | 3.0192 | 3.7076 | 4.0889 | 4.4187 | 0
1394 | 0.00017283 | 0.00013922 | 0 | 2.6725 | 2.8703 | 3.0192 | 3.6768 | 4.0889 | 4.4187 | 9.4183e-06
1395 | 0.00018254 | 0.0001402 | 0 | 2.67 | 2.8703 | 3.0192 | 3.6718 | 4.0889 | 4.4187 | 4.2382e-05
1396 | 0.00019121 | 0.00014458 | 0 | 2.6708 | 2.8703 | 3.0192 | 3.6735 | 4.0889 | 4.4187 | 1.5697e-05
1397 | 0.00019738 | 0.00014472 | 0 | 2.6558 | 2.8703 | 3.0192 | 3.6432 | 4.0889 | 4.4187 | 2.9825e-05
1398 | 0.00020564 | 0.0001489 | 0.00038778 | 2.6516 | 2.8703 | 3.0192 | 3.6349 | 4.0889 | 4.4187 | 0
1399 | 0.00019033 | 0.00014389 | 0.0056505 | 2.6658 | 2.8703 | 3.0192 | 3.6633 | 4.0889 | 4.4187 | 0.00062946
1400 | 0.00012428 | 0.00012382 | 0.015456 | 2.711 | 2.8703 | 3.0192 | 3.7548 | 4.0889 | 4.4187 | 1.7267e-05
1401 | 0.00011787 | 0.00012216 | 0.027477 | 2.7623 | 2.8684 | 3.0192 | 3.8602 | 4.0847 | 4.4187 | 0.00010674
1402 | 9.8881e-05 | 0.00011668 | 0.032906 | 2.8155 | 2.8694 | 3.0192 | 3.9718 | 4.0868 | 4.4187 | 5.0231e-05
1403 | 0.00010172 | 0.00011763 | 0.036285 | 2.8486 | 2.8684 | 3.0192 | 4.0423 | 4.0847 | 4.4187 | 7.6916e-05
1404 | 0.00010792 | 0.00011951 | 0.033128 | 2.8934 | 2.8684 | 3.0192 | 4.1388 | 4.0847 | 4.4187 | 0.00021819
1405 | 0.00010743 | 0.00011851 | 0.031577 | 2.9193 | 2.8684 | 3.0192 | 4.1954 | 4.0847 | 4.4187 | 0.00011302
1406 | 9.995e-05 | 0.00011709 | 0.025206 | 2.9314 | 2.8694 | 3.0192 | 4.2221 | 4.0868 | 4.4187 | 3.1394e-05
1407 | 8.7727e-05 | 0.00011272 | 0.016287 | 2.9193 | 2.8694 | 3.0192 | 4.1954 | 4.0868 | 4.4187 | 8.3195e-05
1408 | 8.3347e-05 | 0.00011176 | 0.0057613 | 2.8885 | 2.8694 | 3.0192 | 4.1281 | 4.0868 | 4.4187 | 0.00010517
1409 | 8.5844e-05 | 0.00011266 | 0.00038778 | 2.8193 | 2.8694 | 3.0192 | 3.9797 | 4.0868 | 4.4187 | 9.1044e-05
1410 | 0.00011143 | 0.00012049 | 0 | 2.7813 | 2.8694 | 3.0192 | 3.8999 | 4.0868 | 4.4187 | 0.00020249
1411 | 0.00016112 | 0.00013489 | 0 | 2.7542 | 2.8684 | 3.0192 | 3.8435 | 4.0847 | 4.4187 | 0.00026371
1412 | 0.00018135 | 0.00014194 | 0 | 2.7338 | 2.8684 | 3.0192 | 3.8013 | 4.0847 | 4.4187 | 0.00033435
1413 | 0.00019664 | 0.00014482 | 0 | 2.7127 | 2.8684 | 3.0192 | 3.7583 | 4.0847 | 4.4187 | 0.00027627
1414 | 0.00020266 | 0.00014778 | 0 | 2.7067 | 2.8684 | 3.0192 | 3.746 | 4.0847 | 4.4187 | 1.0988e-05
1415 | 0.00021461 | 0.0001512 | 0 | 2.6938 | 2.8674 | 3.0192 | 3.7197 | 4.0826 | 4.4187 | 0
1416 | 0.00022839 | 0.00015469 | 0 | 2.7462 | 2.887 | 3.0192 | 3.8269 | 4.1249 | 4.4187 | 1.5697e-05
1417 | 0.00023904 | 0.00015775 | 0 | 2.732 | 2.886 | 3.0192 | 3.7977 | 4.1228 | 4.4187 | 0
1418 | 0.0002464 | 0.0001594 | 0 | 2.7346 | 2.887 | 3.0192 | 3.8031 | 4.1249 | 4.4187 | 1.2558e-05
1419 | 0.00025402 | 0.00016105 | 0 | 2.7329 | 2.887 | 3.0192 | 3.7995 | 4.1249 | 4.4187 | 1.2558e-05
1420 | 0.00026073 | 0.00016206 | 0 | 2.7171 | 2.887 | 3.0192 | 3.7672 | 4.1249 | 4.4187 | 2.8255e-05
1421 | 0.00028491 | 0.00016963 | 0 | 2.7223 | 2.887 | 3.0192 | 3.7779 | 4.1249 | 4.4187 | 9.4183e-06
1422 | 0.00028358 | 0.00016868 | 0.00044318 | 2.7364 | 2.887 | 3.0192 | 3.8068 | 4.1249 | 4.4187 | 0
1423 | 0.00025961 | 0.00016446 | 0.0060937 | 2.8164 | 2.887 | 3.0192 | 3.9738 | 4.1249 | 4.4187 | 0.00065457
1424 | 0.00020382 | 0.00014769 | 0.010941 | 2.8699 | 2.887 | 3.0192 | 4.0879 | 4.1249 | 4.4187 | 2.6685e-05
1425 | 0.00019096 | 0.00014441 | 0.01745 | 2.9304 | 2.887 | 3.0192 | 4.2199 | 4.1249 | 4.4187 | 6.4358e-05
1426 | 0.00017173 | 0.00013813 | 0.027283 | 2.9994 | 2.887 | 3.0192 | 4.3738 | 4.1249 | 4.4187 | 0.00014441
1427 | 0.00015705 | 0.00013394 | 0.035316 | 3.0645 | 2.887 | 3.0192 | 4.5227 | 4.1249 | 4.4187 | 0.00011773
1428 | 0.00016162 | 0.00013573 | 0.033377 | 3.1296 | 2.886 | 3.0192 | 4.6752 | 4.1228 | 4.4187 | 0.00024017
1429 | 0.00015977 | 0.00013497 | 0.033377 | 3.1855 | 2.886 | 3.0192 | 4.8092 | 4.1228 | 4.4187 | 0.00012558
1430 | 0.00015654 | 0.00013419 | 0.02853 | 3.2157 | 2.886 | 3.0192 | 4.8828 | 4.1228 | 4.4187 | 0.00013186
1431 | 0.0001422 | 0.0001297 | 0.01565 | 3.2157 | 2.886 | 3.0192 | 4.8828 | 4.1228 | 4.4187 | 0.00014284
1432 | 0.00013832 | 0.0001285 | 0.0039332 | 3.1855 | 2.886 | 3.0192 | 4.8092 | 4.1228 | 4.4187 | 3.6103e-05
1433 | 0.00013847 | 0.00012854 | 0.00044318 | 3.1676 | 2.886 | 3.0192 | 4.7661 | 4.1228 | 4.4187 | 0.00010203
1434 | 0.00014015 | 0.00012913 | 0 | 3.0101 | 2.884 | 3.0192 | 4.398 | 4.1185 | 4.4187 | 0.00033121
1435 | 0.00018813 | 0.00014397 | 0 | 2.9836 | 2.884 | 3.0192 | 4.3381 | 4.1185 | 4.4187 | 0.00045208
1436 | 0.0002315 | 0.00015592 | 0 | 2.9355 | 2.884 | 3.0192 | 4.2311 | 4.1185 | 4.4187 | 0.00028883
1437 | 0.0002355 | 0.00015673 | 0 | 2.9143 | 2.884 | 3.0192 | 4.1844 | 4.1185 | 4.4187 | 0.00022761
1438 | 0.00023081 | 0.00015516 | 0 | 2.865 | 2.884 | 3.0192 | 4.0774 | 4.1185 | 4.4187 | 0
1439 | 0.00023696 | 0.0001569 | 0 | 2.8429 | 2.884 | 3.0192 | 4.03 | 4.1185 | 4.4187 | 0
1440 | 0.00024577 | 0.00015799 | 0 | 2.7171 | 2.8655 | 3.0192 | 3.7672 | 4.0784 | 4.4187 | 3.6103e-05
1441 | 0.00025244 | 0.00015984 | 0 | 2.7067 | 2.8655 | 3.0192 | 3.746 | 4.0784 | 4.4187 | 0
1442 | 0.00025694 | 0.00016053 | 0 | 2.6955 | 2.8655 | 3.0192 | 3.7232 | 4.0784 | 4.4187 | 0
1443 | 0.00026293 | 0.00016283 | 0 | 2.6878 | 2.8655 | 3.0192 | 3.7076 | 4.0784 | 4.4187 | 0
1444 | 0.00027129 | 0.00016391 | 0 | 2.6852 | 2.8655 | 3.0192 | 3.7025 | 4.0784 | 4.4187 | 4.8661e-05
1445 | 0.00027765 | 0.00016633 | 0 | 2.6776 | 2.8674 | 3.0192 | 3.6871 | 4.0826 | 4.4187 | 3.6103e-05
1446 | 0.00030386 | 0.00017107 | 0.00055397 | 2.6784 | 2.8674 | 3.0192 | 3.6888 | 4.0826 | 4.4187 | 1.4127e-05
1447 | 0.00026255 | 0.00016432 | 0.0055951 | 2.681 | 2.8674 | 3.0192 | 3.6939 | 4.0826 | 4.4187 | 0.00067184
1448 | 0.00022285 | 0.00015359 | 0.013351 | 2.7171 | 2.8674 | 3.0192 | 3.7672 | 4.0826 | 4.4187 | 0.0007566
1449 | 0.00020243 | 0.00014797 | 0.021328 | 2.7542 | 2.8674 | 3.0192 | 3.8435 | 4.0826 | 4.4187 | 7.0637e-05
1450 | 0.00018303 | 0.00014133 | 0.027533 | 2.8071 | 2.8694 | 3.0192 | 3.9541 | 4.0868 | 4.4187 | 8.4765e-05
1451 | 0.00016531 | 0.00013675 | 0.035233 | 2.8592 | 2.8684 | 3.0192 | 4.0649 | 4.0847 | 4.4187 | 0.00012715
1452 | 0.00014889 | 0.00013174 | 0.033072 | 2.9243 | 2.8684 | 3.0192 | 4.2065 | 4.0847 | 4.4187 | 7.5346e-05
1453 | 0.00014193 | 0.00012958 | 0.030524 | 2.957 | 2.8684 | 3.0192 | 4.2788 | 4.0847 | 4.4187 | 5.0231e-05
1454 | 0.00013223 | 0.00012639 | 0.022879 | 2.958 | 2.8674 | 3.0192 | 4.2811 | 4.0826 | 4.4187 | 0.00010203
1455 | 0.000114 | 0.00012036 | 0.017561 | 2.9601 | 2.8665 | 3.0192 | 4.2857 | 4.0805 | 4.4187 | 0.00030452
1456 | 0.00010776 | 0.00011803 | 0.0069247 | 2.9436 | 2.8674 | 3.0192 | 4.2491 | 4.0826 | 4.4187 | 0.00024174
1457 | 0.00011933 | 0.00012176 | 0.00049858 | 2.8894 | 2.8674 | 3.0192 | 4.1302 | 4.0826 | 4.4187 | 8.1625e-05
1458 | 0.00010764 | 0.0001188 | 0 | 2.8249 | 2.8674 | 3.0192 | 3.9917 | 4.0826 | 4.4187 | 4.5522e-05
1459 | 0.0001612 | 0.00013511 | 0 | 2.7905 | 2.8674 | 3.0192 | 3.9191 | 4.0826 | 4.4187 | 0.00011302
1460 | 0.00020447 | 0.0001482 | 0 | 2.7587 | 2.8674 | 3.0192 | 3.8528 | 4.0826 | 4.4187 | 0.00019151
1461 | 0.00021468 | 0.0001512 | 0 | 2.7542 | 2.8674 | 3.0192 | 3.8435 | 4.0826 | 4.4187 | 0.00018366
1462 | 0.00022312 | 0.00015354 | 0 | 2.7569 | 2.8674 | 3.0192 | 3.8491 | 4.0826 | 4.4187 | 0.00022761
1463 | 0.00023278 | 0.00015719 | 0 | 2.7346 | 2.8665 | 3.0192 | 3.8031 | 4.0805 | 4.4187 | 9.4183e-06
1464 | 0.00024335 | 0.00015971 | 0 | 2.7145 | 2.8655 | 3.0192 | 3.7619 | 4.0784 | 4.4187 | 9.4183e-06
1465 | 0.00025262 | 0.00016258 | 0 | 2.6989 | 2.8655 | 3.0192 | 3.7302 | 4.0784 | 4.4187 | 0
1466 | 0.00026563 | 0.0001659 | 0 | 2.6912 | 2.8655 | 3.0192 | 3.7145 | 4.0784 | 4.4187 | 2.6685e-05
1467 | 0.00028105 | 0.00016926 | 0 | 2.6938 | 2.8655 | 3.0192 | 3.7197 | 4.0784 | 4.4187 | 1.4127e-05
1468 | 0.00028919 | 0.00017084 | 0 | 2.681 | 2.8655 | 3.0192 | 3.6939 | 4.0784 | 4.4187 | 1.5697e-05
1469 | 0.00030113 | 0.00017487 | 0 | 2.6599 | 2.8655 | 3.0192 | 3.6516 | 4.0784 | 4.4187 | 3.7673e-05
1470 | 0.00031852 | 0.00017982 | 0.00049858 | 2.6566 | 2.8665 | 3.0192 | 3.6449 | 4.0805 | 4.4187 | 4.3952e-05
1471 | 0.00028691 | 0.0001728 | 0.0057059 | 2.6583 | 2.8665 | 3.0192 | 3.6482 | 4.0805 | 4.4187 | 0.00073934
1472 | 0.00024545 | 0.00016084 | 0.01468 | 2.718 | 2.8665 | 3.0192 | 3.769 | 4.0805 | 4.4187 | 0.00056981
1473 | 0.00022328 | 0.00015362 | 0.022658 | 2.7569 | 2.8665 | 3.0192 | 3.8491 | 4.0805 | 4.4187 | 0.00012244
1474 | 0.00019817 | 0.00014643 | 0.03141 | 2.8155 | 2.8665 | 3.0192 | 3.9718 | 4.0805 | 4.4187 | 0.00010203
1475 | 0.00017121 | 0.00013832 | 0.033626 | 2.8914 | 2.8665 | 3.0192 | 4.1345 | 4.0805 | 4.4187 | 0.00014127
1476 | 0.00015585 | 0.00013351 | 0.035565 | 2.9549 | 2.8665 | 3.0192 | 4.2742 | 4.0805 | 4.4187 | 0.00013657
1477 | 0.00015944 | 0.00013424 | 0.035288 | 2.9872 | 2.8665 | 3.0192 | 4.3464 | 4.0805 | 4.4187 | 9.8892e-05
1478 | 0.00014122 | 0.00012851 | 0.030358 | 3.0354 | 2.8665 | 3.0192 | 4.4557 | 4.0805 | 4.4187 | 0.00012715
1479 | 0.00014607 | 0.00012899 | 0.017727 | 3.0267 | 2.8665 | 3.0192 | 4.4359 | 4.0805 | 4.4187 | 0.00034377
1480 | 0.00012066 | 0.00012117 | 0.0065369 | 2.9989 | 2.8665 | 3.0192 | 4.3726 | 4.0805 | 4.4187 | 0.00031237
1481 | 0.00011646 | 0.00011994 | 0.00055397 | 2.9467 | 2.8665 | 3.0192 | 4.2559 | 4.0805 | 4.4187 | 1.4127e-05
1482 | 0.00012102 | 0.0001219 | 0 | 2.9063 | 2.8665 | 3.0192 | 4.1669 | 4.0805 | 4.4187 | 5.0231e-05
1483 | 0.00016331 | 0.0001347 | 0 | 2.865 | 2.8665 | 3.0192 | 4.0774 | 4.0805 | 4.4187 | 6.7498e-05
1484 | 0.00019768 | 0.00014517 | 0 | 2.8211 | 2.8655 | 3.0192 | 3.9837 | 4.0784 | 4.4187 | 0.0002229
1485 | 0.00021508 | 0.00015125 | 0 | 2.7786 | 2.8655 | 3.0192 | 3.8942 | 4.0784 | 4.4187 | 0.00018366
1486 | 0.00022389 | 0.00015346 | 0 | 2.7515 | 2.8655 | 3.0192 | 3.8379 | 4.0784 | 4.4187 | 0.00020406
1487 | 0.00023702 | 0.00015596 | 0 | 2.711 | 2.8665 | 3.0192 | 3.7548 | 4.0805 | 4.4187 | 3.1394e-05
1488 | 0.00025406 | 0.00016188 | 0 | 2.7197 | 2.8665 | 3.0192 | 3.7725 | 4.0805 | 4.4187 | 0
1489 | 0.00026318 | 0.0001617 | 0 | 2.7119 | 2.8655 | 3.0192 | 3.7565 | 4.0784 | 4.4187 | 0
1490 | 0.00027276 | 0.00016872 | 0 | 2.7067 | 2.8655 | 3.0192 | 3.746 | 4.0784 | 4.4187 | 0
1491 | 0.00028425 | 0.00017204 | 0 | 2.6844 | 2.8665 | 3.0192 | 3.7007 | 4.0805 | 4.4187 | 0
1492 | 0.00029903 | 0.00017561 | 0 | 2.6675 | 2.8665 | 3.0192 | 3.6667 | 4.0805 | 4.4187 | 4.0813e-05
1493 | 0.00030968 | 0.00017824 | 0 | 2.6599 | 2.8665 | 3.0192 | 3.6516 | 4.0805 | 4.4187 | 1.4127e-05
1494 | 0.00032664 | 0.00018268 | 0.00038778 | 2.6683 | 2.8665 | 3.0192 | 3.6684 | 4.0805 | 4.4187 | 0
1495 | 0.00031541 | 0.00018149 | 0.0034346 | 2.6583 | 2.8674 | 3.0192 | 3.6482 | 4.0826 | 4.4187 | 0.00070323
1496 | 0.00024758 | 0.00016144 | 0.010581 | 2.6759 | 2.8674 | 3.0192 | 3.6836 | 4.0826 | 4.4187 | 8.0056e-05
1497 | 0.00024301 | 0.00015931 | 0.020165 | 2.7382 | 2.8674 | 3.0192 | 3.8104 | 4.0826 | 4.4187 | 0.00010674
1498 | 0.00020582 | 0.00014865 | 0.027588 | 2.8202 | 2.8674 | 3.0192 | 3.9817 | 4.0826 | 4.4187 | 0.00014912
1499 | 0.00019154 | 0.00014439 | 0.030081 | 2.8964 | 2.8674 | 3.0192 | 4.1453 | 4.0826 | 4.4187 | 9.8892e-05
1500 | 0.00017623 | 0.0001399 | 0.033072 | 2.9477 | 2.8674 | 3.0192 | 4.2582 | 4.0826 | 4.4187 | 0.00030139
1501 | 0.00017064 | 0.00013823 | 0.033737 | 2.9999 | 2.8674 | 3.0192 | 4.375 | 4.0826 | 4.4187 | 0.0001036
1502 | 0.00016496 | 0.00013623 | 0.024375 | 3.0224 | 2.8674 | 3.0192 | 4.426 | 4.0826 | 4.4187 | 0.000135
1503 | 0.00015966 | 0.00013473 | 0.015844 | 3.0181 | 2.8674 | 3.0192 | 4.4162 | 4.0826 | 4.4187 | 0.00010831
1504 | 0.00015357 | 0.00013281 | 0.0067585 | 2.9893 | 2.8674 | 3.0192 | 4.3512 | 4.0826 | 4.4187 | 5.1801e-05
1505 | 0.00015334 | 0.00013267 | 0.00066477 | 2.9193 | 2.8674 | 3.0192 | 4.1954 | 4.0826 | 4.4187 | 7.0637e-05
1506 | 0.00016269 | 0.00013578 | 0 | 2.8458 | 2.8674 | 3.0192 | 4.0361 | 4.0826 | 4.4187 | 0.00026685
1507 | 0.00021133 | 0.00014831 | 0 | 2.7905 | 2.8674 | 3.0192 | 3.9191 | 4.0826 | 4.4187 | 0.00017267
1508 | 0.00024159 | 0.00015958 | 0 | 2.7632 | 2.8674 | 3.0192 | 3.8621 | 4.0826 | 4.4187 | 0.00030452
1509 | 0.00025696 | 0.0001639 | 0 | 2.747 | 2.8684 | 3.0192 | 3.8287 | 4.0847 | 4.4187 | 0.00027156
1510 | 0.00025908 | 0.00016377 | 0 | 2.7373 | 2.8674 | 3.0192 | 3.8086 | 4.0826 | 4.4187 | 0
1511 | 0.00026451 | 0.00016561 | 0 | 2.7373 | 2.8674 | 3.0192 | 3.8086 | 4.0826 | 4.4187 | 0
1512 | 0.00027183 | 0.00016866 | 0 | 2.7399 | 2.8674 | 3.0192 | 3.8141 | 4.0826 | 4.4187 | 1.4127e-05
1513 | 0.00027489 | 0.00016899 | 0 | 2.7206 | 2.8665 | 3.0192 | 3.7743 | 4.0805 | 4.4187 | 1.2558e-05
1514 | 0.00027781 | 0.0001689 | 0 | 2.7136 | 2.8674 | 3.0192 | 3.7601 | 4.0826 | 4.4187 | 2.3546e-05
1515 | 0.00027983 | 0.00017057 | 0 | 2.7285 | 2.8665 | 3.0192 | 3.7905 | 4.0805 | 4.4187 | 0
1516 | 0.00028539 | 0.00017155 | 0 | 2.7223 | 2.8665 | 3.0192 | 3.7779 | 4.0805 | 4.4187 | 1.5697e-05
1517 | 0.00028949 | 0.00017357 | 0 | 2.7101 | 2.8665 | 3.0192 | 3.753 | 4.0805 | 4.4187 | 1.4127e-05
1518 | 0.00029502 | 0.00017549 | 0.00038778 | 2.7171 | 2.8665 | 3.0192 | 3.7672 | 4.0805 | 4.4187 | 2.6685e-05
1519 | 0.00026524 | 0.0001663 | 0.0029361 | 2.7241 | 2.8665 | 3.0192 | 3.7815 | 4.0805 | 4.4187 | 0.00070794
1520 | 0.0002248 | 0.00015409 | 0.0081988 | 2.7355 | 2.8665 | 3.0192 | 3.805 | 4.0805 | 4.4187 | 3.7673e-05
1521 | 0.0002128 | 0.00015076 | 0.01468 | 2.7632 | 2.8684 | 3.0192 | 3.8621 | 4.0847 | 4.4187 | 9.4183e-05
1522 | 0.00018229 | 0.00014133 | 0.01673 | 2.7951 | 2.8674 | 3.0192 | 3.9287 | 4.0826 | 4.4187 | 7.5346e-05
1523 | 0.00017474 | 0.00013903 | 0.025206 | 2.8343 | 2.8684 | 3.0192 | 4.0118 | 4.0847 | 4.4187 | 9.4183e-05
1524 | 0.00015986 | 0.00013413 | 0.031632 | 2.8894 | 2.8684 | 3.0192 | 4.1302 | 4.0847 | 4.4187 | 0.00021191
1525 | 0.00015855 | 0.00013439 | 0.025206 | 2.9243 | 2.8684 | 3.0192 | 4.2065 | 4.0847 | 4.4187 | 0.0001554
1526 | 0.00013854 | 0.00012817 | 0.015954 | 2.9254 | 2.8684 | 3.0192 | 4.2087 | 4.0847 | 4.4187 | 3.9243e-05
1527 | 0.00013235 | 0.00012591 | 0.0095838 | 2.9254 | 2.8674 | 3.0192 | 4.2087 | 4.0826 | 4.4187 | 0.000135
1528 | 0.00011453 | 0.00012075 | 0.004044 | 2.865 | 2.8674 | 3.0192 | 4.0774 | 4.0826 | 4.4187 | 0.00010674
1529 | 0.00011711 | 0.00012144 | 0.00049858 | 2.8315 | 2.8674 | 3.0192 | 4.0057 | 4.0826 | 4.4187 | 0.00013186
1530 | 0.00012706 | 0.00012452 | 0 | 2.7988 | 2.8674 | 3.0192 | 3.9365 | 4.0826 | 4.4187 | 0.00033592
1531 | 0.00017345 | 0.00013886 | 0 | 2.756 | 2.8674 | 3.0192 | 3.8472 | 4.0826 | 4.4187 | 0.000259
1532 | 0.00020708 | 0.00014909 | 0 | 2.718 | 2.8674 | 3.0192 | 3.769 | 4.0826 | 4.4187 | 0.0002747
1533 | 0.00021854 | 0.00015191 | 0 | 2.6998 | 2.8674 | 3.0192 | 3.7319 | 4.0826 | 4.4187 | 0.00028098
1534 | 0.00022247 | 0.00015292 | 0 | 2.6955 | 2.8674 | 3.0192 | 3.7232 | 4.0826 | 4.4187 | 1.0988e-05
1535 | 0.00023025 | 0.00015607 | 0 | 2.6776 | 2.8674 | 3.0192 | 3.6871 | 4.0826 | 4.4187 | 0
1536 | 0.00024574 | 0.00016046 | 0 | 2.6658 | 2.8674 | 3.0192 | 3.6633 | 4.0826 | 4.4187 | 9.4183e-06
1537 | 0.00024989 | 0.00016215 | 0 | 2.65 | 2.8674 | 3.0192 | 3.6316 | 4.0826 | 4.4187 | 1.0988e-05
1538 | 0.00025355 | 0.00016323 | 0 | 2.6425 | 2.8684 | 3.0192 | 3.6168 | 4.0847 | 4.4187 | 2.5115e-05
1539 | 0.00025784 | 0.00016451 | 0 | 2.6351 | 2.8684 | 3.0192 | 3.6021 | 4.0847 | 4.4187 | 9.4183e-06
1540 | 0.00026351 | 0.00016584 | 0 | 2.6197 | 2.8684 | 3.0192 | 3.5714 | 4.0847 | 4.4187 | 1.2558e-05
1541 | 0.00026921 | 0.00016794 | 0 | 2.6229 | 2.8674 | 3.0192 | 3.5778 | 4.0826 | 4.4187 | 3.2964e-05
1542 | 0.00027874 | 0.00017062 | 0.00094176 | 2.6205 | 2.8684 | 3.0192 | 3.573 | 4.0847 | 4.4187 | 4.0813e-05
1543 | 0.00024398 | 0.00015971 | 0.007534 | 2.6278 | 2.8684 | 3.0192 | 3.5875 | 4.0847 | 4.4187 | 0.00065928
1544 | 0.00021119 | 0.00015007 | 0.016952 | 2.6625 | 2.8684 | 3.0192 | 3.6566 | 4.0847 | 4.4187 | 8.3195e-05
1545 | 0.00019488 | 0.00014536 | 0.03418 | 2.7294 | 2.8694 | 3.0192 | 3.7923 | 4.0868 | 4.4187 | 5.651e-05
1546 | 0.00018482 | 0.00014187 | 0.039831 | 2.785 | 2.8694 | 3.0192 | 3.9075 | 4.0868 | 4.4187 | 2.3546e-05
1547 | 0.0001629 | 0.00013492 | 0.042767 | 2.8381 | 2.8694 | 3.0192 | 4.0198 | 4.0868 | 4.4187 | 5.651e-05
1548 | 0.00014713 | 0.00013041 | 0.04177 | 2.8525 | 2.8694 | 3.0192 | 4.0505 | 4.0868 | 4.4187 | 0.00016325
1549 | 0.00014397 | 0.00012977 | 0.028696 | 2.8816 | 2.8703 | 3.0192 | 4.1132 | 4.0889 | 4.4187 | 0.00013657
1550 | 0.00013029 | 0.00012554 | 0.024596 | 2.8885 | 2.8703 | 3.0192 | 4.1281 | 4.0889 | 4.4187 | 0.00011616
1551 | 0.00011846 | 0.00012151 | 0.013129 | 2.8708 | 2.8674 | 3.0192 | 4.09 | 4.0826 | 4.4187 | 9.4183e-05
1552 | 0.00011797 | 0.00012113 | 0.0052074 | 2.8458 | 2.8674 | 3.0192 | 4.0361 | 4.0826 | 4.4187 | 7.3777e-05
1553 | 0.00012145 | 0.00012274 | 0.00055397 | 2.8099 | 2.8674 | 3.0192 | 3.9599 | 4.0826 | 4.4187 | 6.9067e-05
1554 | 0.00013419 | 0.00012669 | 0 | 2.7686 | 2.8674 | 3.0192 | 3.8734 | 4.0826 | 4.4187 | 0.00029982
1555 | 0.00018378 | 0.00014148 | 0 | 2.7373 | 2.8674 | 3.0192 | 3.8086 | 4.0826 | 4.4187 | 0.00029825
1556 | 0.00022724 | 0.00015548 | 0 | 2.7223 | 2.8665 | 3.0192 | 3.7779 | 4.0805 | 4.4187 | 0.00026999
1557 | 0.00024614 | 0.00015876 | 0 | 2.6972 | 2.8665 | 3.0192 | 3.7267 | 4.0805 | 4.4187 | 0.00033749
1558 | 0.00026499 | 0.00016593 | 0 | 2.6912 | 2.8665 | 3.0192 | 3.7145 | 4.0805 | 4.4187 | 0
1559 | 0.00028082 | 0.00017133 | 0 | 2.6751 | 2.8665 | 3.0192 | 3.6819 | 4.0805 | 4.4187 | 2.8255e-05
1560 | 0.00029419 | 0.00017522 | 0 | 2.6675 | 2.8674 | 3.0192 | 3.6667 | 4.0826 | 4.4187 | 3.1394e-05
1561 | 0.00030255 | 0.00017773 | 0 | 2.6793 | 2.8674 | 3.0192 | 3.6905 | 4.0826 | 4.4187 | 1.2558e-05
1562 | 0.00030681 | 0.0001786 | 0 | 2.665 | 2.8674 | 3.0192 | 3.6616 | 4.0826 | 4.4187 | 0
1563 | 0.00031159 | 0.00017963 | 0 | 2.6625 | 2.8674 | 3.0192 | 3.6566 | 4.0826 | 4.4187 | 2.8255e-05
1564 | 0.00031562 | 0.00018029 | 0 | 2.6734 | 2.8674 | 3.0192 | 3.6785 | 4.0826 | 4.4187 | 2.0406e-05
1565 | 0.00031992 | 0.00018159 | 0 | 2.6574 | 2.8674 | 3.0192 | 3.6466 | 4.0826 | 4.4187 | 1.5697e-05
1566 | 0.00033308 | 0.00018534 | 0.00077556 | 2.6525 | 2.8674 | 3.0192 | 3.6366 | 4.0826 | 4.4187 | 1.4127e-05
1567 | 0.00032745 | 0.00018438 | 0.0063153 | 2.6633 | 2.8674 | 3.0192 | 3.6583 | 4.0826 | 4.4187 | 0.00074718
1568 | 0.00025958 | 0.00016478 | 0.014403 | 2.7032 | 2.8674 | 3.0192 | 3.7389 | 4.0826 | 4.4187 | 2.1976e-05
1569 | 0.00022523 | 0.00015431 | 0.023433 | 2.7417 | 2.8684 | 3.0192 | 3.8177 | 4.0847 | 4.4187 | 5.8079e-05
1570 | 0.00019068 | 0.0001436 | 0.027754 | 2.7641 | 2.8684 | 3.0192 | 3.864 | 4.0847 | 4.4187 | 0.0001036
1571 | 0.00016607 | 0.00013652 | 0.033128 | 2.7942 | 2.8665 | 3.0192 | 3.9268 | 4.0805 | 4.4187 | 5.9649e-05
1572 | 0.00014797 | 0.0001309 | 0.022824 | 2.8155 | 2.8655 | 3.0192 | 3.9718 | 4.0784 | 4.4187 | 0.00022133
1573 | 0.00015531 | 0.00013137 | 0.025427 | 2.8325 | 2.8655 | 3.0192 | 4.0077 | 4.0784 | 4.4187 | 0.0001397
1574 | 0.00013242 | 0.00012621 | 0.019223 | 2.841 | 2.8655 | 3.0192 | 4.0259 | 4.0784 | 4.4187 | 5.1801e-05
1575 | 0.00011892 | 0.00012178 | 0.013295 | 2.8372 | 2.8655 | 3.0192 | 4.0178 | 4.0784 | 4.4187 | 2.5115e-05
1576 | 0.0001139 | 0.00012007 | 0.0064261 | 2.8155 | 2.8655 | 3.0192 | 3.9718 | 4.0784 | 4.4187 | 9.8892e-05
1577 | 0.00012449 | 0.00012393 | 0.00072017 | 2.7786 | 2.8645 | 3.0192 | 3.8942 | 4.0763 | 4.4187 | 6.1219e-05
1578 | 0.00013745 | 0.00012758 | 0 | 2.7294 | 2.8645 | 3.0192 | 3.7923 | 4.0763 | 4.4187 | 0.00026214
1579 | 0.00018881 | 0.0001426 | 0 | 2.7294 | 2.8645 | 3.0192 | 3.7923 | 4.0763 | 4.4187 | 0.00022447
1580 | 0.00022782 | 0.00015532 | 0 | 2.6989 | 2.8645 | 3.0192 | 3.7302 | 4.0763 | 4.4187 | 0.00040028
1581 | 0.00024784 | 0.00016091 | 0 | 2.6818 | 2.8645 | 3.0192 | 3.6956 | 4.0763 | 4.4187 | 0.00026057
1582 | 0.00026249 | 0.00016588 | 0 | 2.6793 | 2.8645 | 3.0192 | 3.6905 | 4.0763 | 4.4187 | 0
1583 | 0.00027159 | 0.00016813 | 0 | 2.6818 | 2.8626 | 3.0192 | 3.6956 | 4.0722 | 4.4187 | 0
1584 | 0.00028346 | 0.00017192 | 0 | 2.6776 | 2.8645 | 3.0192 | 3.6871 | 4.0763 | 4.4187 | 1.2558e-05
1585 | 0.00029246 | 0.00017462 | 0 | 2.6725 | 2.8645 | 3.0192 | 3.6768 | 4.0763 | 4.4187 | 2.9825e-05
1586 | 0.00029928 | 0.00017583 | 0 | 2.6692 | 2.8645 | 3.0192 | 3.6701 | 4.0763 | 4.4187 | 3.9243e-05
1587 | 0.00030688 | 0.00017881 | 0 | 2.6541 | 2.8626 | 3.0192 | 3.6399 | 4.0722 | 4.4187 | 1.4127e-05
1588 | 0.00031144 | 0.00017965 | 0 | 2.6549 | 2.8626 | 3.0192 | 3.6416 | 4.0722 | 4.4187 | 1.0988e-05
1589 | 0.00031472 | 0.0001811 | 0 | 2.645 | 2.8626 | 3.0192 | 3.6217 | 4.0722 | 4.4187 | 0
1590 | 0.00033103 | 0.00018598 | 0.0011079 | 2.65 | 2.8626 | 3.0192 | 3.6316 | 4.0722 | 4.4187 | 0
1591 | 0.00029825 | 0.00017602 | 0.0069801 | 2.6625 | 2.8626 | 3.0192 | 3.6566 | 4.0722 | 4.4187 | 0.00079114
1592 | 0.00023588 | 0.00015747 | 0.014847 | 2.7024 | 2.8626 | 3.0192 | 3.7372 | 4.0722 | 4.4187 | 3.9243e-05
1593 | 0.00021172 | 0.00015037 | 0.019888 | 2.7391 | 2.8645 | 3.0192 | 3.8122 | 4.0763 | 4.4187 | 4.2382e-05
1594 | 0.00018502 | 0.00014234 | 0.022602 | 2.7768 | 2.8645 | 3.0192 | 3.8904 | 4.0763 | 4.4187 | 8.1625e-05
1595 | 0.00017796 | 0.00014014 | 0.034125 | 2.823 | 2.8635 | 3.0192 | 3.9877 | 4.0742 | 4.4187 | 6.1219e-05
1596 | 0.00016395 | 0.00013485 | 0.031632 | 2.8573 | 2.8635 | 3.0192 | 4.0608 | 4.0742 | 4.4187 | 0.00021819
1597 | 0.00016433 | 0.0001359 | 0.030801 | 2.8796 | 2.8645 | 3.0192 | 4.1089 | 4.0763 | 4.4187 | 4.7091e-05
1598 | 0.00015345 | 0.00013292 | 0.026868 | 2.8855 | 2.8635 | 3.0192 | 4.1217 | 4.0742 | 4.4187 | 5.0231e-05
1599 | 0.00013066 | 0.00012584 | 0.018447 | 2.8924 | 2.8635 | 3.0192 | 4.1367 | 4.0742 | 4.4187 | 0.00016796
1600 | 0.00012635 | 0.00012452 | 0.0084204 | 2.8631 | 2.8626 | 3.0192 | 4.0733 | 4.0722 | 4.4187 | 5.8079e-05
1601 | 0.00014171 | 0.00012853 | 0.00099715 | 2.8211 | 2.8626 | 3.0192 | 3.9837 | 4.0722 | 4.4187 | 9.7322e-05
1602 | 0.00013504 | 0.0001266 | 0 | 2.7605 | 2.8626 | 3.0192 | 3.8565 | 4.0722 | 4.4187 | 0.00026999
1603 | 0.00018126 | 0.0001408 | 0 | 2.6963 | 2.8626 | 3.0192 | 3.725 | 4.0722 | 4.4187 | 0.00027627
1604 | 0.00021988 | 0.0001503 | 0 | 2.6818 | 2.8626 | 3.0192 | 3.6956 | 4.0722 | 4.4187 | 0.00023075
1605 | 0.00023842 | 0.0001583 | 0 | 2.6625 | 2.8626 | 3.0192 | 3.6566 | 4.0722 | 4.4187 | 0.00034848
1606 | 0.00023916 | 0.00015775 | 0 | 2.645 | 2.8626 | 3.0192 | 3.6217 | 4.0722 | 4.4187 | 1.2558e-05
1607 | 0.00025213 | 0.00016241 | 0 | 2.6409 | 2.8626 | 3.0192 | 3.6135 | 4.0722 | 4.4187 | 1.5697e-05
1608 | 0.00026113 | 0.00016521 | 0 | 2.6319 | 2.8606 | 3.0192 | 3.5956 | 4.068 | 4.4187 | 1.4127e-05
1609 | 0.00027056 | 0.00016786 | 0 | 2.6253 | 2.8606 | 3.0192 | 3.5827 | 4.068 | 4.4187 | 5.0231e-05
1610 | 0.00027666 | 0.00016951 | 0 | 2.614 | 2.8616 | 3.0192 | 3.5603 | 4.0701 | 4.4187 | 1.7267e-05
1611 | 0.00028379 | 0.0001716 | 0 | 2.6197 | 2.8606 | 3.0192 | 3.5714 | 4.068 | 4.4187 | 2.3546e-05
1612 | 0.0002908 | 0.00017142 | 0 | 2.6156 | 2.8606 | 3.0192 | 3.5634 | 4.068 | 4.4187 | 0
1613 | 0.00029374 | 0.00017428 | 0 | 2.6156 | 2.8606 | 3.0192 | 3.5634 | 4.068 | 4.4187 | 1.5697e-05
1614 | 0.00030815 | 0.00017604 | 0.0019389 | 2.6164 | 2.8606 | 3.0192 | 3.565 | 4.068 | 4.4187 | 1.8837e-05
1615 | 0.00026376 | 0.00016523 | 0.0097499 | 2.6286 | 2.8606 | 3.0192 | 3.5891 | 4.068 | 4.4187 | 0.00063417
1616 | 0.00022537 | 0.00015439 | 0.022935 | 2.6912 | 2.8606 | 3.0192 | 3.7145 | 4.068 | 4.4187 | 0.0006169
1617 | 0.00020732 | 0.00014906 | 0.031355 | 2.7677 | 2.8616 | 3.0192 | 3.8715 | 4.0701 | 4.4187 | 9.1044e-05
1618 | 0.00019449 | 0.00014517 | 0.038113 | 2.8315 | 2.8616 | 3.0192 | 4.0057 | 4.0701 | 4.4187 | 5.8079e-05
1619 | 0.00016893 | 0.00013741 | 0.043875 | 2.8806 | 2.8616 | 3.0192 | 4.1111 | 4.0701 | 4.4187 | 0.00011145
1620 | 0.00016009 | 0.00013491 | 0.043653 | 2.9133 | 2.8606 | 3.0192 | 4.1822 | 4.068 | 4.4187 | 4.0813e-05
1621 | 0.00016035 | 0.00013291 | 0.038944 | 2.9416 | 2.8606 | 3.0192 | 4.2446 | 4.068 | 4.4187 | 8.0056e-05
1622 | 0.00016072 | 0.00013495 | 0.029305 | 2.9591 | 2.8606 | 3.0192 | 4.2834 | 4.068 | 4.4187 | 0.00011459
1623 | 0.00013575 | 0.00012741 | 0.017727 | 2.9416 | 2.8606 | 3.0192 | 4.2446 | 4.068 | 4.4187 | 0.00040342
1624 | 0.00013612 | 0.00012747 | 0.0084758 | 2.9183 | 2.8597 | 3.0192 | 4.1932 | 4.0659 | 4.4187 | 0.00023075
1625 | 0.00012191 | 0.00012273 | 0.0012741 | 2.8816 | 2.8597 | 3.0192 | 4.1132 | 4.0659 | 4.4187 | 7.6916e-05
1626 | 0.00013083 | 0.00012597 | 0 | 2.8362 | 2.8597 | 3.0192 | 4.0158 | 4.0659 | 4.4187 | 5.1801e-05
1627 | 0.00019833 | 0.00014477 | 0 | 2.7942 | 2.8597 | 3.0192 | 3.9268 | 4.0659 | 4.4187 | 3.4534e-05
1628 | 0.00021353 | 0.00015104 | 0 | 2.7641 | 2.8577 | 3.0192 | 3.864 | 4.0618 | 4.4187 | 0.00018366
1629 | 0.00022658 | 0.00015436 | 0 | 2.7731 | 2.8577 | 3.0192 | 3.8828 | 4.0618 | 4.4187 | 0.00018209
1630 | 0.00023438 | 0.00015613 | 0 | 2.7497 | 2.8577 | 3.0192 | 3.8342 | 4.0618 | 4.4187 | 0.00011459
1631 | 0.0002454 | 0.00016001 | 0 | 2.7276 | 2.8568 | 3.0192 | 3.7887 | 4.0597 | 4.4187 | 3.2964e-05
1632 | 0.00025758 | 0.00016373 | 0 | 2.7075 | 2.8587 | 3.0192 | 3.7477 | 4.0638 | 4.4187 | 6.4358e-05
1633 | 0.00027236 | 0.00016785 | 0 | 2.6963 | 2.8568 | 3.0192 | 3.725 | 4.0597 | 4.4187 | 2.5115e-05
1634 | 0.00028207 | 0.00017016 | 0 | 2.6912 | 2.8568 | 3.0192 | 3.7145 | 4.0597 | 4.4187 | 2.5115e-05
1635 | 0.00028763 | 0.00017192 | 0 | 2.6852 | 2.8568 | 3.0192 | 3.7025 | 4.0597 | 4.4187 | 3.2964e-05
1636 | 0.00029139 | 0.00017273 | 0 | 2.6878 | 2.8558 | 3.0192 | 3.7076 | 4.0576 | 4.4187 | 0
1637 | 0.00029608 | 0.00017325 | 0 | 2.6658 | 2.8558 | 3.0192 | 3.6633 | 4.0576 | 4.4187 | 2.8255e-05
1638 | 0.00029804 | 0.00017383 | 0.0011633 | 2.6549 | 2.8577 | 3.0192 | 3.6416 | 4.0618 | 4.4187 | 3.7673e-05
1639 | 0.00028835 | 0.00017302 | 0.0078664 | 2.6751 | 2.8577 | 3.0192 | 3.6819 | 4.0618 | 4.4187 | 0.00058707
1640 | 0.00023555 | 0.00015747 | 0.016231 | 2.7223 | 2.8577 | 3.0192 | 3.7779 | 4.0618 | 4.4187 | 0.00081468
1641 | 0.00021208 | 0.00015054 | 0.026812 | 2.7804 | 2.8577 | 3.0192 | 3.898 | 4.0618 | 4.4187 | 0.00011302
1642 | 0.00020175 | 0.00014737 | 0.02925 | 2.8343 | 2.8587 | 3.0192 | 4.0118 | 4.0638 | 4.4187 | 0.00013657
1643 | 0.00017867 | 0.00014041 | 0.037005 | 2.8835 | 2.8568 | 3.0192 | 4.1174 | 4.0597 | 4.4187 | 9.2613e-05
1644 | 0.00015819 | 0.00013419 | 0.034402 | 2.9173 | 2.8568 | 3.0192 | 4.191 | 4.0597 | 4.4187 | 0.00012872
1645 | 0.00014327 | 0.00012973 | 0.032075 | 2.9457 | 2.8568 | 3.0192 | 4.2536 | 4.0597 | 4.4187 | 0.00010988
1646 | 0.00011323 | 0.00011991 | 0.022214 | 2.958 | 2.8568 | 3.0192 | 4.2811 | 4.0597 | 4.4187 | 7.6916e-05
1647 | 9.7046e-05 | 0.00011475 | 0.011246 | 2.9254 | 2.8568 | 3.0192 | 4.2087 | 4.0597 | 4.4187 | 0.00021662
1648 | 8.9471e-05 | 0.00011225 | 0.0067585 | 2.9073 | 2.8568 | 3.0192 | 4.1691 | 4.0597 | 4.4187 | 0.00028726
1649 | 8.7229e-05 | 0.00011196 | 0.0010526 | 2.8944 | 2.8558 | 3.0192 | 4.141 | 4.0576 | 4.4187 | 9.2613e-05
1650 | 8.9758e-05 | 0.00011272 | 0 | 2.8506 | 2.8558 | 3.0192 | 4.0464 | 4.0576 | 4.4187 | 3.1394e-05
1651 | 0.0001392 | 0.00012874 | 0 | 2.8268 | 2.8568 | 3.0192 | 3.9957 | 4.0597 | 4.4187 | 1.4127e-05
1652 | 0.00019351 | 0.00014506 | 0 | 2.7914 | 2.8568 | 3.0192 | 3.921 | 4.0597 | 4.4187 | 0.0001711
1653 | 0.00019846 | 0.0001462 | 0 | 2.7713 | 2.8558 | 3.0192 | 3.879 | 4.0576 | 4.4187 | 0.00021191
1654 | 0.00020751 | 0.00014875 | 0 | 2.7632 | 2.8558 | 3.0192 | 3.8621 | 4.0576 | 4.4187 | 0.00011773
1655 | 0.00021901 | 0.00015266 | 0 | 2.7524 | 2.8558 | 3.0192 | 3.8398 | 4.0576 | 4.4187 | 1.2558e-05
1656 | 0.00023146 | 0.0001564 | 0 | 2.7426 | 2.8558 | 3.0192 | 3.8195 | 4.0576 | 4.4187 | 0
1657 | 0.00023813 | 0.00015837 | 0 | 2.7241 | 2.8548 | 3.0192 | 3.7815 | 4.0556 | 4.4187 | 5.337e-05
1658 | 0.00024441 | 0.00015935 | 0 | 2.7215 | 2.8558 | 3.0192 | 3.7761 | 4.0576 | 4.4187 | 0
1659 | 0.00025165 | 0.00016233 | 0 | 2.7136 | 2.8548 | 3.0192 | 3.7601 | 4.0556 | 4.4187 | 1.2558e-05
1660 | 0.0002574 | 0.00015982 | 0 | 2.7084 | 2.8548 | 3.0192 | 3.7495 | 4.0556 | 4.4187 | 0
1661 | 0.00026259 | 0.00016526 | 0 | 2.6852 | 2.8577 | 3.0192 | 3.7025 | 4.0618 | 4.4187 | 0
1662 | 0.00028207 | 0.00017106 | 0.0017173 | 2.6666 | 2.8577 | 3.0192 | 3.665 | 4.0618 | 4.4187 | 0
1663 | 0.00024549 | 0.00015995 | 0.0085866 | 2.7032 | 2.8577 | 3.0192 | 3.7389 | 4.0618 | 4.4187 | 0.00067812
1664 | 0.0001961 | 0.00014474 | 0.014625 | 2.7515 | 2.8577 | 3.0192 | 3.8379 | 4.0618 | 4.4187 | 4.8661e-05
1665 | 0.00018055 | 0.00014084 | 0.022879 | 2.8071 | 2.8577 | 3.0192 | 3.9541 | 4.0618 | 4.4187 | 4.7091e-05
1666 | 0.00017022 | 0.0001372 | 0.027588 | 2.866 | 2.8577 | 3.0192 | 4.0795 | 4.0618 | 4.4187 | 3.9243e-05
1667 | 0.00015657 | 0.00013315 | 0.029361 | 2.9118 | 2.8577 | 3.0192 | 4.1789 | 4.0618 | 4.4187 | 3.9243e-05
1668 | 0.00014226 | 0.00012927 | 0.029527 | 2.9396 | 2.8577 | 3.0192 | 4.2401 | 4.0618 | 4.4187 | 0.00027941
1669 | 0.00014164 | 0.00012918 | 0.028474 | 2.9663 | 2.8577 | 3.0192 | 4.2995 | 4.0618 | 4.4187 | 7.2207e-05
1670 | 0.00013092 | 0.00012517 | 0.02227 | 2.9841 | 2.8587 | 3.0192 | 4.3393 | 4.0638 | 4.4187 | 7.6916e-05
1671 | 0.00012174 | 0.00012287 | 0.012686 | 2.9851 | 2.8568 | 3.0192 | 4.3417 | 4.0597 | 4.4187 | 0.00010203
1672 | 0.00012962 | 0.0001252 | 0.004321 | 2.958 | 2.8587 | 3.0192 | 4.2811 | 4.0638 | 4.4187 | 8.3195e-05
1673 | 0.00012103 | 0.0001227 | 0.00077556 | 2.9294 | 2.8577 | 3.0192 | 4.2176 | 4.0618 | 4.4187 | 0.00011459
1674 | 0.00013003 | 0.00012541 | 0 | 2.9063 | 2.8558 | 3.0192 | 4.1669 | 4.0576 | 4.4187 | 0.00031708
1675 | 0.00017781 | 0.00013946 | 0 | 2.8924 | 2.8558 | 3.0192 | 4.1367 | 4.0576 | 4.4187 | 0.00021976
1676 | 0.00022502 | 0.00015346 | 0 | 2.8728 | 2.8558 | 3.0192 | 4.0942 | 4.0576 | 4.4187 | 0.00032336
1677 | 0.00023162 | 0.00015464 | 0 | 2.8467 | 2.8558 | 3.0192 | 4.0382 | 4.0576 | 4.4187 | 0.00021034
1678 | 0.00024014 | 0.00015788 | 0 | 2.8448 | 2.8558 | 3.0192 | 4.0341 | 4.0576 | 4.4187 | 4.2382e-05
1679 | 0.00024838 | 0.00016023 | 0 | 2.842 | 2.8558 | 3.0192 | 4.028 | 4.0576 | 4.4187 | 0
1680 | 0.00025817 | 0.00016334 | 0 | 2.8202 | 2.8548 | 3.0192 | 3.9817 | 4.0556 | 4.4187 | 1.4127e-05
1681 | 0.00026503 | 0.00016503 | 0 | 2.796 | 2.8558 | 3.0192 | 3.9307 | 4.0576 | 4.4187 | 0
1682 | 0.00026989 | 0.00016733 | 0 | 2.785 | 2.8558 | 3.0192 | 3.9075 | 4.0576 | 4.4187 | 0
1683 | 0.00027494 | 0.00016926 | 0 | 2.7695 | 2.8558 | 3.0192 | 3.8752 | 4.0576 | 4.4187 | 0
1684 | 0.0002799 | 0.0001706 | 0 | 2.756 | 2.8548 | 3.0192 | 3.8472 | 4.0556 | 4.4187 | 1.2558e-05
1685 | 0.00028294 | 0.00017033 | 0 | 2.7453 | 2.8548 | 3.0192 | 3.825 | 4.0556 | 4.4187 | 0
1686 | 0.00029901 | 0.00017594 | 0.0015511 | 2.7355 | 2.8568 | 3.0192 | 3.805 | 4.0597 | 4.4187 | 1.4127e-05
1687 | 0.00026372 | 0.00016551 | 0.0096392 | 2.7462 | 2.8568 | 3.0192 | 3.8269 | 4.0597 | 4.4187 | 0.00069381
1688 | 0.00021426 | 0.00015045 | 0.020608 | 2.7942 | 2.8568 | 3.0192 | 3.9268 | 4.0597 | 4.4187 | 5.0231e-05
1689 | 0.00019127 | 0.00014333 | 0.029139 | 2.8362 | 2.8568 | 3.0192 | 4.0158 | 4.0597 | 4.4187 | 4.8661e-05
1690 | 0.00017619 | 0.00013945 | 0.040496 | 2.8993 | 2.8568 | 3.0192 | 4.1517 | 4.0597 | 4.4187 | 7.8486e-05
1691 | 0.00016937 | 0.0001374 | 0.039 | 2.9365 | 2.8568 | 3.0192 | 4.2333 | 4.0597 | 4.4187 | 9.4183e-05
1692 | 0.00015772 | 0.00013392 | 0.037836 | 2.9872 | 2.8568 | 3.0192 | 4.3464 | 4.0597 | 4.4187 | 0.00021662
1693 | 0.00015516 | 0.00013326 | 0.030801 | 2.9936 | 2.8587 | 3.0192 | 4.3607 | 4.0638 | 4.4187 | 0.00010831
1694 | 0.00014793 | 0.00013102 | 0.027145 | 3.0042 | 2.8587 | 3.0192 | 4.3847 | 4.0638 | 4.4187 | 6.9067e-05
1695 | 0.00012915 | 0.00012474 | 0.019278 | 3.0074 | 2.8587 | 3.0192 | 4.3919 | 4.0638 | 4.4187 | 8.0056e-05
1696 | 0.00013462 | 0.00012679 | 0.0084758 | 2.9747 | 2.8587 | 3.0192 | 4.3182 | 4.0638 | 4.4187 | 7.3777e-05
1697 | 0.00013693 | 0.00012764 | 0.0019389 | 2.9498 | 2.8597 | 3.0192 | 4.2627 | 4.0659 | 4.4187 | 0.00012087
1698 | 0.00013394 | 0.00012666 | 0 | 2.9113 | 2.8597 | 3.0192 | 4.1779 | 4.0659 | 4.4187 | 0.00024174
1699 | 0.00018443 | 0.00014231 | 0 | 2.8718 | 2.8587 | 3.0192 | 4.0921 | 4.0638 | 4.4187 | 0.00032807
1700 | 0.00021558 | 0.00015124 | 0 | 2.8845 | 2.8587 | 3.0192 | 4.1196 | 4.0638 | 4.4187 | 0.00017581
1701 | 0.00022901 | 0.00015479 | 0 | 2.8631 | 2.8587 | 3.0192 | 4.0733 | 4.0638 | 4.4187 | 0.00027156
1702 | 0.00023457 | 0.00015619 | 0 | 2.8506 | 2.8587 | 3.0192 | 4.0464 | 4.0638 | 4.4187 | 0
1703 | 0.00024167 | 0.000159 | 0 | 2.8211 | 2.8587 | 3.0192 | 3.9837 | 4.0638 | 4.4187 | 2.3546e-05
1704 | 0.00025287 | 0.00016213 | 0 | 2.8211 | 2.8587 | 3.0192 | 3.9837 | 4.0638 | 4.4187 | 1.2558e-05
1705 | 0.00026026 | 0.00016452 | 0 | 2.8155 | 2.8587 | 3.0192 | 3.9718 | 4.0638 | 4.4187 | 9.4183e-06
1706 | 0.00026548 | 0.00016406 | 0 | 2.8062 | 2.8597 | 3.0192 | 3.9521 | 4.0659 | 4.4187 | 1.0988e-05
1707 | 0.00027233 | 0.00016781 | 0 | 2.7841 | 2.8597 | 3.0192 | 3.9056 | 4.0659 | 4.4187 | 0
1708 | 0.00027829 | 0.00016879 | 0 | 2.7795 | 2.8597 | 3.0192 | 3.8961 | 4.0659 | 4.4187 | 2.6685e-05
1709 | 0.00028319 | 0.0001705 | 0 | 2.765 | 2.8597 | 3.0192 | 3.8658 | 4.0659 | 4.4187 | 0
1710 | 0.00028964 | 0.00017203 | 0.0016065 | 2.7659 | 2.8616 | 3.0192 | 3.8677 | 4.0701 | 4.4187 | 1.0988e-05
1711 | 0.00026376 | 0.0001652 | 0.007534 | 2.7479 | 2.8616 | 3.0192 | 3.8306 | 4.0701 | 4.4187 | 0.00062632
1712 | 0.0002152 | 0.00015066 | 0.017616 | 2.7923 | 2.8616 | 3.0192 | 3.9229 | 4.0701 | 4.4187 | 6.7498e-05
1713 | 0.00019206 | 0.00014347 | 0.021605 | 2.8362 | 2.8616 | 3.0192 | 4.0158 | 4.0701 | 4.4187 | 0.00012087
1714 | 0.00017758 | 0.00013988 | 0.028086 | 2.8602 | 2.8626 | 3.0192 | 4.067 | 4.0722 | 4.4187 | 6.4358e-05
1715 | 0.00016875 | 0.00013654 | 0.030912 | 2.9083 | 2.8626 | 3.0192 | 4.1713 | 4.0722 | 4.4187 | 8.6334e-05
1716 | 0.00015866 | 0.00013427 | 0.030413 | 2.9294 | 2.8626 | 3.0192 | 4.2176 | 4.0722 | 4.4187 | 0.00017424
1717 | 0.00015033 | 0.00013175 | 0.025206 | 2.9611 | 2.8626 | 3.0192 | 4.288 | 4.0722 | 4.4187 | 6.1219e-05
1718 | 0.00013782 | 0.00012794 | 0.019057 | 2.9715 | 2.8626 | 3.0192 | 4.3112 | 4.0722 | 4.4187 | 5.8079e-05
1719 | 0.00012264 | 0.00012264 | 0.012963 | 2.9426 | 2.8626 | 3.0192 | 4.2468 | 4.0722 | 4.4187 | 0.00011459
1720 | 0.00011644 | 0.00012121 | 0.0062045 | 2.9416 | 2.8616 | 3.0192 | 4.2446 | 4.0701 | 4.4187 | 3.9243e-05
1721 | 0.00013916 | 0.00012782 | 0.00099715 | 2.9264 | 2.8616 | 3.0192 | 4.211 | 4.0701 | 4.4187 | 0.00012401
1722 | 0.00012682 | 0.00012166 | 0 | 2.9073 | 2.8616 | 3.0192 | 4.1691 | 4.0701 | 4.4187 | 0.00038301
1723 | 0.00017726 | 0.00013993 | 0 | 2.8738 | 2.8616 | 3.0192 | 4.0963 | 4.0701 | 4.4187 | 0.00021976
1724 | 0.00020428 | 0.00014809 | 0 | 2.8747 | 2.8626 | 3.0192 | 4.0984 | 4.0722 | 4.4187 | 0.00013813
1725 | 0.00021975 | 0.00015129 | 0 | 2.8626 | 2.8626 | 3.0192 | 4.0722 | 4.0722 | 4.4187 | 0.00027313
1726 | 0.00022208 | 0.00015243 | 0 | 2.842 | 2.8635 | 3.0192 | 4.028 | 4.0742 | 4.4187 | 2.3546e-05
1727 | 0.00023087 | 0.00015518 | 0 | 2.8296 | 2.8626 | 3.0192 | 4.0017 | 4.0722 | 4.4187 | 1.5697e-05
1728 | 0.00024172 | 0.00015844 | 0 | 2.8183 | 2.8626 | 3.0192 | 3.9777 | 4.0722 | 4.4187 | 0
1729 | 0.00024765 | 0.00016051 | 0 | 2.7914 | 2.8635 | 3.0192 | 3.921 | 4.0742 | 4.4187 | 0
1730 | 0.00025348 | 0.00016243 | 0 | 2.7886 | 2.8635 | 3.0192 | 3.9152 | 4.0742 | 4.4187 | 1.2558e-05
1731 | 0.00025918 | 0.00016308 | 0 | 2.7923 | 2.8635 | 3.0192 | 3.9229 | 4.0742 | 4.4187 | 9.4183e-06
1732 | 0.00026406 | 0.00016459 | 0 | 2.7768 | 2.8635 | 3.0192 | 3.8904 | 4.0742 | 4.4187 | 1.2558e-05
1733 | 0.00026748 | 0.00016626 | 0 | 2.7822 | 2.8635 | 3.0192 | 3.9018 | 4.0742 | 4.4187 | 3.2964e-05
1734 | 0.00027195 | 0.00016695 | 0.0018835 | 2.7777 | 2.8635 | 3.0192 | 3.8923 | 4.0742 | 4.4187 | 0
1735 | 0.00025051 | 0.00016147 | 0.0077002 | 2.823 | 2.8635 | 3.0192 | 3.9877 | 4.0742 | 4.4187 | 0.00066399
1736 | 0.00019912 | 0.00014622 | 0.014237 | 2.8515 | 2.8635 | 3.0192 | 4.0484 | 4.0742 | 4.4187 | 3.1394e-05
1737 | 0.00017864 | 0.00014021 | 0.018392 | 2.8964 | 2.8635 | 3.0192 | 4.1453 | 4.0742 | 4.4187 | 6.4358e-05
1738 | 0.00016844 | 0.00013703 | 0.027865 | 2.9674 | 2.8635 | 3.0192 | 4.3018 | 4.0742 | 4.4187 | 0.00010831
1739 | 0.00016629 | 0.00013532 | 0.038889 | 3.0332 | 2.8635 | 3.0192 | 4.4508 | 4.0742 | 4.4187 | 1.4127e-05
1740 | 0.0001639 | 0.00013569 | 0.038169 | 3.0896 | 2.8635 | 3.0192 | 4.5812 | 4.0742 | 4.4187 | 0.00021976
1741 | 0.00015562 | 0.00013322 | 0.031798 | 3.0762 | 2.8635 | 3.0192 | 4.5498 | 4.0742 | 4.4187 | 3.4534e-05
1742 | 0.00014208 | 0.00012871 | 0.022381 | 3.0998 | 2.8645 | 3.0192 | 4.605 | 4.0763 | 4.4187 | 2.8255e-05
1743 | 0.00013089 | 0.00012527 | 0.017229 | 3.0851 | 2.8645 | 3.0192 | 4.5707 | 4.0763 | 4.4187 | 7.8486e-05
1744 | 0.0001168 | 0.0001206 | 0.0084204 | 3.0606 | 2.8645 | 3.0192 | 4.5138 | 4.0763 | 4.4187 | 3.9243e-05
1745 | 0.00012374 | 0.00012313 | 0.0016065 | 3.0408 | 2.8645 | 3.0192 | 4.4682 | 4.0763 | 4.4187 | 5.337e-05
1746 | 0.00011722 | 0.00012125 | 0 | 3.0074 | 2.8645 | 3.0192 | 4.3919 | 4.0763 | 4.4187 | 0.00029354
1747 | 0.0001724 | 0.00013719 | 0 | 2.9862 | 2.8645 | 3.0192 | 4.344 | 4.0763 | 4.4187 | 0.00026214
1748 | 0.00020799 | 0.0001485 | 0 | 2.9684 | 2.8645 | 3.0192 | 4.3042 | 4.0763 | 4.4187 | 0.0001711
1749 | 0.00022649 | 0.00015105 | 0 | 2.9416 | 2.8645 | 3.0192 | 4.2446 | 4.0763 | 4.4187 | 0.00024802
1750 | 0.00022807 | 0.00015464 | 0 | 2.8816 | 2.8645 | 3.0192 | 4.1132 | 4.0763 | 4.4187 | 1.4127e-05
1751 | 0.00023564 | 0.00015722 | 0 | 2.8602 | 2.8655 | 3.0192 | 4.067 | 4.0784 | 4.4187 | 1.4127e-05
1752 | 0.00024695 | 0.00015969 | 0 | 2.8515 | 2.8655 | 3.0192 | 4.0484 | 4.0784 | 4.4187 | 2.8255e-05
1753 | 0.00025465 | 0.00016271 | 0 | 2.8544 | 2.8655 | 3.0192 | 4.0546 | 4.0784 | 4.4187 | 2.6685e-05
1754 | 0.00026493 | 0.00016614 | 0 | 2.8429 | 2.8655 | 3.0192 | 4.03 | 4.0784 | 4.4187 | 0
1755 | 0.0002697 | 0.00016762 | 0 | 2.8381 | 2.8655 | 3.0192 | 4.0198 | 4.0784 | 4.4187 | 9.4183e-06
1756 | 0.00027399 | 0.00016887 | 0 | 2.824 | 2.8655 | 3.0192 | 3.9897 | 4.0784 | 4.4187 | 0
1757 | 0.00027992 | 0.00017074 | 0 | 2.8249 | 2.8665 | 3.0192 | 3.9917 | 4.0805 | 4.4187 | 4.5522e-05
1758 | 0.00028618 | 0.0001719 | 0.0023267 | 2.8062 | 2.8665 | 3.0192 | 3.9521 | 4.0805 | 4.4187 | 4.2382e-05
1759 | 0.0002571 | 0.00016338 | 0.010581 | 2.84 | 2.8665 | 3.0192 | 4.0239 | 4.0805 | 4.4187 | 0.00068597
1760 | 0.00021867 | 0.00015194 | 0.016785 | 2.8924 | 2.8665 | 3.0192 | 4.1367 | 4.0805 | 4.4187 | 5.8079e-05
1761 | 0.00019294 | 0.00014437 | 0.028474 | 2.9539 | 2.8665 | 3.0192 | 4.2719 | 4.0805 | 4.4187 | 8.4765e-05
1762 | 0.00017601 | 0.00013888 | 0.032131 | 2.9936 | 2.8665 | 3.0192 | 4.3607 | 4.0805 | 4.4187 | 0.000135
1763 | 0.0001703 | 0.00013719 | 0.028086 | 2.9736 | 2.8674 | 3.0192 | 4.3158 | 4.0826 | 4.4187 | 0.00011773
1764 | 0.00015196 | 0.00013171 | 0.035399 | 2.9904 | 2.8674 | 3.0192 | 4.3535 | 4.0826 | 4.4187 | 0.00031394
1765 | 0.00011909 | 0.00012132 | 0.037559 | 3.0387 | 2.8674 | 3.0192 | 4.4632 | 4.0826 | 4.4187 | 0.00012872
1766 | 0.00010345 | 0.00011648 | 0.03202 | 3.0584 | 2.8674 | 3.0192 | 4.5087 | 4.0826 | 4.4187 | 9.2613e-05
1767 | 9.0531e-05 | 0.00011247 | 0.023932 | 3.065 | 2.8674 | 3.0192 | 4.524 | 4.0826 | 4.4187 | 6.1219e-05
1768 | 8.1644e-05 | 0.00010431 | 0.012298 | 3.0256 | 2.8694 | 3.0192 | 4.4334 | 4.0868 | 4.4187 | 0.00010674
1769 | 9.4929e-05 | 0.00011019 | 0.0021605 | 2.982 | 2.8694 | 3.0192 | 4.3346 | 4.0868 | 4.4187 | 0.00010517
1770 | 8.068e-05 | 0.00010918 | 0 | 2.9436 | 2.8694 | 3.0192 | 4.2491 | 4.0868 | 4.4187 | 0.00019151
1771 | 0.0001133 | 0.0001224 | 0 | 2.9023 | 2.8684 | 3.0192 | 4.1582 | 4.0847 | 4.4187 | 0.00024802
1772 | 0.00015974 | 0.00013163 | 0 | 2.9013 | 2.8684 | 3.0192 | 4.1561 | 4.0847 | 4.4187 | 0.00028098
1773 | 0.00018301 | 0.00014042 | 0 | 2.8885 | 2.8674 | 3.0192 | 4.1281 | 4.0826 | 4.4187 | 0.00031237
1774 | 0.00019955 | 0.0001459 | 0 | 2.8602 | 2.8703 | 3.0192 | 4.067 | 4.0889 | 4.4187 | 2.3546e-05
1775 | 0.00021883 | 0.00015147 | 0 | 2.8467 | 2.8703 | 3.0192 | 4.0382 | 4.0889 | 4.4187 | 2.6685e-05
1776 | 0.00024077 | 0.0001582 | 0 | 2.8353 | 2.8703 | 3.0192 | 4.0138 | 4.0889 | 4.4187 | 0
1777 | 0.00025033 | 0.00016097 | 0 | 2.8221 | 2.8703 | 3.0192 | 3.9857 | 4.0889 | 4.4187 | 1.4127e-05
1778 | 0.0002561 | 0.00016317 | 0 | 2.8146 | 2.8703 | 3.0192 | 3.9698 | 4.0889 | 4.4187 | 2.9825e-05
1779 | 0.00026567 | 0.00016432 | 0 | 2.8053 | 2.8703 | 3.0192 | 3.9501 | 4.0889 | 4.4187 | 5.9649e-05
1780 | 0.00027389 | 0.00016835 | 0 | 2.796 | 2.8703 | 3.0192 | 3.9307 | 4.0889 | 4.4187 | 0
1781 | 0.00028468 | 0.00017111 | 0 | 2.7997 | 2.8723 | 3.0192 | 3.9384 | 4.0931 | 4.4187 | 5.0231e-05
1782 | 0.00029146 | 0.00017291 | 0.0019943 | 2.8034 | 2.8723 | 3.0192 | 3.9462 | 4.0931 | 4.4187 | 4.3952e-05
1783 | 0.00025717 | 0.00016319 | 0.0067585 | 2.824 | 2.8723 | 3.0192 | 3.9897 | 4.0931 | 4.4187 | 0.00040656
1784 | 0.00020976 | 0.00014866 | 0.013406 | 2.8592 | 2.8733 | 3.0192 | 4.0649 | 4.0952 | 4.4187 | 0.00077858
1785 | 0.00019727 | 0.00014551 | 0.02227 | 2.9254 | 2.8733 | 3.0192 | 4.2087 | 4.0952 | 4.4187 | 9.1044e-05
1786 | 0.00017328 | 0.00013801 | 0.0272 | 2.9488 | 2.8733 | 3.0192 | 4.2605 | 4.0952 | 4.4187 | 0.00012401
1787 | 0.00015089 | 0.00013048 | 0.032297 | 2.9957 | 2.8752 | 3.0192 | 4.3655 | 4.0994 | 4.4187 | 6.5928e-05
1788 | 0.00013909 | 0.0001279 | 0.029084 | 3.0031 | 2.8742 | 3.0192 | 4.3823 | 4.0973 | 4.4187 | 2.1976e-05
1789 | 0.00015196 | 0.00013179 | 0.026757 | 3.0518 | 2.8742 | 3.0192 | 4.4934 | 4.0973 | 4.4187 | 0.00016482
1790 | 0.00012505 | 0.00012339 | 0.02648 | 3.0706 | 2.8742 | 3.0192 | 4.5369 | 4.0973 | 4.4187 | 7.0637e-05
1791 | 0.00010826 | 0.00011838 | 0.016453 | 3.0896 | 2.8742 | 3.0192 | 4.5812 | 4.0973 | 4.4187 | 0.00027156
1792 | 9.8144e-05 | 0.00011503 | 0.0065369 | 3.0463 | 2.8742 | 3.0192 | 4.4808 | 4.0973 | 4.4187 | 0.00029197
1793 | 9.3643e-05 | 0.00011339 | 0.0017727 | 3.0159 | 2.8742 | 3.0192 | 4.4114 | 4.0973 | 4.4187 | 0
1794 | 9.7605e-05 | 0.00011357 | 0 | 2.9862 | 2.8742 | 3.0192 | 4.344 | 4.0973 | 4.4187 | 3.1394e-05
1795 | 0.0001395 | 0.00012612 | 0 | 2.9663 | 2.8742 | 3.0192 | 4.2995 | 4.0973 | 4.4187 | 0.00010517
1796 | 0.00019398 | 0.00014499 | 0 | 2.9457 | 2.8742 | 3.0192 | 4.2536 | 4.0973 | 4.4187 | 0.00025272
1797 | 0.00019772 | 0.00014546 | 0 | 2.9153 | 2.8752 | 3.0192 | 4.1866 | 4.0994 | 4.4187 | 0.00016482
1798 | 0.00020619 | 0.00014678 | 0 | 2.8845 | 2.8752 | 3.0192 | 4.1196 | 4.0994 | 4.4187 | 0.00021034
1799 | 0.0002186 | 0.00015021 | 0 | 2.8486 | 2.8752 | 3.0192 | 4.0423 | 4.0994 | 4.4187 | 0
1800 | 0.00023293 | 0.00015532 | 0 | 2.7997 | 2.8752 | 3.0192 | 3.9384 | 4.0994 | 4.4187 | 0
1801 | 0.00024275 | 0.00015868 | 0 | 2.796 | 2.8762 | 3.0192 | 3.9307 | 4.1015 | 4.4187 | 4.5522e-05
1802 | 0.0002498 | 0.00016043 | 0 | 2.8006 | 2.8762 | 3.0192 | 3.9404 | 4.1015 | 4.4187 | 4.0813e-05
1803 | 0.00025671 | 0.00015791 | 0 | 2.8202 | 2.8782 | 3.0192 | 3.9817 | 4.1058 | 4.4187 | 0
1804 | 0.00026114 | 0.0001648 | 0 | 2.7988 | 2.8782 | 3.0192 | 3.9365 | 4.1058 | 4.4187 | 0
1805 | 0.00026588 | 0.00016623 | 0 | 2.7804 | 2.8791 | 3.0192 | 3.898 | 4.1079 | 4.4187 | 1.2558e-05
1806 | 0.00027827 | 0.00016859 | 0.0026037 | 2.7677 | 2.8782 | 3.0192 | 3.8715 | 4.1058 | 4.4187 | 2.9825e-05
1807 | 0.00023724 | 0.00015713 | 0.0093622 | 2.7978 | 2.8791 | 3.0192 | 3.9345 | 4.1079 | 4.4187 | 0.00058707
1808 | 0.0002096 | 0.00014908 | 0.016564 | 2.841 | 2.8791 | 3.0192 | 4.0259 | 4.1079 | 4.4187 | 0.00067341
1809 | 0.00016488 | 0.00013542 | 0.02443 | 2.8934 | 2.8791 | 3.0192 | 4.1388 | 4.1079 | 4.4187 | 9.8892e-05
1810 | 0.00014655 | 0.00012974 | 0.031577 | 2.9591 | 2.8791 | 3.0192 | 4.2834 | 4.1079 | 4.4187 | 5.8079e-05
1811 | 0.00014274 | 0.0001288 | 0.032241 | 2.9872 | 2.8791 | 3.0192 | 4.3464 | 4.1079 | 4.4187 | 0.00010046
1812 | 0.0001295 | 0.00012434 | 0.039831 | 3.03 | 2.8791 | 3.0192 | 4.4433 | 4.1079 | 4.4187 | 9.5753e-05
1813 | 0.00012621 | 0.00012381 | 0.039831 | 3.0452 | 2.8791 | 3.0192 | 4.4783 | 4.1079 | 4.4187 | 0.00010046
1814 | 0.00012391 | 0.00012288 | 0.026258 | 3.0354 | 2.8801 | 3.0192 | 4.4557 | 4.11 | 4.4187 | 8.4765e-05
1815 | 9.4647e-05 | 0.0001134 | 0.022048 | 3.0224 | 2.8801 | 3.0192 | 4.426 | 4.11 | 4.4187 | 0.00031237
1816 | 8.1773e-05 | 0.000109 | 0.013129 | 3.0052 | 2.8801 | 3.0192 | 4.3871 | 4.11 | 4.4187 | 0.00028726
1817 | 7.4389e-05 | 0.00010721 | 0.0026591 | 2.9601 | 2.8811 | 3.0192 | 4.2857 | 4.1121 | 4.4187 | 5.337e-05
1818 | 7.5884e-05 | 0.00010766 | 0 | 2.9073 | 2.8811 | 3.0192 | 4.1691 | 4.1121 | 4.4187 | 2.5115e-05
1819 | 0.00013223 | 0.00012454 | 0 | 2.8757 | 2.8801 | 3.0192 | 4.1005 | 4.11 | 4.4187 | 1.4127e-05
1820 | 0.00016269 | 0.00013498 | 0 | 2.8467 | 2.8801 | 3.0192 | 4.0382 | 4.11 | 4.4187 | 0.00020877
1821 | 0.00018013 | 0.00013947 | 0 | 2.8372 | 2.8801 | 3.0192 | 4.0178 | 4.11 | 4.4187 | 0.00021976
1822 | 0.00019856 | 0.00014182 | 0 | 2.8071 | 2.8801 | 3.0192 | 3.9541 | 4.11 | 4.4187 | 0.00015383
1823 | 0.00021344 | 0.00014535 | 0 | 2.7813 | 2.8791 | 3.0192 | 3.8999 | 4.1079 | 4.4187 | 1.5697e-05
1824 | 0.00022367 | 0.00015343 | 0 | 2.7435 | 2.8801 | 3.0192 | 3.8214 | 4.11 | 4.4187 | 0
1825 | 0.00023955 | 0.00015786 | 0 | 2.7154 | 2.8791 | 3.0192 | 3.7636 | 4.1079 | 4.4187 | 0
1826 | 0.00024863 | 0.00015893 | 0 | 2.7136 | 2.8811 | 3.0192 | 3.7601 | 4.1121 | 4.4187 | 1.2558e-05
1827 | 0.00025801 | 0.00016376 | 0 | 2.7119 | 2.8801 | 3.0192 | 3.7565 | 4.11 | 4.4187 | 1.5697e-05
1828 | 0.00026794 | 0.00016676 | 0 | 2.6895 | 2.8801 | 3.0192 | 3.7111 | 4.11 | 4.4187 | 2.3546e-05
1829 | 0.0002783 | 0.00016979 | 0 | 2.6955 | 2.8811 | 3.0192 | 3.7232 | 4.1121 | 4.4187 | 5.8079e-05
1830 | 0.00029243 | 0.00017405 | 0.0024375 | 2.6776 | 2.8811 | 3.0192 | 3.6871 | 4.1121 | 4.4187 | 1.2558e-05
1831 | 0.0002526 | 0.00016154 | 0.01191 | 2.7188 | 2.8821 | 3.0192 | 3.7708 | 4.1143 | 4.4187 | 0.00059806
1832 | 0.00019469 | 0.00014399 | 0.022824 | 2.8372 | 2.8821 | 3.0192 | 4.0178 | 4.1143 | 4.4187 | 0.00016639
1833 | 0.00016312 | 0.00013452 | 0.029084 | 2.9033 | 2.8821 | 3.0192 | 4.1604 | 4.1143 | 4.4187 | 0.00013657
1834 | 0.00012566 | 0.00012329 | 0.04044 | 2.9591 | 2.8821 | 3.0192 | 4.2834 | 4.1143 | 4.4187 | 6.1219e-05
1835 | 0.00010034 | 0.00011532 | 0.042434 | 2.9989 | 2.8831 | 3.0192 | 4.3726 | 4.1164 | 4.4187 | 2.1976e-05
1836 | 8.8416e-05 | 0.00011198 | 0.042878 | 3.0661 | 2.884 | 3.0192 | 4.5266 | 4.1185 | 4.4187 | 0.00020092
1837 | 7.5957e-05 | 0.00010849 | 0.038003 | 3.0998 | 2.8831 | 3.0192 | 4.605 | 4.1164 | 4.4187 | 7.5346e-05
1838 | 5.9992e-05 | 0.00010237 | 0.024541 | 3.0762 | 2.8831 | 3.0192 | 4.5498 | 4.1164 | 4.4187 | 0.00013029
1839 | 5.2139e-05 | 9.5894e-05 | 0.019832 | 3.084 | 2.8831 | 3.0192 | 4.5681 | 4.1164 | 4.4187 | 9.2613e-05
1840 | 6.7734e-05 | 0.00010131 | 0.012686 | 3.0964 | 2.8831 | 3.0192 | 4.5971 | 4.1164 | 4.4187 | 3.9243e-05
1841 | 5.0362e-05 | 9.9856e-05 | 0.0030469 | 3.0518 | 2.8831 | 3.0192 | 4.4934 | 4.1164 | 4.4187 | 2.1976e-05
1842 | 6.1241e-05 | 0.00010399 | 0 | 2.9788 | 2.8831 | 3.0192 | 4.3275 | 4.1164 | 4.4187 | 0.00028569
1843 | 8.0122e-05 | 0.00011685 | 0 | 2.9365 | 2.8831 | 3.0192 | 4.2333 | 4.1164 | 4.4187 | 0.00026057
1844 | 0.00010909 | 0.00012019 | 0 | 2.867 | 2.8831 | 3.0192 | 4.0816 | 4.1164 | 4.4187 | 0.0003579
1845 | 0.00012253 | 0.00012284 | 0 | 2.8249 | 2.8831 | 3.0192 | 3.9917 | 4.1164 | 4.4187 | 0.00028255
1846 | 0.00014223 | 0.00012886 | 0 | 2.8034 | 2.884 | 3.0192 | 3.9462 | 4.1185 | 4.4187 | 1.2558e-05
1847 | 0.00016572 | 0.00013368 | 0 | 2.7786 | 2.8811 | 3.0192 | 3.8942 | 4.1121 | 4.4187 | 0
1848 | 0.00018681 | 0.00013863 | 0 | 2.7659 | 2.8811 | 3.0192 | 3.8677 | 4.1121 | 4.4187 | 0
1849 | 0.00020465 | 0.000147 | 0 | 2.7777 | 2.8801 | 3.0192 | 3.8923 | 4.11 | 4.4187 | 2.3546e-05
1850 | 0.00021979 | 0.00015208 | 0 | 2.7587 | 2.8811 | 3.0192 | 3.8528 | 4.1121 | 4.4187 | 9.4183e-06
1851 | 0.00023211 | 0.00015596 | 0 | 2.7623 | 2.8826 | 3.0192 | 3.8602 | 4.1153 | 4.4187 | 0
1852 | 0.00024268 | 0.00015925 | 0 | 2.7506 | 2.884 | 3.0192 | 3.8361 | 4.1185 | 4.4187 | 1.2558e-05
1853 | 0.00025075 | 0.00016172 | 0 | 2.7578 | 2.885 | 3.0192 | 3.8509 | 4.1207 | 4.4187 | 0
1854 | 0.00026136 | 0.00016111 | 0.0022159 | 2.7677 | 2.885 | 3.0192 | 3.8715 | 4.1207 | 4.4187 | 0
1855 | 0.00023077 | 0.00015459 | 0.0077556 | 2.8034 | 2.885 | 3.0192 | 3.9462 | 4.1207 | 4.4187 | 0.00064986
1856 | 0.00015622 | 0.00013231 | 0.016342 | 2.864 | 2.885 | 3.0192 | 4.0753 | 4.1207 | 4.4187 | 5.0231e-05
1857 | 0.00011519 | 0.0001203 | 0.020497 | 2.9284 | 2.885 | 3.0192 | 4.2154 | 4.1207 | 4.4187 | 0.00013186
1858 | 8.6389e-05 | 0.00011086 | 0.025372 | 2.958 | 2.885 | 3.0192 | 4.2811 | 4.1207 | 4.4187 | 0.00013813
1859 | 8.0381e-05 | 0.00010972 | 0.035787 | 3.0224 | 2.885 | 3.0192 | 4.426 | 4.1207 | 4.4187 | 0.00010831
1860 | 7.7348e-05 | 0.00010838 | 0.037282 | 3.0851 | 2.885 | 3.0192 | 4.5707 | 4.1207 | 4.4187 | 0.00026999
1861 | 7.6287e-05 | 0.00010695 | 0.031189 | 3.1238 | 2.885 | 3.0192 | 4.6616 | 4.1207 | 4.4187 | 0.00010203
1862 | 7.1711e-05 | 0.00010335 | 0.023599 | 3.133 | 2.885 | 3.0192 | 4.6835 | 4.1207 | 4.4187 | 8.7904e-05
1863 | 4.9995e-05 | 9.6086e-05 | 0.016785 | 3.1482 | 2.885 | 3.0192 | 4.7195 | 4.1207 | 4.4187 | 0.00011616
1864 | 3.8447e-05 | 9.5659e-05 | 0.0080326 | 3.1261 | 2.885 | 3.0192 | 4.667 | 4.1207 | 4.4187 | 2.6685e-05
1865 | 5.1174e-05 | 0.0001033 | 0.0020497 | 3.0964 | 2.886 | 3.0192 | 4.5971 | 4.1228 | 4.4187 | 0.00012558
1866 | 4.2386e-05 | 0.0001015 | 0 | 3.0343 | 2.885 | 3.0192 | 4.4532 | 4.1207 | 4.4187 | 0.00026999
1867 | 6.0026e-05 | 0.00010954 | 0 | 2.9705 | 2.885 | 3.0192 | 4.3088 | 4.1207 | 4.4187 | 0.00034534
1868 | 8.4491e-05 | 0.00011675 | 0 | 2.9375 | 2.885 | 3.0192 | 4.2356 | 4.1207 | 4.4187 | 0.00026214
1869 | 9.1934e-05 | 0.00011512 | 0 | 2.8826 | 2.885 | 3.0192 | 4.1153 | 4.1207 | 4.4187 | 0.00020092
1870 | 0.00010505 | 0.0001158 | 0 | 2.8631 | 2.885 | 3.0192 | 4.0733 | 4.1207 | 4.4187 | 1.5697e-05
1871 | 0.00012582 | 0.00012462 | 0 | 2.8534 | 2.885 | 3.0192 | 4.0525 | 4.1207 | 4.4187 | 1.2558e-05
1872 | 0.00015142 | 0.00013192 | 0 | 2.808 | 2.885 | 3.0192 | 3.956 | 4.1207 | 4.4187 | 1.5697e-05
1873 | 0.00016845 | 0.0001375 | 0 | 2.7786 | 2.885 | 3.0192 | 3.8942 | 4.1207 | 4.4187 | 1.2558e-05
1874 | 0.00018442 | 0.0001412 | 0 | 2.7524 | 2.886 | 3.0192 | 3.8398 | 4.1228 | 4.4187 | 1.0988e-05
1875 | 0.00019984 | 0.00014709 | 0 | 2.7578 | 2.885 | 3.0192 | 3.8509 | 4.1207 | 4.4187 | 0
1876 | 0.00021334 | 0.00015111 | 0 | 2.7285 | 2.887 | 3.0192 | 3.7905 | 4.1249 | 4.4187 | 0
1877 | 0.00022664 | 0.00015498 | 0 | 2.7093 | 2.887 | 3.0192 | 3.7512 | 4.1249 | 4.4187 | 1.2558e-05
1878 | 0.00024159 | 0.00015909 | 0.0033238 | 2.7223 | 2.887 | 3.0192 | 3.7779 | 4.1249 | 4.4187 | 0
1879 | 0.00020778 | 0.000148 | 0.011633 | 2.7831 | 2.887 | 3.0192 | 3.9037 | 4.1249 | 4.4187 | 0.00050074
1880 | 0.00014607 | 0.00012991 | 0.021771 | 2.8544 | 2.888 | 3.0192 | 4.0546 | 4.1271 | 4.4187 | 5.1801e-05
1881 | 0.00011689 | 0.00012094 | 0.034734 | 2.9153 | 2.888 | 3.0192 | 4.1866 | 4.1271 | 4.4187 | 3.2964e-05
1882 | 9.6466e-05 | 0.00011387 | 0.035288 | 2.9883 | 2.888 | 3.0192 | 4.3488 | 4.1271 | 4.4187 | 8.9474e-05
1883 | 0.00010391 | 0.00011666 | 0.039609 | 3.0278 | 2.888 | 3.0192 | 4.4384 | 4.1271 | 4.4187 | 6.1219e-05
1884 | 9.0858e-05 | 0.00011356 | 0.039886 | 3.0452 | 2.887 | 3.0192 | 4.4783 | 4.1249 | 4.4187 | 0.00014441
1885 | 9.0461e-05 | 0.00011393 | 0.039277 | 3.0863 | 2.888 | 3.0192 | 4.5733 | 4.1271 | 4.4187 | 6.1219e-05
1886 | 8.2816e-05 | 0.00011158 | 0.026258 | 3.0728 | 2.888 | 3.0192 | 4.542 | 4.1271 | 4.4187 | 8.3195e-05
1887 | 7.2573e-05 | 0.00010612 | 0.019888 | 3.0595 | 2.888 | 3.0192 | 4.5112 | 4.1271 | 4.4187 | 0.00010674
1888 | 8.1121e-05 | 0.0001074 | 0.013572 | 3.0474 | 2.888 | 3.0192 | 4.4833 | 4.1271 | 4.4187 | 6.5928e-05
1889 | 7.2915e-05 | 0.00010896 | 0.0038224 | 2.9915 | 2.888 | 3.0192 | 4.3559 | 4.1271 | 4.4187 | 0.00011459
1890 | 6.8147e-05 | 0.00010809 | 0 | 2.9324 | 2.888 | 3.0192 | 4.2243 | 4.1271 | 4.4187 | 0.00023075
1891 | 9.789e-05 | 0.00011864 | 0 | 2.8786 | 2.888 | 3.0192 | 4.1068 | 4.1271 | 4.4187 | 0.00027156
1892 | 0.00013094 | 0.00012656 | 0 | 2.8563 | 2.888 | 3.0192 | 4.0587 | 4.1271 | 4.4187 | 0.00032336
1893 | 0.00014952 | 0.00013197 | 0 | 2.8193 | 2.888 | 3.0192 | 3.9797 | 4.1271 | 4.4187 | 0.00034063
1894 | 0.00016723 | 0.00013717 | 0 | 2.8034 | 2.888 | 3.0192 | 3.9462 | 4.1271 | 4.4187 | 1.4127e-05
1895 | 0.00017972 | 0.00014066 | 0 | 2.7942 | 2.888 | 3.0192 | 3.9268 | 4.1271 | 4.4187 | 1.2558e-05
1896 | 0.00019413 | 0.00014355 | 0 | 2.7795 | 2.888 | 3.0192 | 3.8961 | 4.1271 | 4.4187 | 1.2558e-05
1897 | 0.00020549 | 0.00014705 | 0 | 2.7795 | 2.888 | 3.0192 | 3.8961 | 4.1271 | 4.4187 | 0
1898 | 0.00021412 | 0.00015033 | 0 | 2.7731 | 2.889 | 3.0192 | 3.8828 | 4.1292 | 4.4187 | 4.0813e-05
1899 | 0.00022067 | 0.00015222 | 0 | 2.765 | 2.89 | 3.0192 | 3.8658 | 4.1313 | 4.4187 | 0
1900 | 0.00022912 | 0.00015486 | 0 | 2.7758 | 2.8909 | 3.0192 | 3.8885 | 4.1335 | 4.4187 | 0
1901 | 0.00023881 | 0.00015778 | 0 | 2.7668 | 2.8909 | 3.0192 | 3.8696 | 4.1335 | 4.4187 | 0
1902 | 0.00026679 | 0.00016548 | 0.0024375 | 2.7677 | 2.8909 | 3.0192 | 3.8715 | 4.1335 | 4.4187 | 0
1903 | 0.00022213 | 0.00015177 | 0.008919 | 2.8108 | 2.8909 | 3.0192 | 3.9619 | 4.1335 | 4.4187 | 0.00060591
1904 | 0.00017327 | 0.0001376 | 0.017893 | 2.8611 | 2.8909 | 3.0192 | 4.0691 | 4.1335 | 4.4187 | 9.4183e-05
1905 | 0.00015135 | 0.0001311 | 0.025206 | 2.9153 | 2.8919 | 3.0192 | 4.1866 | 4.1356 | 4.4187 | 7.6916e-05
1906 | 0.00010954 | 0.00011775 | 0.03346 | 2.9642 | 2.8909 | 3.0192 | 4.2949 | 4.1335 | 4.4187 | 0.00013657
1907 | 9.9359e-05 | 0.00011505 | 0.035233 | 3.0084 | 2.8909 | 3.0192 | 4.3943 | 4.1335 | 4.4187 | 4.3952e-05
1908 | 9.8747e-05 | 0.00011537 | 0.034457 | 3.0474 | 2.8919 | 3.0192 | 4.4833 | 4.1356 | 4.4187 | 0.00017895
1909 | 9.6171e-05 | 0.00011438 | 0.029416 | 3.0762 | 2.8919 | 3.0192 | 4.5498 | 4.1356 | 4.4187 | 7.8486e-05
1910 | 7.7289e-05 | 0.00010775 | 0.020996 | 3.0818 | 2.8919 | 3.0192 | 4.5628 | 4.1356 | 4.4187 | 4.0813e-05
1911 | 6.5209e-05 | 0.00010427 | 0.016176 | 3.0684 | 2.8929 | 3.0192 | 4.5317 | 4.1378 | 4.4187 | 4.0813e-05
1912 | 5.7305e-05 | 0.00010116 | 0.0077002 | 3.0518 | 2.8929 | 3.0192 | 4.4934 | 4.1378 | 4.4187 | 5.9649e-05
1913 | 5.6191e-05 | 0.0001 | 0.0020497 | 3.0159 | 2.8929 | 3.0192 | 4.4114 | 4.1378 | 4.4187 | 6.5928e-05
1914 | 5.8584e-05 | 0.00010329 | 5.5397e-05 | 2.9841 | 2.8929 | 3.0192 | 4.3393 | 4.1378 | 4.4187 | 0.00027313
1915 | 0.00011379 | 0.00012215 | 0 | 2.956 | 2.8929 | 3.0192 | 4.2765 | 4.1378 | 4.4187 | 0.00024958
1916 | 0.00015094 | 0.00013027 | 0 | 2.9436 | 2.8929 | 3.0192 | 4.2491 | 4.1378 | 4.4187 | 0.00021662
1917 | 0.0001763 | 0.00013883 | 0 | 2.9223 | 2.8929 | 3.0192 | 4.2021 | 4.1378 | 4.4187 | 0.0003108
1918 | 0.00018684 | 0.00014224 | 0 | 2.9073 | 2.8929 | 3.0192 | 4.1691 | 4.1378 | 4.4187 | 0
1919 | 0.00018708 | 0.00014201 | 0 | 2.8894 | 2.8939 | 3.0192 | 4.1302 | 4.1399 | 4.4187 | 0
1920 | 0.00019815 | 0.00014555 | 0 | 2.8786 | 2.8939 | 3.0192 | 4.1068 | 4.1399 | 4.4187 | 0
1921 | 0.00020983 | 0.00014903 | 0 | 2.8611 | 2.8939 | 3.0192 | 4.0691 | 4.1399 | 4.4187 | 1.0988e-05
1922 | 0.00021437 | 0.00014985 | 0 | 2.8573 | 2.8939 | 3.0192 | 4.0608 | 4.1399 | 4.4187 | 0
1923 | 0.00021954 | 0.00015161 | 0 | 2.8525 | 2.8939 | 3.0192 | 4.0505 | 4.1399 | 4.4187 | 1.2558e-05
1924 | 0.00022608 | 0.00015397 | 0 | 2.8621 | 2.8939 | 3.0192 | 4.0712 | 4.1399 | 4.4187 | 3.1394e-05
1925 | 0.00023355 | 0.00015461 | 0.00016619 | 2.8554 | 2.8949 | 3.0192 | 4.0567 | 4.1421 | 4.4187 | 1.2558e-05
1926 | 0.00026036 | 0.00016324 | 0.0027699 | 2.8381 | 2.8949 | 3.0192 | 4.0198 | 4.1421 | 4.4187 | 1.2558e-05
1927 | 0.00022213 | 0.00015192 | 0.010193 | 2.8439 | 2.8949 | 3.0192 | 4.032 | 4.1421 | 4.4187 | 0.00079742
1928 | 0.00015509 | 0.00013194 | 0.019334 | 2.8894 | 2.8949 | 3.0192 | 4.1302 | 4.1421 | 4.4187 | 7.8486e-05
1929 | 0.00012482 | 0.00012289 | 0.029194 | 2.9345 | 2.8949 | 3.0192 | 4.2288 | 4.1421 | 4.4187 | 4.2382e-05
1930 | 9.1455e-05 | 0.00011231 | 0.032407 | 2.9674 | 2.8959 | 3.0192 | 4.3018 | 4.1443 | 4.4187 | 6.4358e-05
1931 | 7.8907e-05 | 0.00010861 | 0.034125 | 3.0181 | 2.8969 | 3.0192 | 4.4162 | 4.1464 | 4.4187 | 0.00012244
1932 | 6.8141e-05 | 0.000106 | 0.036784 | 3.0159 | 2.8969 | 3.0192 | 4.4114 | 4.1464 | 4.4187 | 0.00025272
1933 | 6.7097e-05 | 0.00010547 | 0.033571 | 3.0551 | 2.8969 | 3.0192 | 4.501 | 4.1464 | 4.4187 | 8.3195e-05
1934 | 5.6965e-05 | 0.00010243 | 0.026923 | 3.0507 | 2.8969 | 3.0192 | 4.4909 | 4.1464 | 4.4187 | 4.0813e-05
1935 | 4.3984e-05 | 9.8269e-05 | 0.021993 | 3.0595 | 2.8969 | 3.0192 | 4.5112 | 4.1464 | 4.4187 | 6.1219e-05
1936 | 3.5357e-05 | 9.5194e-05 | 0.01324 | 3.03 | 2.8969 | 3.0192 | 4.4433 | 4.1464 | 4.4187 | 7.8486e-05
1937 | 3.9897e-05 | 9.6989e-05 | 0.0038778 | 2.983 | 2.8969 | 3.0192 | 4.337 | 4.1464 | 4.4187 | 6.1219e-05
1938 | 5.3744e-05 | 0.00010103 | 0.00016619 | 2.9355 | 2.8979 | 3.0192 | 4.2311 | 4.1486 | 4.4187 | 0.00023703
1939 | 8.3411e-05 | 0.00010959 | 0 | 2.8885 | 2.8979 | 3.0192 | 4.1281 | 4.1486 | 4.4187 | 0.00029668
1940 | 0.00010776 | 0.00011834 | 0 | 2.8796 | 2.8979 | 3.0192 | 4.1089 | 4.1486 | 4.4187 | 0.00030296
1941 | 0.0001254 | 0.00012284 | 0 | 2.8477 | 2.8979 | 3.0192 | 4.0402 | 4.1486 | 4.4187 | 0.00026685
1942 | 0.00014431 | 0.00012904 | 0 | 2.8343 | 2.8969 | 3.0192 | 4.0118 | 4.1464 | 4.4187 | 3.1394e-05
1943 | 0.0001536 | 0.00013066 | 0 | 2.8296 | 2.8969 | 3.0192 | 4.0017 | 4.1464 | 4.4187 | 0
1944 | 0.0001667 | 0.0001329 | 0 | 2.8174 | 2.8969 | 3.0192 | 3.9757 | 4.1464 | 4.4187 | 0
1945 | 0.00017347 | 0.00013789 | 0 | 2.7868 | 2.8979 | 3.0192 | 3.9114 | 4.1486 | 4.4187 | 2.5115e-05
1946 | 0.00017671 | 0.00013904 | 0 | 2.7886 | 2.8999 | 3.0192 | 3.9152 | 4.1529 | 4.4187 | 2.5115e-05
1947 | 0.00018189 | 0.00013686 | 0 | 2.8136 | 2.8999 | 3.0192 | 3.9678 | 4.1529 | 4.4187 | 2.6685e-05
1948 | 0.0001872 | 0.00014204 | 0 | 2.8062 | 2.8999 | 3.0192 | 3.9521 | 4.1529 | 4.4187 | 0
1949 | 0.00019521 | 0.00014458 | 0.00016619 | 2.7731 | 2.8999 | 3.0192 | 3.8828 | 4.1529 | 4.4187 | 9.4183e-06
1950 | 0.00021178 | 0.00014919 | 0.0038778 | 2.8015 | 2.8999 | 3.0192 | 3.9423 | 4.1529 | 4.4187 | 4.2382e-05
1951 | 0.00018174 | 0.00013942 | 0.01191 | 2.8582 | 2.8999 | 3.0192 | 4.0629 | 4.1529 | 4.4187 | 0.00067969
1952 | 0.00014135 | 0.00012763 | 0.021439 | 2.9233 | 2.8999 | 3.0192 | 4.2043 | 4.1529 | 4.4187 | 0.00069067
1953 | 0.00010774 | 0.00011769 | 0.033405 | 2.9726 | 2.8999 | 3.0192 | 4.3135 | 4.1529 | 4.4187 | 8.3195e-05
1954 | 9.5132e-05 | 0.00011383 | 0.039111 | 3.0354 | 2.9009 | 3.0192 | 4.4557 | 4.1551 | 4.4187 | 9.5753e-05
1955 | 8.7932e-05 | 0.00011206 | 0.042102 | 3.0908 | 2.9009 | 3.0192 | 4.5838 | 4.1551 | 4.4187 | 0.00010517
1956 | 8.9654e-05 | 0.00011184 | 0.040606 | 3.1354 | 2.9009 | 3.0192 | 4.689 | 4.1551 | 4.4187 | 0.00012558
1957 | 0.00010839 | 0.00011744 | 0.033017 | 3.1284 | 2.9009 | 3.0192 | 4.6725 | 4.1551 | 4.4187 | 0.00010517
1958 | 8.1099e-05 | 0.00010949 | 0.027699 | 3.1078 | 2.8999 | 3.0192 | 4.6237 | 4.1529 | 4.4187 | 0.00010988
1959 | 6.0738e-05 | 0.00010322 | 0.019112 | 3.1032 | 2.9009 | 3.0192 | 4.613 | 4.1551 | 4.4187 | 0.00033435
1960 | 6.0145e-05 | 0.00010257 | 0.010969 | 3.0908 | 2.9019 | 3.0192 | 4.5838 | 4.1572 | 4.4187 | 0.00026371
1961 | 4.4316e-05 | 9.8438e-05 | 0.0033238 | 3.0452 | 2.9019 | 3.0192 | 4.4783 | 4.1572 | 4.4187 | 2.5115e-05
1962 | 5.4288e-05 | 0.00010148 | 0.00011079 | 3.0042 | 2.9028 | 3.0192 | 4.3847 | 4.1594 | 4.4187 | 2.6685e-05
1963 | 0.00010341 | 0.00011493 | 0 | 2.9653 | 2.9028 | 3.0192 | 4.2972 | 4.1594 | 4.4187 | 6.5928e-05
1964 | 0.00014993 | 0.00013126 | 0 | 2.9457 | 2.9028 | 3.0192 | 4.2536 | 4.1594 | 4.4187 | 0.00021976
1965 | 0.00016957 | 0.0001363 | 0 | 2.8934 | 2.9028 | 3.0192 | 4.1388 | 4.1594 | 4.4187 | 0.00015697
1966 | 0.00018091 | 0.00013981 | 0 | 2.8786 | 2.9019 | 3.0192 | 4.1068 | 4.1572 | 4.4187 | 0.0001868
1967 | 0.00019052 | 0.00014302 | 0 | 2.8534 | 2.9019 | 3.0192 | 4.0525 | 4.1572 | 4.4187 | 0
1968 | 0.00019895 | 0.0001446 | 0 | 2.8306 | 2.9019 | 3.0192 | 4.0037 | 4.1572 | 4.4187 | 5.0231e-05
1969 | 0.00020647 | 0.00014684 | 0 | 2.8071 | 2.9019 | 3.0192 | 3.9541 | 4.1572 | 4.4187 | 3.2964e-05
1970 | 0.00021319 | 0.00014975 | 0 | 2.808 | 2.9019 | 3.0192 | 3.956 | 4.1572 | 4.4187 | 2.6685e-05
1971 | 0.00022256 | 0.00015257 | 0 | 2.7804 | 2.9019 | 3.0192 | 3.898 | 4.1572 | 4.4187 | 0
1972 | 0.00023211 | 0.00015453 | 0 | 2.7614 | 2.9019 | 3.0192 | 3.8584 | 4.1572 | 4.4187 | 2.5115e-05
1973 | 0.00026283 | 0.00016346 | 0.00016619 | 2.7524 | 2.9028 | 3.0192 | 3.8398 | 4.1594 | 4.4187 | 1.5697e-05
1974 | 0.00025698 | 0.00016116 | 0.0039332 | 2.756 | 2.9028 | 3.0192 | 3.8472 | 4.1594 | 4.4187 | 4.8661e-05
1975 | 0.00022229 | 0.00015196 | 0.012741 | 2.8277 | 2.9038 | 3.0192 | 3.9977 | 4.1616 | 4.4187 | 0.00066713
1976 | 0.00016571 | 0.00013531 | 0.022381 | 2.9013 | 2.9038 | 3.0192 | 4.1561 | 4.1616 | 4.4187 | 0.00055882
1977 | 0.00014103 | 0.00012772 | 0.032297 | 2.9767 | 2.9048 | 3.0192 | 4.3228 | 4.1638 | 4.4187 | 3.4534e-05
1978 | 0.00011654 | 0.00012052 | 0.039388 | 3.0074 | 2.9048 | 3.0192 | 4.3919 | 4.1638 | 4.4187 | 6.9067e-05
1979 | 0.00010825 | 0.00011632 | 0.040717 | 3.0441 | 2.9048 | 3.0192 | 4.4757 | 4.1638 | 4.4187 | 7.0637e-05
1980 | 0.0001051 | 0.0001162 | 0.036895 | 3.0795 | 2.9048 | 3.0192 | 4.5576 | 4.1638 | 4.4187 | 5.8079e-05
1981 | 0.00010678 | 0.00011689 | 0.036119 | 3.054 | 2.9048 | 3.0192 | 4.4985 | 4.1638 | 4.4187 | 6.9067e-05
1982 | 0.000108 | 0.00011826 | 0.028419 | 3.0661 | 2.9038 | 3.0192 | 4.5266 | 4.1616 | 4.4187 | 9.2613e-05
1983 | 8.0238e-05 | 0.00010931 | 0.02443 | 3.0684 | 2.9038 | 3.0192 | 4.5317 | 4.1616 | 4.4187 | 0.00033435
1984 | 7.0415e-05 | 0.00010651 | 0.012464 | 3.0452 | 2.9058 | 3.0192 | 4.4783 | 4.1659 | 4.4187 | 0.00030923
1985 | 6.9047e-05 | 0.0001063 | 0.004321 | 2.9872 | 2.9058 | 3.0192 | 4.3464 | 4.1659 | 4.4187 | 4.0813e-05
1986 | 7.1372e-05 | 0.00010687 | 0.00022159 | 2.9601 | 2.9058 | 3.0192 | 4.2857 | 4.1659 | 4.4187 | 3.1394e-05
1987 | 0.00010433 | 0.00011111 | 0 | 2.9193 | 2.9058 | 3.0192 | 4.1954 | 4.1659 | 4.4187 | 3.2964e-05
1988 | 0.00013992 | 0.00012814 | 0 | 2.9103 | 2.9058 | 3.0192 | 4.1757 | 4.1659 | 4.4187 | 0.00012872
1989 | 0.00015058 | 0.00013022 | 0 | 2.867 | 2.9058 | 3.0192 | 4.0816 | 4.1659 | 4.4187 | 0.00016953
1990 | 0.00015277 | 0.00012958 | 0 | 2.8573 | 2.9058 | 3.0192 | 4.0608 | 4.1659 | 4.4187 | 0.0002072
1991 | 0.00016957 | 0.00013664 | 0 | 2.8429 | 2.9058 | 3.0192 | 4.03 | 4.1659 | 4.4187 | 7.5346e-05
1992 | 0.00018337 | 0.00014045 | 0 | 2.8515 | 2.9058 | 3.0192 | 4.0484 | 4.1659 | 4.4187 | 1.0988e-05
1993 | 0.00019018 | 0.0001429 | 0 | 2.8268 | 2.9058 | 3.0192 | 3.9957 | 4.1659 | 4.4187 | 0
1994 | 0.00020126 | 0.000146 | 0 | 2.8202 | 2.9068 | 3.0192 | 3.9817 | 4.1681 | 4.4187 | 0
1995 | 0.00021258 | 0.00014894 | 0 | 2.7978 | 2.9068 | 3.0192 | 3.9345 | 4.1681 | 4.4187 | 0
1996 | 0.00021749 | 0.00015081 | 0 | 2.7978 | 2.9068 | 3.0192 | 3.9345 | 4.1681 | 4.4187 | 1.2558e-05
1997 | 0.00023662 | 0.00015527 | 0.00011079 | 2.7942 | 2.9078 | 3.0192 | 3.9268 | 4.1703 | 4.4187 | 4.3952e-05
1998 | 0.00022433 | 0.00015265 | 0.0031023 | 2.8006 | 2.9078 | 3.0192 | 3.9404 | 4.1703 | 4.4187 | 0
1999 | 0.00019117 | 0.00014272 | 0.010138 | 2.8679 | 2.9078 | 3.0192 | 4.0837 | 4.1703 | 4.4187 | 0.00055725
2000 | 0.00014576 | 0.00012925 | 0.024929 | 2.9193 | 2.9078 | 3.0192 | 4.1954 | 4.1703 | 4.4187 | 5.1801e-05
2001 | 0.00012667 | 0.00012269 | 0.035621 | 2.982 | 2.9078 | 3.0192 | 4.3346 | 4.1703 | 4.4187 | 8.7904e-05
2002 | 9.934e-05 | 0.00011525 | 0.040219 | 3.0397 | 2.9078 | 3.0192 | 4.4657 | 4.1703 | 4.4187 | 4.7091e-05
2003 | 8.5318e-05 | 0.00011072 | 0.043044 | 3.0762 | 2.9078 | 3.0192 | 4.5498 | 4.1703 | 4.4187 | 0.00015069
2004 | 7.6468e-05 | 0.00010742 | 0.051298 | 3.1226 | 2.9078 | 3.0192 | 4.6588 | 4.1703 | 4.4187 | 0.00028726
2005 | 7.2207e-05 | 0.00010727 | 0.050024 | 3.1635 | 2.9088 | 3.0192 | 4.7561 | 4.1725 | 4.4187 | 0.00010674
2006 | 5.8725e-05 | 0.00010271 | 0.038003 | 3.1789 | 2.9088 | 3.0192 | 4.7933 | 4.1725 | 4.4187 | 5.494e-05
2007 | 3.84e-05 | 9.6043e-05 | 0.028474 | 3.1873 | 2.9088 | 3.0192 | 4.8136 | 4.1725 | 4.4187 | 0.00010674
2008 | 4.5586e-05 | 9.7453e-05 | 0.015954 | 3.1587 | 2.9098 | 3.0192 | 4.7448 | 4.1747 | 4.4187 | 7.0637e-05
2009 | 3.637e-05 | 9.563e-05 | 0.0039886 | 3.1273 | 2.9088 | 3.0192 | 4.6698 | 4.1725 | 4.4187 | 6.5928e-05
2010 | 3.8515e-05 | 9.639e-05 | 0.00027699 | 3.0739 | 2.9088 | 3.0192 | 4.5446 | 4.1725 | 4.4187 | 0.00029354
2011 | 7.6708e-05 | 0.00010819 | 0 | 2.9915 | 2.9088 | 3.0192 | 4.3559 | 4.1725 | 4.4187 | 0.00021976
2012 | 0.00010858 | 0.00011812 | 0 | 2.9304 | 2.9088 | 3.0192 | 4.2199 | 4.1725 | 4.4187 | 0.00026685
2013 | 0.00012764 | 0.00012408 | 0 | 2.9103 | 2.9088 | 3.0192 | 4.1757 | 4.1725 | 4.4187 | 0.00026685
2014 | 0.00014673 | 0.00012988 | 0 | 2.8894 | 2.9088 | 3.0192 | 4.1302 | 4.1725 | 4.4187 | 0
2015 | 0.00015996 | 0.00013354 | 0 | 2.8506 | 2.9088 | 3.0192 | 4.0464 | 4.1725 | 4.4187 | 1.2558e-05
2016 | 0.00017449 | 0.00013754 | 0 | 2.8268 | 2.9088 | 3.0192 | 3.9957 | 4.1725 | 4.4187 | 9.4183e-06
2017 | 0.00018025 | 0.00013771 | 0 | 2.7997 | 2.9088 | 3.0192 | 3.9384 | 4.1725 | 4.4187 | 1.7267e-05
2018 | 0.00018936 | 0.00014212 | 0 | 2.7868 | 2.9098 | 3.0192 | 3.9114 | 4.1747 | 4.4187 | 1.7267e-05
2019 | 0.00019446 | 0.00014335 | 0 | 2.7804 | 2.9098 | 3.0192 | 3.898 | 4.1747 | 4.4187 | 0
2020 | 0.00020138 | 0.00014607 | 0 | 2.7923 | 2.9108 | 3.0192 | 3.9229 | 4.1769 | 4.4187 | 1.7267e-05
2021 | 0.00022135 | 0.00015219 | 0.00022159 | 2.7695 | 2.9108 | 3.0192 | 3.8752 | 4.1769 | 4.4187 | 2.1976e-05
2022 | 0.00021676 | 0.00014959 | 0.004044 | 2.7668 | 2.9118 | 3.0192 | 3.8696 | 4.1791 | 4.4187 | 0
2023 | 0.00018054 | 0.00013932 | 0.013794 | 2.8268 | 2.9118 | 3.0192 | 3.9957 | 4.1791 | 4.4187 | 0.00076131
2024 | 0.00012572 | 0.00012256 | 0.022104 | 2.9043 | 2.9118 | 3.0192 | 4.1626 | 4.1791 | 4.4187 | 3.4534e-05
2025 | 0.00010469 | 0.00011682 | 0.036285 | 2.9601 | 2.9128 | 3.0192 | 4.2857 | 4.1813 | 4.4187 | 8.6334e-05
2026 | 9.2943e-05 | 0.00011316 | 0.047586 | 3.0031 | 2.9128 | 3.0192 | 4.3823 | 4.1813 | 4.4187 | 8.7904e-05
2027 | 9.0394e-05 | 0.00011287 | 0.049359 | 3.0695 | 2.9128 | 3.0192 | 4.5343 | 4.1813 | 4.4187 | 7.5346e-05
2028 | 8.002e-05 | 0.00010883 | 0.053015 | 3.1135 | 2.9138 | 3.0192 | 4.6372 | 4.1835 | 4.4187 | 0.00020092
2029 | 7.9007e-05 | 0.00010908 | 0.042434 | 3.1447 | 2.9138 | 3.0192 | 4.7112 | 4.1835 | 4.4187 | 3.6103e-05
2030 | 7.0545e-05 | 0.00010598 | 0.035233 | 3.154 | 2.9138 | 3.0192 | 4.7335 | 4.1835 | 4.4187 | 8.1625e-05
2031 | 5.3838e-05 | 9.9469e-05 | 0.026591 | 3.1587 | 2.9138 | 3.0192 | 4.7448 | 4.1835 | 4.4187 | 9.7322e-05
2032 | 4.6628e-05 | 9.7216e-05 | 0.016841 | 3.147 | 2.9138 | 3.0192 | 4.7167 | 4.1835 | 4.4187 | 4.8661e-05
2033 | 6.8293e-05 | 0.00010499 | 0.0045426 | 3.0673 | 2.9148 | 3.0192 | 4.5291 | 4.1857 | 4.4187 | 0.00010046
2034 | 5.9971e-05 | 0.0001022 | 0.00027699 | 2.9999 | 2.9128 | 3.0192 | 4.375 | 4.1813 | 4.4187 | 0.00026999
2035 | 9.417e-05 | 0.00011421 | 0 | 2.9508 | 2.9128 | 3.0192 | 4.265 | 4.1813 | 4.4187 | 0.0003108
2036 | 0.00013467 | 0.00012473 | 0 | 2.9123 | 2.9128 | 3.0192 | 4.18 | 4.1813 | 4.4187 | 0.00023546
2037 | 0.0001495 | 0.00013033 | 0 | 2.8944 | 2.9128 | 3.0192 | 4.141 | 4.1813 | 4.4187 | 0.00021505
2038 | 0.00016017 | 0.00013371 | 0 | 2.8534 | 2.9138 | 3.0192 | 4.0525 | 4.1835 | 4.4187 | 0
2039 | 0.00016742 | 0.00013565 | 0 | 2.8429 | 2.9138 | 3.0192 | 4.03 | 4.1835 | 4.4187 | 1.0988e-05
2040 | 0.00017705 | 0.0001384 | 0 | 2.823 | 2.9148 | 3.0192 | 3.9877 | 4.1857 | 4.4187 | 0
2041 | 0.00019171 | 0.00014196 | 0 | 2.8034 | 2.9148 | 3.0192 | 3.9462 | 4.1857 | 4.4187 | 1.2558e-05
2042 | 0.00020325 | 0.00014502 | 0 | 2.7722 | 2.9148 | 3.0192 | 3.8809 | 4.1857 | 4.4187 | 1.4127e-05
2043 | 0.0002053 | 0.00014703 | 0 | 2.7614 | 2.9148 | 3.0192 | 3.8584 | 4.1857 | 4.4187 | 1.8837e-05
2044 | 0.00021064 | 0.00014884 | 0 | 2.7346 | 2.9148 | 3.0192 | 3.8031 | 4.1857 | 4.4187 | 1.2558e-05
2045 | 0.00021126 | 0.00014913 | 0.00041548 | 2.7391 | 2.9148 | 3.0192 | 3.8122 | 4.1857 | 4.4187 | 1.0988e-05
2046 | 0.00022802 | 0.00015355 | 0.0053735 | 2.7551 | 2.9159 | 3.0192 | 3.8453 | 4.1879 | 4.4187 | 1.4127e-05
2047 | 0.00020038 | 0.00014503 | 0.018281 | 2.8381 | 2.9179 | 3.0192 | 4.0198 | 4.1923 | 4.4187 | 0.00062318
2048 | 0.00014468 | 0.00012812 | 0.0313 | 2.9233 | 2.9189 | 3.0192 | 4.2043 | 4.1945 | 4.4187 | 9.5753e-05
2049 | 0.00012549 | 0.00012298 | 0.043487 | 2.9978 | 2.9189 | 3.0192 | 4.3702 | 4.1945 | 4.4187 | 8.1625e-05
2050 | 0.00011476 | 0.00011947 | 0.049027 | 3.0673 | 2.9189 | 3.0192 | 4.5291 | 4.1945 | 4.4187 | 4.3952e-05
2051 | 0.00011345 | 0.00011913 | 0.049414 | 3.0863 | 2.9189 | 3.0192 | 4.5733 | 4.1945 | 4.4187 | 0.00014284
2052 | 0.00010891 | 0.00011799 | 0.049802 | 3.1238 | 2.9189 | 3.0192 | 4.6616 | 4.1945 | 4.4187 | 0.00017581
2053 | 0.00010162 | 0.00011579 | 0.049359 | 3.1493 | 2.9189 | 3.0192 | 4.7223 | 4.1945 | 4.4187 | 4.0813e-05
2054 | 8.0591e-05 | 0.00010882 | 0.037338 | 3.1458 | 2.9199 | 3.0192 | 4.7139 | 4.1967 | 4.4187 | 8.6334e-05
2055 | 6.798e-05 | 0.00010323 | 0.029638 | 3.1423 | 2.9189 | 3.0192 | 4.7056 | 4.1945 | 4.4187 | 5.8079e-05
2056 | 6.3792e-05 | 9.8445e-05 | 0.017783 | 3.1169 | 2.9199 | 3.0192 | 4.6453 | 4.1967 | 4.4187 | 5.9649e-05
2057 | 4.8169e-05 | 9.5447e-05 | 0.0054843 | 3.0773 | 2.9199 | 3.0192 | 4.5524 | 4.1967 | 4.4187 | 8.7904e-05
2058 | 6.1478e-05 | 0.00010288 | 0.00027699 | 3.0031 | 2.9189 | 3.0192 | 4.3823 | 4.1945 | 4.4187 | 0.00022918
2059 | 7.5436e-05 | 0.00011039 | 0 | 2.9684 | 2.9189 | 3.0192 | 4.3042 | 4.1945 | 4.4187 | 0.00018837
2060 | 0.0001057 | 0.0001168 | 0 | 2.9355 | 2.9189 | 3.0192 | 4.2311 | 4.1945 | 4.4187 | 0.00018366
2061 | 0.00012532 | 0.00012224 | 0 | 2.8934 | 2.9189 | 3.0192 | 4.1388 | 4.1945 | 4.4187 | 0.00026214
2062 | 0.00013498 | 0.00012537 | 0 | 2.865 | 2.9189 | 3.0192 | 4.0774 | 4.1945 | 4.4187 | 1.4127e-05
2063 | 0.00014111 | 0.00012746 | 0 | 2.8146 | 2.9189 | 3.0192 | 3.9698 | 4.1945 | 4.4187 | 0
2064 | 0.00015701 | 0.00013246 | 0 | 2.7978 | 2.9189 | 3.0192 | 3.9345 | 4.1945 | 4.4187 | 0
2065 | 0.00016965 | 0.00013377 | 0 | 2.7659 | 2.9199 | 3.0192 | 3.8677 | 4.1967 | 4.4187 | 0
2066 | 0.00017921 | 0.00013865 | 0 | 2.7578 | 2.9199 | 3.0192 | 3.8509 | 4.1967 | 4.4187 | 0
2067 | 0.00019089 | 0.00014172 | 0 | 2.7479 | 2.9209 | 3.0192 | 3.8306 | 4.1989 | 4.4187 | 0
2068 | 0.00020111 | 0.00014546 | 0 | 2.7578 | 2.9219 | 3.0192 | 3.8509 | 4.2011 | 4.4187 | 0
2069 | 0.00020911 | 0.00014845 | 0.00033238 | 2.7188 | 2.9219 | 3.0192 | 3.7708 | 4.2011 | 4.4187 | 2.6685e-05
2070 | 0.00022307 | 0.00015017 | 0.0049304 | 2.7311 | 2.9219 | 3.0192 | 3.7959 | 4.2011 | 4.4187 | 1.2558e-05
2071 | 0.00020041 | 0.00014468 | 0.015733 | 2.7932 | 2.9229 | 3.0192 | 3.9249 | 4.2034 | 4.4187 | 0.00063887
2072 | 0.00014139 | 0.00012699 | 0.027754 | 2.8362 | 2.9239 | 3.0192 | 4.0158 | 4.2056 | 4.4187 | 5.494e-05
2073 | 0.00010443 | 0.0001163 | 0.043875 | 2.9375 | 2.9239 | 3.0192 | 4.2356 | 4.2056 | 4.4187 | 8.1625e-05
2074 | 7.9251e-05 | 0.00010778 | 0.05296 | 3.0202 | 2.9239 | 3.0192 | 4.4211 | 4.2056 | 4.4187 | 6.9067e-05
2075 | 8.4901e-05 | 0.00010943 | 0.05224 | 2.9925 | 2.9239 | 3.0192 | 4.3583 | 4.2056 | 4.4187 | 7.2207e-05
2076 | 9.0731e-05 | 0.00011156 | 0.046257 | 3.0562 | 2.9239 | 3.0192 | 4.5036 | 4.2056 | 4.4187 | 0.00026371
2077 | 9.6218e-05 | 0.00011358 | 0.043819 | 3.11 | 2.9239 | 3.0192 | 4.6291 | 4.2056 | 4.4187 | 6.5928e-05
2078 | 8.0365e-05 | 0.00010818 | 0.042268 | 3.1505 | 2.9239 | 3.0192 | 4.7251 | 4.2056 | 4.4187 | 0.00012087
2079 | 7.1594e-05 | 0.00010337 | 0.029139 | 3.14 | 2.9229 | 3.0192 | 4.7 | 4.2034 | 4.4187 | 6.7498e-05
2080 | 6.8542e-05 | 9.9027e-05 | 0.019555 | 3.1158 | 2.9229 | 3.0192 | 4.6426 | 4.2034 | 4.4187 | 6.7498e-05
2081 | 6.6422e-05 | 0.00010154 | 0.0054843 | 3.0606 | 2.9239 | 3.0192 | 4.5138 | 4.2056 | 4.4187 | 5.337e-05
2082 | 5.8791e-05 | 0.00010241 | 0.00033238 | 2.982 | 2.9239 | 3.0192 | 4.3346 | 4.2056 | 4.4187 | 0.00024174
2083 | 8.6743e-05 | 0.00011412 | 0 | 2.9319 | 2.9239 | 3.0192 | 4.2232 | 4.2056 | 4.4187 | 0.00029511
2084 | 0.00012904 | 0.00012384 | 0 | 2.8845 | 2.9239 | 3.0192 | 4.1196 | 4.2056 | 4.4187 | 0.00031551
2085 | 0.00015579 | 0.00013187 | 0 | 2.8534 | 2.9239 | 3.0192 | 4.0525 | 4.2056 | 4.4187 | 0.00035162
2086 | 0.00017105 | 0.00013542 | 0 | 2.8043 | 2.9239 | 3.0192 | 3.9482 | 4.2056 | 4.4187 | 2.6685e-05
2087 | 0.00017588 | 0.00013797 | 0 | 2.7713 | 2.9239 | 3.0192 | 3.879 | 4.2056 | 4.4187 | 0
2088 | 0.00018271 | 0.00014025 | 0 | 2.7506 | 2.9239 | 3.0192 | 3.8361 | 4.2056 | 4.4187 | 1.5697e-05
2089 | 0.00019275 | 0.00014318 | 0 | 2.7479 | 2.9229 | 3.0192 | 3.8306 | 4.2034 | 4.4187 | 0
2090 | 0.00019877 | 0.00014433 | 0 | 2.7524 | 2.9229 | 3.0192 | 3.8398 | 4.2034 | 4.4187 | 1.0988e-05
2091 | 0.00020171 | 0.00014601 | 0 | 2.7417 | 2.9229 | 3.0192 | 3.8177 | 4.2034 | 4.4187 | 9.4183e-06
2092 | 0.0002056 | 0.00014694 | 0 | 2.7382 | 2.9229 | 3.0192 | 3.8104 | 4.2034 | 4.4187 | 2.9825e-05
2093 | 0.00021465 | 0.0001499 | 0.00033238 | 2.7267 | 2.9229 | 3.0192 | 3.7869 | 4.2034 | 4.4187 | 2.6685e-05
2094 | 0.00023222 | 0.00015525 | 0.004598 | 2.7276 | 2.927 | 3.0192 | 3.7887 | 4.2122 | 4.4187 | 4.3952e-05
2095 | 0.00016836 | 0.00013465 | 0.012354 | 2.7997 | 2.927 | 3.0192 | 3.9384 | 4.2122 | 4.4187 | 0.00062004
2096 | 0.00011637 | 0.00011949 | 0.021383 | 2.8506 | 2.927 | 3.0192 | 4.0464 | 4.2122 | 4.4187 | 9.7322e-05
2097 | 8.4778e-05 | 0.00010996 | 0.032297 | 2.9083 | 2.927 | 3.0192 | 4.1713 | 4.2122 | 4.4187 | 7.0637e-05
2098 | 7.2186e-05 | 0.00010618 | 0.035898 | 2.9694 | 2.927 | 3.0192 | 4.3065 | 4.2122 | 4.4187 | 0.00010988
2099 | 6.8835e-05 | 0.00010561 | 0.045924 | 3.0127 | 2.927 | 3.0192 | 4.404 | 4.2122 | 4.4187 | 0.00013343
2100 | 6.7851e-05 | 0.00010515 | 0.041991 | 3.0606 | 2.9259 | 3.0192 | 4.5138 | 4.21 | 4.4187 | 0.00016796
2101 | 6.5901e-05 | 0.00010463 | 0.029915 | 3.0551 | 2.9259 | 3.0192 | 4.501 | 4.21 | 4.4187 | 7.8486e-05
2102 | 5.8181e-05 | 0.00010224 | 0.021162 | 3.0376 | 2.9259 | 3.0192 | 4.4607 | 4.21 | 4.4187 | 4.8661e-05
2103 | 4.5466e-05 | 9.7744e-05 | 0.012187 | 2.9893 | 2.9259 | 3.0192 | 4.3512 | 4.21 | 4.4187 | 0.00016953
2104 | 3.8317e-05 | 9.5494e-05 | 0.0078664 | 2.9872 | 2.927 | 3.0192 | 4.3464 | 4.2122 | 4.4187 | 8.7904e-05
2105 | 3.5527e-05 | 9.444e-05 | 0.0027145 | 2.9684 | 2.928 | 3.0192 | 4.3042 | 4.2145 | 4.4187 | 0.00010831
2106 | 4.1313e-05 | 9.6749e-05 | 0.00033238 | 2.9477 | 2.927 | 3.0192 | 4.2582 | 4.2122 | 4.4187 | 0.0002229
2107 | 9.2393e-05 | 0.00011312 | 0 | 2.9365 | 2.9259 | 3.0192 | 4.2333 | 4.21 | 4.4187 | 0.00029982
2108 | 0.0001182 | 0.00012098 | 0 | 2.9355 | 2.9259 | 3.0192 | 4.2311 | 4.21 | 4.4187 | 0.00028098
2109 | 0.00013373 | 0.00012473 | 0 | 2.9153 | 2.9259 | 3.0192 | 4.1866 | 4.21 | 4.4187 | 0.00027784
2110 | 0.00014985 | 0.00013034 | 0 | 2.9063 | 2.927 | 3.0192 | 4.1669 | 4.2122 | 4.4187 | 1.4127e-05
2111 | 0.00016763 | 0.00013493 | 0 | 2.9163 | 2.927 | 3.0192 | 4.1888 | 4.2122 | 4.4187 | 0
2112 | 0.00018594 | 0.00014088 | 0 | 2.9063 | 2.927 | 3.0192 | 4.1669 | 4.2122 | 4.4187 | 1.0988e-05
2113 | 0.00019213 | 0.00014316 | 0 | 2.8993 | 2.927 | 3.0192 | 4.1517 | 4.2122 | 4.4187 | 2.5115e-05
2114 | 0.00019892 | 0.00014471 | 0 | 2.8699 | 2.9259 | 3.0192 | 4.0879 | 4.21 | 4.4187 | 3.2964e-05
2115 | 0.0002073 | 0.00014715 | 0 | 2.867 | 2.9259 | 3.0192 | 4.0816 | 4.21 | 4.4187 | 2.5115e-05
2116 | 0.00021398 | 0.00014892 | 0 | 2.8534 | 2.9259 | 3.0192 | 4.0525 | 4.21 | 4.4187 | 0
2117 | 0.00021193 | 0.00014789 | 0.00027699 | 2.823 | 2.9259 | 3.0192 | 3.9877 | 4.21 | 4.4187 | 2.1976e-05
2118 | 0.00022691 | 0.00015348 | 0.0032131 | 2.8202 | 2.9259 | 3.0192 | 3.9817 | 4.21 | 4.4187 | 4.7091e-05
2119 | 0.00020341 | 0.0001457 | 0.011024 | 2.8582 | 2.9259 | 3.0192 | 4.0629 | 4.21 | 4.4187 | 0.00069224
2120 | 0.00012749 | 0.00012302 | 0.015677 | 2.9003 | 2.927 | 3.0192 | 4.1539 | 4.2122 | 4.4187 | 0.00063573
2121 | 9.7799e-05 | 0.00011432 | 0.025261 | 2.9274 | 2.927 | 3.0192 | 4.2132 | 4.2122 | 4.4187 | 0.00017581
2122 | 7.7286e-05 | 0.00010803 | 0.031909 | 2.9674 | 2.929 | 3.0192 | 4.3018 | 4.2167 | 4.4187 | 9.2613e-05
2123 | 7.8233e-05 | 0.0001088 | 0.037781 | 3.0192 | 2.93 | 3.0192 | 4.4187 | 4.2189 | 4.4187 | 7.5346e-05
2124 | 8.4542e-05 | 0.00011055 | 0.039 | 3.0365 | 2.93 | 3.0192 | 4.4582 | 4.2189 | 4.4187 | 6.9067e-05
2125 | 8.4207e-05 | 0.00011028 | 0.040274 | 3.0784 | 2.93 | 3.0192 | 4.555 | 4.2189 | 4.4187 | 7.8486e-05
2126 | 6.5164e-05 | 0.00010407 | 0.033682 | 3.1066 | 2.93 | 3.0192 | 4.621 | 4.2189 | 4.4187 | 0.00015383
2127 | 5.2139e-05 | 9.9331e-05 | 0.029084 | 3.0919 | 2.929 | 3.0192 | 4.5865 | 4.2167 | 4.4187 | 0.00018523
2128 | 5.7598e-05 | 0.00010021 | 0.015844 | 3.0728 | 2.929 | 3.0192 | 4.542 | 4.2167 | 4.4187 | 0.00033121
2129 | 4.4609e-05 | 9.6222e-05 | 0.0063153 | 3.0485 | 2.928 | 3.0192 | 4.4858 | 4.2145 | 4.4187 | 1.7267e-05
2130 | 5.6827e-05 | 0.00010197 | 0.00066477 | 3.001 | 2.928 | 3.0192 | 4.3774 | 4.2145 | 4.4187 | 2.6685e-05
2131 | 0.00010081 | 0.00011535 | 0 | 2.956 | 2.928 | 3.0192 | 4.2765 | 4.2145 | 4.4187 | 6.7498e-05
2132 | 0.00013917 | 0.00012683 | 0 | 2.9043 | 2.929 | 3.0192 | 4.1626 | 4.2167 | 4.4187 | 0.00012872
2133 | 0.00014252 | 0.00012769 | 0 | 2.8679 | 2.929 | 3.0192 | 4.0837 | 4.2167 | 4.4187 | 0.00015069
2134 | 0.00014856 | 0.00012917 | 0 | 2.8611 | 2.929 | 3.0192 | 4.0691 | 4.2167 | 4.4187 | 0.00014598
2135 | 0.00016215 | 0.00013366 | 0 | 2.8372 | 2.929 | 3.0192 | 4.0178 | 4.2167 | 4.4187 | 2.6685e-05
2136 | 0.00017689 | 0.00013839 | 0 | 2.8515 | 2.929 | 3.0192 | 4.0484 | 4.2167 | 4.4187 | 2.8255e-05
2137 | 0.00018219 | 0.00013917 | 0 | 2.8334 | 2.93 | 3.0192 | 4.0097 | 4.2189 | 4.4187 | 3.7673e-05
2138 | 0.00018192 | 0.00013997 | 0 | 2.8353 | 2.93 | 3.0192 | 4.0138 | 4.2189 | 4.4187 | 3.1394e-05
2139 | 0.00018227 | 0.00013991 | 0 | 2.8448 | 2.93 | 3.0192 | 4.0341 | 4.2189 | 4.4187 | 1.2558e-05
2140 | 0.00019115 | 0.00014275 | 0 | 2.8534 | 2.93 | 3.0192 | 4.0525 | 4.2189 | 4.4187 | 1.2558e-05
2141 | 0.00019572 | 0.00014393 | 0.00049858 | 2.8525 | 2.93 | 3.0192 | 4.0505 | 4.2189 | 4.4187 | 2.6685e-05
2142 | 0.00022218 | 0.00015205 | 0.0044872 | 2.8621 | 2.93 | 3.0192 | 4.0712 | 4.2189 | 4.4187 | 1.2558e-05
2143 | 0.00018395 | 0.00013969 | 0.013517 | 2.9173 | 2.931 | 3.0192 | 4.191 | 4.2212 | 4.4187 | 0.00049917
2144 | 0.00013259 | 0.00012447 | 0.019721 | 2.9736 | 2.93 | 3.0192 | 4.3158 | 4.2189 | 4.4187 | 0.00051644
2145 | 0.00013317 | 0.00012429 | 0.030358 | 3.0321 | 2.93 | 3.0192 | 4.4483 | 4.2189 | 4.4187 | 7.0637e-05
2146 | 0.00010579 | 0.00011651 | 0.036064 | 3.0919 | 2.93 | 3.0192 | 4.5865 | 4.2189 | 4.4187 | 4.0813e-05
2147 | 9.0465e-05 | 0.00011227 | 0.039831 | 3.1646 | 2.93 | 3.0192 | 4.759 | 4.2189 | 4.4187 | 6.9067e-05
2148 | 9.2753e-05 | 0.00011281 | 0.038113 | 3.2322 | 2.93 | 3.0192 | 4.9236 | 4.2189 | 4.4187 | 0.0001711
2149 | 8.8895e-05 | 0.00011166 | 0.032795 | 3.2163 | 2.931 | 3.0192 | 4.8843 | 4.2212 | 4.4187 | 4.2382e-05
2150 | 7.7263e-05 | 0.00010782 | 0.031577 | 3.2659 | 2.931 | 3.0192 | 5.0071 | 4.2212 | 4.4187 | 9.4183e-05
2151 | 7.7435e-05 | 0.00010745 | 0.027754 | 3.2722 | 2.932 | 3.0192 | 5.0228 | 4.2234 | 4.4187 | 0.00026214
2152 | 6.4591e-05 | 0.00010363 | 0.012298 | 3.2175 | 2.932 | 3.0192 | 4.8873 | 4.2234 | 4.4187 | 0.00039871
2153 | 5.4688e-05 | 0.00010058 | 0.0050966 | 3.1885 | 2.932 | 3.0192 | 4.8165 | 4.2234 | 4.4187 | 0.00010517
2154 | 6.9709e-05 | 0.00010536 | 0.00033238 | 3.0987 | 2.932 | 3.0192 | 4.6024 | 4.2234 | 4.4187 | 4.5522e-05
2155 | 0.00010765 | 0.00011194 | 0 | 3.0256 | 2.931 | 3.0192 | 4.4334 | 4.2212 | 4.4187 | 2.6685e-05
2156 | 0.00016101 | 0.00013281 | 0 | 2.9767 | 2.931 | 3.0192 | 4.3228 | 4.2212 | 4.4187 | 0.00019151
2157 | 0.00016489 | 0.00013475 | 0 | 2.9519 | 2.93 | 3.0192 | 4.2673 | 4.2189 | 4.4187 | 0.0002747
2158 | 0.00017335 | 0.00013735 | 0 | 2.9053 | 2.931 | 3.0192 | 4.1648 | 4.2212 | 4.4187 | 0.00014284
2159 | 0.00018427 | 0.0001365 | 0 | 2.8728 | 2.931 | 3.0192 | 4.0942 | 4.2212 | 4.4187 | 4.0813e-05
2160 | 0.00019516 | 0.00014063 | 0 | 2.8496 | 2.933 | 3.0192 | 4.0443 | 4.2257 | 4.4187 | 0
2161 | 0.00020196 | 0.00014592 | 0 | 2.809 | 2.933 | 3.0192 | 3.958 | 4.2257 | 4.4187 | 2.9825e-05
2162 | 0.00020615 | 0.00014709 | 0 | 2.7841 | 2.933 | 3.0192 | 3.9056 | 4.2257 | 4.4187 | 0
2163 | 0.00021052 | 0.0001485 | 0 | 2.765 | 2.933 | 3.0192 | 3.8658 | 4.2257 | 4.4187 | 0
2164 | 0.00021595 | 0.00014709 | 0 | 2.7444 | 2.933 | 3.0192 | 3.8232 | 4.2257 | 4.4187 | 2.8255e-05
2165 | 0.00022879 | 0.00015399 | 0.00055397 | 2.7686 | 2.932 | 3.0192 | 3.8734 | 4.2234 | 4.4187 | 0
2166 | 0.00023594 | 0.0001553 | 0.0048196 | 2.7713 | 2.933 | 3.0192 | 3.879 | 4.2257 | 4.4187 | 3.9243e-05
2167 | 0.00017674 | 0.0001374 | 0.014016 | 2.8458 | 2.9341 | 3.0192 | 4.0361 | 4.2279 | 4.4187 | 0.00068754
2168 | 0.00012687 | 0.00012267 | 0.022658 | 2.9173 | 2.9351 | 3.0192 | 4.191 | 4.2302 | 4.4187 | 0.00012244
2169 | 9.7162e-05 | 0.00011406 | 0.031854 | 2.9642 | 2.9351 | 3.0192 | 4.2949 | 4.2302 | 4.4187 | 9.1044e-05
2170 | 8.2123e-05 | 0.00010908 | 0.030358 | 2.9999 | 2.9351 | 3.0192 | 4.375 | 4.2302 | 4.4187 | 1.2558e-05
2171 | 7.6413e-05 | 0.00010586 | 0.039942 | 3.0595 | 2.9361 | 3.0192 | 4.5112 | 4.2324 | 4.4187 | 0.0001036
2172 | 6.9693e-05 | 0.0001058 | 0.040717 | 3.11 | 2.9361 | 3.0192 | 4.6291 | 4.2324 | 4.4187 | 0.0001554
2173 | 6.1812e-05 | 0.00010345 | 0.043044 | 3.1365 | 2.9361 | 3.0192 | 4.6917 | 4.2324 | 4.4187 | 5.0231e-05
2174 | 5.3303e-05 | 0.0001008 | 0.039665 | 3.1801 | 2.9371 | 3.0192 | 4.7962 | 4.2347 | 4.4187 | 1.5697e-05
2175 | 4.2368e-05 | 9.6774e-05 | 0.029915 | 3.1981 | 2.9371 | 3.0192 | 4.8399 | 4.2347 | 4.4187 | 3.7673e-05
2176 | 4.3755e-05 | 9.7076e-05 | 0.017284 | 3.1694 | 2.9371 | 3.0192 | 4.7704 | 4.2347 | 4.4187 | 0.0001036
2177 | 4.3084e-05 | 9.7334e-05 | 0.0059829 | 3.1181 | 2.9361 | 3.0192 | 4.648 | 4.2324 | 4.4187 | 4.8661e-05
2178 | 6.4476e-05 | 0.00010306 | 0.00049858 | 3.031 | 2.9371 | 3.0192 | 4.4458 | 4.2347 | 4.4187 | 0.00017895
2179 | 9.0414e-05 | 0.00010828 | 0 | 2.9684 | 2.9371 | 3.0192 | 4.3042 | 4.2347 | 4.4187 | 0.00039871
2180 | 0.00011153 | 0.00011827 | 0 | 2.9314 | 2.9371 | 3.0192 | 4.2221 | 4.2347 | 4.4187 | 0.00042853
2181 | 0.00013006 | 0.00012274 | 0 | 2.8954 | 2.9371 | 3.0192 | 4.1431 | 4.2347 | 4.4187 | 0.00022447
2182 | 0.00014405 | 0.00012791 | 0 | 2.8767 | 2.9381 | 3.0192 | 4.1026 | 4.2369 | 4.4187 | 0
2183 | 0.00015699 | 0.00013064 | 0 | 2.8592 | 2.9381 | 3.0192 | 4.0649 | 4.2369 | 4.4187 | 0
2184 | 0.00016906 | 0.00013484 | 0 | 2.8515 | 2.9381 | 3.0192 | 4.0484 | 4.2369 | 4.4187 | 1.7267e-05
2185 | 0.00018323 | 0.00014005 | 0 | 2.8611 | 2.9381 | 3.0192 | 4.0691 | 4.2369 | 4.4187 | 2.8255e-05
2186 | 0.00019467 | 0.00014353 | 0 | 2.8631 | 2.9381 | 3.0192 | 4.0733 | 4.2369 | 4.4187 | 2.5115e-05
2187 | 0.00020396 | 0.0001452 | 0 | 2.8554 | 2.9381 | 3.0192 | 4.0567 | 4.2369 | 4.4187 | 5.0231e-05
2188 | 0.00021033 | 0.00014685 | 0 | 2.8554 | 2.9381 | 3.0192 | 4.0567 | 4.2369 | 4.4187 | 1.5697e-05
2189 | 0.00022954 | 0.00015406 | 0.00038778 | 2.8689 | 2.9392 | 3.0192 | 4.0858 | 4.2392 | 4.4187 | 1.4127e-05
2190 | 0.00022584 | 0.00015303 | 0.0034346 | 2.8496 | 2.9402 | 3.0192 | 4.0443 | 4.2414 | 4.4187 | 3.6103e-05
2191 | 0.00020274 | 0.00014519 | 0.0079218 | 2.864 | 2.9402 | 3.0192 | 4.0753 | 4.2414 | 4.4187 | 0.00071736
2192 | 0.00013676 | 0.00012595 | 0.016564 | 2.8835 | 2.9402 | 3.0192 | 4.1174 | 4.2414 | 4.4187 | 7.0637e-05
2193 | 0.00011089 | 0.00011774 | 0.024652 | 2.9233 | 2.9402 | 3.0192 | 4.2043 | 4.2414 | 4.4187 | 5.8079e-05
2194 | 9.4829e-05 | 0.00011328 | 0.021217 | 2.9436 | 2.9412 | 3.0192 | 4.2491 | 4.2437 | 4.4187 | 9.1044e-05
2195 | 9.1871e-05 | 0.00011227 | 0.023489 | 2.9314 | 2.9402 | 3.0192 | 4.2221 | 4.2414 | 4.4187 | 6.7498e-05
2196 | 8.3124e-05 | 0.00010915 | 0.027034 | 2.9632 | 2.9402 | 3.0192 | 4.2926 | 4.2414 | 4.4187 | 0.00025429
2197 | 6.6952e-05 | 0.00010436 | 0.01457 | 2.9467 | 2.9412 | 3.0192 | 4.2559 | 4.2437 | 4.4187 | 9.8892e-05
2198 | 6.0394e-05 | 0.00010181 | 0.012021 | 2.9375 | 2.9412 | 3.0192 | 4.2356 | 4.2437 | 4.4187 | 2.6685e-05
2199 | 5.457e-05 | 9.9487e-05 | 0.0088636 | 2.9335 | 2.9402 | 3.0192 | 4.2266 | 4.2414 | 4.4187 | 7.8486e-05
2200 | 5.8598e-05 | 9.5935e-05 | 0.0061491 | 2.9083 | 2.9402 | 3.0192 | 4.1713 | 4.2414 | 4.4187 | 0.00011616
2201 | 4.5622e-05 | 9.4882e-05 | 0.0027145 | 2.8924 | 2.9402 | 3.0192 | 4.1367 | 4.2414 | 4.4187 | 4.5522e-05
2202 | 6.3586e-05 | 0.00010241 | 0.00027699 | 2.8777 | 2.9402 | 3.0192 | 4.1047 | 4.2414 | 4.4187 | 0.00016953
2203 | 7.2988e-05 | 0.00010945 | 0 | 2.865 | 2.9402 | 3.0192 | 4.0774 | 4.2414 | 4.4187 | 0.00024017
2204 | 0.00010372 | 0.00011508 | 0 | 2.8477 | 2.9402 | 3.0192 | 4.0402 | 4.2414 | 4.4187 | 0.00027941
2205 | 0.00012298 | 0.00012036 | 0 | 2.8334 | 2.9402 | 3.0192 | 4.0097 | 4.2414 | 4.4187 | 0.00037516
2206 | 0.00013418 | 0.000125 | 0 | 2.8221 | 2.9392 | 3.0192 | 3.9857 | 4.2392 | 4.4187 | 1.4127e-05
2207 | 0.0001573 | 0.00013178 | 0 | 2.8062 | 2.9392 | 3.0192 | 3.9521 | 4.2392 | 4.4187 | 4.0813e-05
2208 | 0.00017837 | 0.00013823 | 0 | 2.774 | 2.9402 | 3.0192 | 3.8847 | 4.2414 | 4.4187 | 0
2209 | 0.00019908 | 0.00014456 | 0 | 2.7804 | 2.9402 | 3.0192 | 3.898 | 4.2414 | 4.4187 | 0
2210 | 0.00020429 | 0.00014611 | 0 | 2.7695 | 2.9402 | 3.0192 | 3.8752 | 4.2414 | 4.4187 | 1.5697e-05
2211 | 0.00020532 | 0.00014631 | 0 | 2.7605 | 2.9412 | 3.0192 | 3.8565 | 4.2437 | 4.4187 | 2.8255e-05
2212 | 0.00021028 | 0.00014804 | 0 | 2.7479 | 2.9412 | 3.0192 | 3.8306 | 4.2437 | 4.4187 | 2.9825e-05
2213 | 0.000222 | 0.00015177 | 0.00060937 | 2.7444 | 2.9402 | 3.0192 | 3.8232 | 4.2414 | 4.4187 | 1.2558e-05
2214 | 0.00023781 | 0.00015646 | 0.0054289 | 2.7596 | 2.9402 | 3.0192 | 3.8546 | 4.2414 | 4.4187 | 9.4183e-06
2215 | 0.00019665 | 0.00014324 | 0.015733 | 2.808 | 2.9402 | 3.0192 | 3.956 | 4.2414 | 4.4187 | 0.00067498
2216 | 0.00014122 | 0.00012643 | 0.02576 | 2.8496 | 2.9402 | 3.0192 | 4.0443 | 4.2414 | 4.4187 | 7.8486e-05
2217 | 0.00011619 | 0.00011944 | 0.035898 | 2.8964 | 2.9402 | 3.0192 | 4.1453 | 4.2414 | 4.4187 | 0.00013813
2218 | 0.00010712 | 0.00011657 | 0.046755 | 2.9519 | 2.9402 | 3.0192 | 4.2673 | 4.2414 | 4.4187 | 8.1625e-05
2219 | 0.00010632 | 0.00011642 | 0.040329 | 2.9611 | 2.9402 | 3.0192 | 4.288 | 4.2414 | 4.4187 | 3.9243e-05
2220 | 0.00010596 | 0.00011632 | 0.041603 | 2.9851 | 2.9392 | 3.0192 | 4.3417 | 4.2392 | 4.4187 | 0.00012558
2221 | 0.00010069 | 0.00011439 | 0.035011 | 2.9705 | 2.9381 | 3.0192 | 4.3088 | 4.2369 | 4.4187 | 8.6334e-05
2222 | 9.7254e-05 | 0.00011334 | 0.023876 | 2.9447 | 2.9381 | 3.0192 | 4.2514 | 4.2369 | 4.4187 | 9.2613e-05
2223 | 9.5784e-05 | 0.00011208 | 0.021439 | 2.9539 | 2.9381 | 3.0192 | 4.2719 | 4.2369 | 4.4187 | 8.7904e-05
2224 | 7.1489e-05 | 0.0001002 | 0.014736 | 2.9467 | 2.9381 | 3.0192 | 4.2559 | 4.2369 | 4.4187 | 0.00011773
2225 | 7.5519e-05 | 0.00010291 | 0.0067585 | 2.9254 | 2.9381 | 3.0192 | 4.2087 | 4.2369 | 4.4187 | 0.00010517
2226 | 7.3077e-05 | 0.00010572 | 0.00066477 | 2.8954 | 2.9381 | 3.0192 | 4.1431 | 4.2369 | 4.4187 | 0.00023546
2227 | 0.00011262 | 0.00012077 | 0 | 2.841 | 2.9371 | 3.0192 | 4.0259 | 4.2347 | 4.4187 | 0.00020092
2228 | 0.00014335 | 0.00012197 | 0 | 2.7969 | 2.9371 | 3.0192 | 3.9326 | 4.2347 | 4.4187 | 0.00021662
2229 | 0.00015929 | 0.00013111 | 0 | 2.7623 | 2.9371 | 3.0192 | 3.8602 | 4.2347 | 4.4187 | 0.00035162
2230 | 0.00016719 | 0.00013475 | 0 | 2.7453 | 2.9361 | 3.0192 | 3.825 | 4.2324 | 4.4187 | 1.2558e-05
2231 | 0.00017994 | 0.00013873 | 0 | 2.732 | 2.9361 | 3.0192 | 3.7977 | 4.2324 | 4.4187 | 4.7091e-05
2232 | 0.00020018 | 0.00014443 | 0 | 2.711 | 2.9371 | 3.0192 | 3.7548 | 4.2347 | 4.4187 | 0
2233 | 0.00021091 | 0.00014704 | 0 | 2.6912 | 2.9371 | 3.0192 | 3.7145 | 4.2347 | 4.4187 | 0
2234 | 0.00021752 | 0.00014974 | 0 | 2.6658 | 2.9371 | 3.0192 | 3.6633 | 4.2347 | 4.4187 | 2.3546e-05
2235 | 0.00022085 | 0.00015125 | 0 | 2.65 | 2.9371 | 3.0192 | 3.6316 | 4.2347 | 4.4187 | 2.9825e-05
2236 | 0.00022802 | 0.00015208 | 0 | 2.6409 | 2.9371 | 3.0192 | 3.6135 | 4.2347 | 4.4187 | 1.2558e-05
2237 | 0.00023038 | 0.00015386 | 0.0013295 | 2.6286 | 2.9371 | 3.0192 | 3.5891 | 4.2347 | 4.4187 | 2.3546e-05
2238 | 0.00024497 | 0.00015828 | 0.010138 | 2.6516 | 2.9371 | 3.0192 | 3.6349 | 4.2347 | 4.4187 | 0
2239 | 0.00021046 | 0.0001472 | 0.022436 | 2.7542 | 2.9361 | 3.0192 | 3.8435 | 4.2324 | 4.4187 | 0.00074091
2240 | 0.00016867 | 0.0001345 | 0.030358 | 2.7905 | 2.9361 | 3.0192 | 3.9191 | 4.2324 | 4.4187 | 7.2207e-05
2241 | 0.00011876 | 0.00011931 | 0.045924 | 2.8718 | 2.9361 | 3.0192 | 4.0921 | 4.2324 | 4.4187 | 5.9649e-05
2242 | 0.00010259 | 0.00011331 | 0.04814 | 2.9304 | 2.9361 | 3.0192 | 4.2199 | 4.2324 | 4.4187 | 8.4765e-05
2243 | 0.00010424 | 0.00011543 | 0.045426 | 2.9193 | 2.9361 | 3.0192 | 4.1954 | 4.2324 | 4.4187 | 0.00012087
2244 | 0.000106 | 0.00011568 | 0.043764 | 2.9674 | 2.9361 | 3.0192 | 4.3018 | 4.2324 | 4.4187 | 0.00027941
2245 | 0.00010943 | 0.0001165 | 0.045537 | 2.9591 | 2.9351 | 3.0192 | 4.2834 | 4.2302 | 4.4187 | 2.0406e-05
2246 | 0.00010076 | 0.00011211 | 0.041714 | 2.9862 | 2.9351 | 3.0192 | 4.344 | 4.2302 | 4.4187 | 3.7673e-05
2247 | 9.5048e-05 | 0.00010881 | 0.027588 | 2.9915 | 2.9351 | 3.0192 | 4.3559 | 4.2302 | 4.4187 | 5.9649e-05
2248 | 9.3658e-05 | 0.00010921 | 0.015954 | 2.9747 | 2.9351 | 3.0192 | 4.3182 | 4.2302 | 4.4187 | 3.7673e-05
2249 | 9.5161e-05 | 0.00011193 | 0.0068139 | 2.9314 | 2.9351 | 3.0192 | 4.2221 | 4.2302 | 4.4187 | 2.6685e-05
2250 | 9.7697e-05 | 0.00011659 | 0.00083096 | 2.8934 | 2.9341 | 3.0192 | 4.1388 | 4.2279 | 4.4187 | 0.00029511
2251 | 0.00013306 | 0.00012639 | 0 | 2.8534 | 2.933 | 3.0192 | 4.0525 | 4.2257 | 4.4187 | 0.00019308
2252 | 0.00015948 | 0.00013386 | 0 | 2.8193 | 2.933 | 3.0192 | 3.9797 | 4.2257 | 4.4187 | 0.00027941
2253 | 0.00016732 | 0.00013595 | 0 | 2.7978 | 2.932 | 3.0192 | 3.9345 | 4.2234 | 4.4187 | 0.00028726
2254 | 0.00017506 | 0.00013768 | 0 | 2.7524 | 2.932 | 3.0192 | 3.8398 | 4.2234 | 4.4187 | 1.2558e-05
2255 | 0.00018472 | 0.00014093 | 0 | 2.7408 | 2.932 | 3.0192 | 3.8159 | 4.2234 | 4.4187 | 3.4534e-05
2256 | 0.00020098 | 0.00014521 | 0 | 2.7145 | 2.932 | 3.0192 | 3.7619 | 4.2234 | 4.4187 | 2.0406e-05
2257 | 0.00021212 | 0.00014705 | 0 | 2.7206 | 2.932 | 3.0192 | 3.7743 | 4.2234 | 4.4187 | 1.2558e-05
2258 | 0.00022014 | 0.00014961 | 0 | 2.7162 | 2.932 | 3.0192 | 3.7654 | 4.2234 | 4.4187 | 1.2558e-05
2259 | 0.00022926 | 0.00015359 | 0 | 2.711 | 2.932 | 3.0192 | 3.7548 | 4.2234 | 4.4187 | 0
2260 | 0.0002386 | 0.00015645 | 0 | 2.7127 | 2.933 | 3.0192 | 3.7583 | 4.2257 | 4.4187 | 1.7267e-05
2261 | 0.00025779 | 0.00016225 | 0.0011079 | 2.7206 | 2.933 | 3.0192 | 3.7743 | 4.2257 | 4.4187 | 2.8255e-05
2262 | 0.00026266 | 0.00016303 | 0.008088 | 2.7462 | 2.933 | 3.0192 | 3.8269 | 4.2257 | 4.4187 | 0
2263 | 0.00022499 | 0.0001511 | 0.016176 | 2.809 | 2.933 | 3.0192 | 3.958 | 4.2257 | 4.4187 | 0.00069852
2264 | 0.00015579 | 0.00013067 | 0.0195 | 2.8496 | 2.933 | 3.0192 | 4.0443 | 4.2257 | 4.4187 | 3.9243e-05
2265 | 0.00013939 | 0.00012582 | 0.024098 | 2.8699 | 2.933 | 3.0192 | 4.0879 | 4.2257 | 4.4187 | 7.5346e-05
2266 | 0.00012171 | 0.00012032 | 0.028308 | 2.9073 | 2.933 | 3.0192 | 4.1691 | 4.2257 | 4.4187 | 6.9067e-05
2267 | 0.00012625 | 0.00012193 | 0.033183 | 2.9447 | 2.9341 | 3.0192 | 4.2514 | 4.2279 | 4.4187 | 8.1625e-05
2268 | 0.0001197 | 0.00012019 | 0.025981 | 2.9674 | 2.9341 | 3.0192 | 4.3018 | 4.2279 | 4.4187 | 0.00013186
2269 | 0.00011422 | 0.00011818 | 0.025261 | 3.001 | 2.933 | 3.0192 | 4.3774 | 4.2257 | 4.4187 | 9.4183e-05
2270 | 0.00010635 | 0.00011519 | 0.021937 | 3.017 | 2.932 | 3.0192 | 4.4138 | 4.2234 | 4.4187 | 8.1625e-05
2271 | 9.6308e-05 | 0.0001116 | 0.019057 | 3.017 | 2.932 | 3.0192 | 4.4138 | 4.2234 | 4.4187 | 8.3195e-05
2272 | 7.9013e-05 | 0.00010419 | 0.011135 | 3.0289 | 2.932 | 3.0192 | 4.4408 | 4.2234 | 4.4187 | 8.0056e-05
2273 | 9.2382e-05 | 0.000109 | 0.0050966 | 3.0074 | 2.932 | 3.0192 | 4.3919 | 4.2234 | 4.4187 | 9.5753e-05
2274 | 8.6861e-05 | 0.00011007 | 0.00077556 | 2.9674 | 2.932 | 3.0192 | 4.3018 | 4.2234 | 4.4187 | 0.00018366
2275 | 0.00010787 | 0.0001186 | 0 | 2.9083 | 2.932 | 3.0192 | 4.1713 | 4.2234 | 4.4187 | 0.00024958
2276 | 0.00014584 | 0.00012736 | 0 | 2.866 | 2.932 | 3.0192 | 4.0795 | 4.2234 | 4.4187 | 0.00025115
2277 | 0.00016434 | 0.00013372 | 0 | 2.8602 | 2.932 | 3.0192 | 4.067 | 4.2234 | 4.4187 | 0.00029354
2278 | 0.00017443 | 0.00013665 | 0 | 2.8439 | 2.932 | 3.0192 | 4.032 | 4.2234 | 4.4187 | 2.6685e-05
2279 | 0.00018649 | 0.0001404 | 0 | 2.8202 | 2.931 | 3.0192 | 3.9817 | 4.2212 | 4.4187 | 0
2280 | 0.00020068 | 0.00014388 | 0 | 2.8053 | 2.931 | 3.0192 | 3.9501 | 4.2212 | 4.4187 | 3.7673e-05
2281 | 0.00020967 | 0.0001475 | 0 | 2.7951 | 2.931 | 3.0192 | 3.9287 | 4.2212 | 4.4187 | 2.3546e-05
2282 | 0.00021688 | 0.00014851 | 0 | 2.7942 | 2.931 | 3.0192 | 3.9268 | 4.2212 | 4.4187 | 1.5697e-05
2283 | 0.00022506 | 0.00015201 | 0 | 2.774 | 2.931 | 3.0192 | 3.8847 | 4.2212 | 4.4187 | 2.8255e-05
2284 | 0.00023215 | 0.000153 | 0 | 2.7605 | 2.931 | 3.0192 | 3.8565 | 4.2212 | 4.4187 | 2.1976e-05
2285 | 0.00025256 | 0.00015908 | 0.0011633 | 2.7524 | 2.931 | 3.0192 | 3.8398 | 4.2212 | 4.4187 | 2.6685e-05
2286 | 0.00026443 | 0.00016411 | 0.008088 | 2.7804 | 2.931 | 3.0192 | 3.898 | 4.2212 | 4.4187 | 1.0988e-05
2287 | 0.00021633 | 0.00014859 | 0.019057 | 2.8477 | 2.932 | 3.0192 | 4.0402 | 4.2234 | 4.4187 | 0.00062789
2288 | 0.00015573 | 0.00013082 | 0.030358 | 2.9053 | 2.932 | 3.0192 | 4.1648 | 4.2234 | 4.4187 | 0.00055254
2289 | 0.00012896 | 0.00012294 | 0.042933 | 2.9183 | 2.932 | 3.0192 | 4.1932 | 4.2234 | 4.4187 | 0.00012872
2290 | 0.00011026 | 0.00011739 | 0.050578 | 3.0074 | 2.931 | 3.0192 | 4.3919 | 4.2212 | 4.4187 | 0.00026685
2291 | 0.00010681 | 0.0001161 | 0.046423 | 3.0376 | 2.931 | 3.0192 | 4.4607 | 4.2212 | 4.4187 | 2.8255e-05
2292 | 0.00010936 | 0.00011733 | 0.039942 | 3.0496 | 2.93 | 3.0192 | 4.4883 | 4.2189 | 4.4187 | 0.00013343
2293 | 0.0001013 | 0.00011438 | 0.032186 | 3.0518 | 2.93 | 3.0192 | 4.4934 | 4.2189 | 4.4187 | 0.00010988
2294 | 7.4543e-05 | 0.00010604 | 0.026757 | 3.0496 | 2.93 | 3.0192 | 4.4883 | 4.2189 | 4.4187 | 4.3952e-05
2295 | 5.4884e-05 | 9.7067e-05 | 0.023599 | 3.0551 | 2.93 | 3.0192 | 4.501 | 4.2189 | 4.4187 | 0.00027156
2296 | 6.1317e-05 | 9.4941e-05 | 0.016453 | 3.0773 | 2.93 | 3.0192 | 4.5524 | 4.2189 | 4.4187 | 0.00032022
2297 | 4.1894e-05 | 9.4721e-05 | 0.0092514 | 3.0595 | 2.93 | 3.0192 | 4.5112 | 4.2189 | 4.4187 | 1.2558e-05
2298 | 4.2521e-05 | 9.7356e-05 | 0.0010526 | 3.0192 | 2.93 | 3.0192 | 4.4187 | 4.2189 | 4.4187 | 6.9067e-05
2299 | 6.9947e-05 | 0.00011109 | 0 | 2.9757 | 2.929 | 3.0192 | 4.3205 | 4.2167 | 4.4187 | 4.7091e-05
2300 | 9.2496e-05 | 0.00011351 | 0 | 2.9426 | 2.929 | 3.0192 | 4.2468 | 4.2167 | 4.4187 | 0.00012401
2301 | 0.00010193 | 0.00011471 | 0 | 2.8973 | 2.929 | 3.0192 | 4.1474 | 4.2167 | 4.4187 | 0.0001554
2302 | 0.00011347 | 0.00011845 | 0 | 2.8777 | 2.929 | 3.0192 | 4.1047 | 4.2167 | 4.4187 | 0.00010831
2303 | 0.00012563 | 0.00012226 | 0 | 2.8563 | 2.929 | 3.0192 | 4.0587 | 4.2167 | 4.4187 | 2.9825e-05
2304 | 0.00014074 | 0.00012676 | 0 | 2.8534 | 2.931 | 3.0192 | 4.0525 | 4.2212 | 4.4187 | 6.2789e-05
2305 | 0.00015155 | 0.00012839 | 0 | 2.8486 | 2.931 | 3.0192 | 4.0423 | 4.2212 | 4.4187 | 1.4127e-05
2306 | 0.00016123 | 0.00012842 | 0 | 2.8325 | 2.931 | 3.0192 | 4.0077 | 4.2212 | 4.4187 | 3.6103e-05
2307 | 0.0001694 | 0.00013378 | 0 | 2.8211 | 2.931 | 3.0192 | 3.9837 | 4.2212 | 4.4187 | 2.8255e-05
2308 | 0.00017843 | 0.00013801 | 0 | 2.8118 | 2.931 | 3.0192 | 3.9639 | 4.2212 | 4.4187 | 8.9474e-05
2309 | 0.00018688 | 0.00013959 | 0.0013295 | 2.809 | 2.931 | 3.0192 | 3.958 | 4.2212 | 4.4187 | 0
2310 | 0.00020537 | 0.0001432 | 0.0098053 | 2.8496 | 2.931 | 3.0192 | 4.0443 | 4.2212 | 4.4187 | 1.5697e-05
2311 | 0.00016598 | 0.00013352 | 0.021494 | 2.9223 | 2.932 | 3.0192 | 4.2021 | 4.2234 | 4.4187 | 0.00081468
2312 | 0.00011246 | 0.00011744 | 0.028585 | 3.0117 | 2.933 | 3.0192 | 4.4016 | 4.2257 | 4.4187 | 0.00069381
2313 | 7.1767e-05 | 0.00010475 | 0.039665 | 3.0595 | 2.9341 | 3.0192 | 4.5112 | 4.2279 | 4.4187 | 0.00010988
2314 | 5.9838e-05 | 0.00010029 | 0.04814 | 3.1158 | 2.9341 | 3.0192 | 4.6426 | 4.2279 | 4.4187 | 5.494e-05
2315 | 5.9146e-05 | 0.00010082 | 0.053015 | 3.1682 | 2.9341 | 3.0192 | 4.7675 | 4.2279 | 4.4187 | 0.00012244
2316 | 5.6192e-05 | 9.8952e-05 | 0.051686 | 3.2372 | 2.9341 | 3.0192 | 4.9358 | 4.2279 | 4.4187 | 4.3952e-05
2317 | 4.4935e-05 | 9.4186e-05 | 0.054345 | 3.3054 | 2.933 | 3.0192 | 5.1065 | 4.2257 | 4.4187 | 9.1044e-05
2318 | 5.407e-05 | 9.8835e-05 | 0.040163 | 3.3015 | 2.933 | 3.0192 | 5.0967 | 4.2257 | 4.4187 | 0.00010674
2319 | 2.6183e-05 | 8.8672e-05 | 0.029859 | 3.3067 | 2.933 | 3.0192 | 5.1098 | 4.2257 | 4.4187 | 0.00023232
2320 | 2.0524e-05 | 8.9299e-05 | 0.020331 | 3.3002 | 2.9341 | 3.0192 | 5.0934 | 4.2279 | 4.4187 | 0.00029668
2321 | 2.3993e-05 | 9.421e-05 | 0.0068139 | 3.2249 | 2.9341 | 3.0192 | 4.9054 | 4.2279 | 4.4187 | 3.7673e-05
2322 | 2.3698e-05 | 9.5287e-05 | 0.00099715 | 3.1933 | 2.933 | 3.0192 | 4.8281 | 4.2257 | 4.4187 | 6.5928e-05
2323 | 4.3211e-05 | 0.00010256 | 0 | 3.1203 | 2.933 | 3.0192 | 4.6534 | 4.2257 | 4.4187 | 2.9825e-05
2324 | 6.1934e-05 | 0.0001086 | 0 | 3.0717 | 2.932 | 3.0192 | 4.5395 | 4.2234 | 4.4187 | 0.00022761
2325 | 7.0933e-05 | 0.00010708 | 0 | 3.0365 | 2.932 | 3.0192 | 4.4582 | 4.2234 | 4.4187 | 0.00015226
2326 | 6.1325e-05 | 0.00010385 | 0 | 3.0485 | 2.933 | 3.0192 | 4.4858 | 4.2257 | 4.4187 | 0.00023703
2327 | 7.0481e-05 | 0.00010742 | 0 | 3.0106 | 2.9341 | 3.0192 | 4.3992 | 4.2279 | 4.4187 | 1.4127e-05
2328 | 8.8129e-05 | 0.00011273 | 0 | 2.9862 | 2.9341 | 3.0192 | 4.344 | 4.2279 | 4.4187 | 1.4127e-05
2329 | 0.00010135 | 0.00011525 | 0 | 2.9519 | 2.9351 | 3.0192 | 4.2673 | 4.2302 | 4.4187 | 0
2330 | 0.00011492 | 0.00011818 | 0 | 2.9396 | 2.9351 | 3.0192 | 4.2401 | 4.2302 | 4.4187 | 1.4127e-05
2331 | 0.00012686 | 0.00012316 | 0 | 2.9436 | 2.9351 | 3.0192 | 4.2491 | 4.2302 | 4.4187 | 0
2332 | 0.00013908 | 0.00012719 | 0 | 2.9324 | 2.9361 | 3.0192 | 4.2243 | 4.2324 | 4.4187 | 1.2558e-05
2333 | 0.00015315 | 0.00013142 | 0.0010526 | 2.9529 | 2.9371 | 3.0192 | 4.2696 | 4.2347 | 4.4187 | 1.0988e-05
2334 | 0.00016174 | 0.00013405 | 0.0069247 | 2.9416 | 2.9371 | 3.0192 | 4.2446 | 4.2347 | 4.4187 | 1.2558e-05
2335 | 0.0001299 | 0.00012287 | 0.016065 | 2.9767 | 2.9371 | 3.0192 | 4.3228 | 4.2347 | 4.4187 | 0.00082253
2336 | 9.2606e-05 | 0.000112 | 0.024153 | 3.0159 | 2.9371 | 3.0192 | 4.4114 | 4.2347 | 4.4187 | 4.8661e-05
2337 | 4.8018e-05 | 9.9301e-05 | 0.035288 | 3.0617 | 2.9381 | 3.0192 | 4.5163 | 4.2369 | 4.4187 | 2.9825e-05
2338 | 4.0478e-05 | 9.7006e-05 | 0.041493 | 3.0795 | 2.9402 | 3.0192 | 4.5576 | 4.2414 | 4.4187 | 7.0637e-05
2339 | 4.0635e-05 | 9.7549e-05 | 0.048584 | 3.11 | 2.9402 | 3.0192 | 4.6291 | 4.2414 | 4.4187 | 0.00012715
2340 | 3.3575e-05 | 9.4095e-05 | 0.054234 | 3.1587 | 2.9402 | 3.0192 | 4.7448 | 4.2414 | 4.4187 | 0.00021034
2341 | 3.8817e-05 | 9.7315e-05 | 0.053902 | 3.2249 | 2.9402 | 3.0192 | 4.9054 | 4.2414 | 4.4187 | 8.1625e-05
2342 | 3.6117e-05 | 9.6822e-05 | 0.042822 | 3.1993 | 2.9402 | 3.0192 | 4.8428 | 4.2414 | 4.4187 | 4.5522e-05
2343 | 2.9739e-05 | 9.357e-05 | 0.031687 | 3.1885 | 2.9422 | 3.0192 | 4.8165 | 4.246 | 4.4187 | 8.6334e-05
2344 | 4.1937e-05 | 9.5163e-05 | 0.021383 | 3.1517 | 2.9422 | 3.0192 | 4.7279 | 4.246 | 4.4187 | 0.0001193
2345 | 4.0857e-05 | 9.7102e-05 | 0.0084758 | 3.1146 | 2.9412 | 3.0192 | 4.6399 | 4.2437 | 4.4187 | 4.3952e-05
2346 | 3.8728e-05 | 9.6838e-05 | 0.00094176 | 3.065 | 2.9412 | 3.0192 | 4.524 | 4.2437 | 4.4187 | 0.00033749
2347 | 6.9364e-05 | 0.00010822 | 0 | 3.0127 | 2.9412 | 3.0192 | 4.404 | 4.2437 | 4.4187 | 0.00035005
2348 | 0.00011099 | 0.00011368 | 0 | 2.9883 | 2.9412 | 3.0192 | 4.3488 | 4.2437 | 4.4187 | 0.00023389
2349 | 0.00012864 | 0.00012293 | 0 | 2.9767 | 2.9432 | 3.0192 | 4.3228 | 4.2482 | 4.4187 | 0.0002386
2350 | 0.00014352 | 0.00012686 | 0 | 2.9529 | 2.9443 | 3.0192 | 4.2696 | 4.2505 | 4.4187 | 0
2351 | 0.00015425 | 0.00013091 | 0 | 2.9488 | 2.9443 | 3.0192 | 4.2605 | 4.2505 | 4.4187 | 1.2558e-05
2352 | 0.00016427 | 0.00013378 | 0 | 2.9173 | 2.9443 | 3.0192 | 4.191 | 4.2505 | 4.4187 | 3.2964e-05
2353 | 0.00017273 | 0.0001343 | 0 | 2.9063 | 2.9432 | 3.0192 | 4.1669 | 4.2482 | 4.4187 | 3.9243e-05
2354 | 0.00018265 | 0.00013873 | 0 | 2.9023 | 2.9443 | 3.0192 | 4.1582 | 4.2505 | 4.4187 | 1.4127e-05
2355 | 0.00018824 | 0.00014092 | 0 | 2.8914 | 2.9443 | 3.0192 | 4.1345 | 4.2505 | 4.4187 | 1.0988e-05
2356 | 0.00019639 | 0.0001434 | 0 | 2.8954 | 2.9453 | 3.0192 | 4.1431 | 4.2528 | 4.4187 | 1.4127e-05
2357 | 0.00021144 | 0.00014594 | 0.0010526 | 2.8806 | 2.9463 | 3.0192 | 4.1111 | 4.255 | 4.4187 | 0
2358 | 0.00020495 | 0.00014566 | 0.0063707 | 2.8944 | 2.9463 | 3.0192 | 4.141 | 4.255 | 4.4187 | 0
2359 | 0.00018469 | 0.00013899 | 0.017949 | 2.9324 | 2.9473 | 3.0192 | 4.2243 | 4.2573 | 4.4187 | 0.00082096
2360 | 0.00011686 | 0.0001188 | 0.026369 | 2.9726 | 2.9484 | 3.0192 | 4.3135 | 4.2596 | 4.4187 | 0.00014598
2361 | 9.0407e-05 | 0.00011079 | 0.042268 | 3.0224 | 2.9504 | 3.0192 | 4.426 | 4.2642 | 4.4187 | 8.9474e-05
2362 | 6.4153e-05 | 0.00010296 | 0.037504 | 3.0751 | 2.9504 | 3.0192 | 4.5472 | 4.2642 | 4.4187 | 6.7498e-05
2363 | 6.2992e-05 | 0.00010284 | 0.046201 | 3.1169 | 2.9504 | 3.0192 | 4.6453 | 4.2642 | 4.4187 | 9.4183e-05
2364 | 6.688e-05 | 0.00010397 | 0.041271 | 3.1493 | 2.9504 | 3.0192 | 4.7223 | 4.2642 | 4.4187 | 0.00015069
2365 | 8.1069e-05 | 0.0001081 | 0.036396 | 3.1658 | 2.9504 | 3.0192 | 4.7618 | 4.2642 | 4.4187 | 5.494e-05
2366 | 6.7507e-05 | 0.0001043 | 0.030358 | 3.2078 | 2.9504 | 3.0192 | 4.8635 | 4.2642 | 4.4187 | 8.4765e-05
2367 | 4.7014e-05 | 9.7411e-05 | 0.026148 | 3.2163 | 2.9504 | 3.0192 | 4.8843 | 4.2642 | 4.4187 | 7.8486e-05
2368 | 3.9598e-05 | 9.412e-05 | 0.015511 | 3.1729 | 2.9515 | 3.0192 | 4.7789 | 4.2664 | 4.4187 | 2.5115e-05
2369 | 5.2901e-05 | 9.8788e-05 | 0.0067585 | 3.1354 | 2.9515 | 3.0192 | 4.689 | 4.2664 | 4.4187 | 8.0056e-05
2370 | 4.9783e-05 | 9.8485e-05 | 0.0013295 | 3.084 | 2.9515 | 3.0192 | 4.5681 | 4.2664 | 4.4187 | 0.00028255
2371 | 7.7489e-05 | 0.00010733 | 0 | 3.0408 | 2.9515 | 3.0192 | 4.4682 | 4.2664 | 4.4187 | 0.00021662
2372 | 0.00011196 | 0.00011128 | 0 | 3.0031 | 2.9515 | 3.0192 | 4.3823 | 4.2664 | 4.4187 | 0.00028412
2373 | 0.00013082 | 0.00012285 | 0 | 2.9736 | 2.9515 | 3.0192 | 4.3158 | 4.2664 | 4.4187 | 0.00025586
2374 | 0.00015367 | 0.0001303 | 0 | 2.9477 | 2.9525 | 3.0192 | 4.2582 | 4.2687 | 4.4187 | 1.0988e-05
2375 | 0.00016221 | 0.00013053 | 0 | 2.9274 | 2.9535 | 3.0192 | 4.2132 | 4.271 | 4.4187 | 0
2376 | 0.00017695 | 0.00013567 | 0 | 2.9073 | 2.9535 | 3.0192 | 4.1691 | 4.271 | 4.4187 | 1.2558e-05
2377 | 0.00018632 | 0.00013907 | 0 | 2.9043 | 2.9525 | 3.0192 | 4.1626 | 4.2687 | 4.4187 | 0
2378 | 0.00019106 | 0.00013994 | 0 | 2.8826 | 2.9525 | 3.0192 | 4.1153 | 4.2687 | 4.4187 | 1.2558e-05
2379 | 0.00019809 | 0.00013971 | 0 | 2.8708 | 2.9546 | 3.0192 | 4.09 | 4.2733 | 4.4187 | 1.2558e-05
2380 | 0.00020326 | 0.00014526 | 0 | 2.8728 | 2.9566 | 3.0192 | 4.0942 | 4.2779 | 4.4187 | 1.4127e-05
2381 | 0.00022003 | 0.00015015 | 0.0013849 | 2.8786 | 2.9566 | 3.0192 | 4.1068 | 4.2779 | 4.4187 | 1.2558e-05
2382 | 0.00022389 | 0.00015145 | 0.0070355 | 2.9173 | 2.9566 | 3.0192 | 4.191 | 4.2779 | 4.4187 | 1.4127e-05
2383 | 0.00016703 | 0.00013408 | 0.013462 | 2.982 | 2.9566 | 3.0192 | 4.3346 | 4.2779 | 4.4187 | 0.00050859
2384 | 0.00011894 | 0.00011932 | 0.025372 | 3.0343 | 2.9577 | 3.0192 | 4.4532 | 4.2802 | 4.4187 | 5.8079e-05
2385 | 8.1064e-05 | 0.00010799 | 0.036285 | 3.0851 | 2.9587 | 3.0192 | 4.5707 | 4.2825 | 4.4187 | 6.9067e-05
2386 | 6.6636e-05 | 0.00010363 | 0.039554 | 3.1296 | 2.9587 | 3.0192 | 4.6752 | 4.2825 | 4.4187 | 8.0056e-05
2387 | 6.5369e-05 | 0.00010332 | 0.035787 | 3.1123 | 2.9587 | 3.0192 | 4.6345 | 4.2825 | 4.4187 | 3.6103e-05
2388 | 6.1572e-05 | 0.00010239 | 0.038003 | 3.1753 | 2.9587 | 3.0192 | 4.7847 | 4.2825 | 4.4187 | 0.00027313
2389 | 6.2689e-05 | 0.00010269 | 0.031632 | 3.1694 | 2.9597 | 3.0192 | 4.7704 | 4.2848 | 4.4187 | 5.494e-05
2390 | 5.93e-05 | 0.00010106 | 0.028419 | 3.1342 | 2.9597 | 3.0192 | 4.6862 | 4.2848 | 4.4187 | 8.9474e-05
2391 | 4.9328e-05 | 9.8143e-05 | 0.026702 | 3.0762 | 2.9597 | 3.0192 | 4.5498 | 4.2848 | 4.4187 | 9.4183e-05
2392 | 4.4693e-05 | 9.6119e-05 | 0.018004 | 3.0595 | 2.9597 | 3.0192 | 4.5112 | 4.2848 | 4.4187 | 8.7904e-05
2393 | 4.2184e-05 | 9.6016e-05 | 0.0092514 | 3.054 | 2.9608 | 3.0192 | 4.4985 | 4.2871 | 4.4187 | 0.00010517
2394 | 6.2976e-05 | 0.00010169 | 0.0015511 | 3.0042 | 2.9608 | 3.0192 | 4.3847 | 4.2871 | 4.4187 | 0.00028255
2395 | 7.8431e-05 | 0.00010806 | 0 | 2.9642 | 2.9608 | 3.0192 | 4.2949 | 4.2871 | 4.4187 | 0.00028883
2396 | 0.00011353 | 0.00011688 | 0 | 2.9264 | 2.9608 | 3.0192 | 4.211 | 4.2871 | 4.4187 | 0.00018994
2397 | 0.0001238 | 0.00012094 | 0 | 2.8924 | 2.9618 | 3.0192 | 4.1367 | 4.2894 | 4.4187 | 0.00023232
2398 | 0.00012178 | 0.00012022 | 0 | 2.8786 | 2.9618 | 3.0192 | 4.1068 | 4.2894 | 4.4187 | 1.5697e-05
2399 | 0.00012915 | 0.00012291 | 0 | 2.8467 | 2.9618 | 3.0192 | 4.0382 | 4.2894 | 4.4187 | 2.9825e-05
2400 | 0.0001366 | 0.00012504 | 0 | 2.8306 | 2.9618 | 3.0192 | 4.0037 | 4.2894 | 4.4187 | 0
2401 | 0.00014248 | 0.00012702 | 0 | 2.8155 | 2.9618 | 3.0192 | 3.9718 | 4.2894 | 4.4187 | 3.9243e-05
2402 | 0.00014946 | 0.00012882 | 0 | 2.7978 | 2.9628 | 3.0192 | 3.9345 | 4.2917 | 4.4187 | 0
2403 | 0.00015425 | 0.00013047 | 0 | 2.774 | 2.9628 | 3.0192 | 3.8847 | 4.2917 | 4.4187 | 9.4183e-06
2404 | 0.00016158 | 0.00013172 | 0 | 2.7596 | 2.9639 | 3.0192 | 3.8546 | 4.2941 | 4.4187 | 1.0988e-05
2405 | 0.00017425 | 0.00013658 | 0.0018281 | 2.7596 | 2.9649 | 3.0192 | 3.8546 | 4.2964 | 4.4187 | 0
2406 | 0.00018411 | 0.0001363 | 0.0092514 | 2.7942 | 2.9649 | 3.0192 | 3.9268 | 4.2964 | 4.4187 | 1.2558e-05
2407 | 0.00013336 | 0.00012324 | 0.019334 | 2.8477 | 2.9649 | 3.0192 | 4.0402 | 4.2964 | 4.4187 | 0.00075503
2408 | 8.8183e-05 | 0.00010964 | 0.032352 | 2.9133 | 2.9649 | 3.0192 | 4.1822 | 4.2964 | 4.4187 | 4.8661e-05
2409 | 7.1624e-05 | 0.00010494 | 0.047309 | 2.9809 | 2.9649 | 3.0192 | 4.3322 | 4.2964 | 4.4187 | 7.0637e-05
2410 | 6.1126e-05 | 0.00010181 | 0.053403 | 3.0289 | 2.9649 | 3.0192 | 4.4408 | 4.2964 | 4.4187 | 7.3777e-05
2411 | 6.0797e-05 | 0.00010212 | 0.063208 | 3.0863 | 2.9659 | 3.0192 | 4.5733 | 4.2987 | 4.4187 | 0.0001036
2412 | 6.2935e-05 | 0.00010261 | 0.065812 | 3.1146 | 2.9659 | 3.0192 | 4.6399 | 4.2987 | 4.4187 | 0.00040342
2413 | 6.4412e-05 | 0.00010306 | 0.053015 | 3.1447 | 2.9649 | 3.0192 | 4.7112 | 4.2964 | 4.4187 | 0.0001193
2414 | 5.3375e-05 | 9.9326e-05 | 0.037282 | 3.1517 | 2.9649 | 3.0192 | 4.7279 | 4.2964 | 4.4187 | 0.00012558
2415 | 4.2974e-05 | 9.5684e-05 | 0.033626 | 3.1861 | 2.9649 | 3.0192 | 4.8107 | 4.2964 | 4.4187 | 9.2613e-05
2416 | 4.9321e-05 | 9.639e-05 | 0.02094 | 3.167 | 2.9649 | 3.0192 | 4.7647 | 4.2964 | 4.4187 | 6.9067e-05
2417 | 4.7575e-05 | 9.4921e-05 | 0.0085312 | 3.1342 | 2.9649 | 3.0192 | 4.6862 | 4.2964 | 4.4187 | 7.5346e-05
2418 | 3.6204e-05 | 9.1626e-05 | 0.0020497 | 3.0885 | 2.9649 | 3.0192 | 4.5786 | 4.2964 | 4.4187 | 0.00023075
2419 | 5.1684e-05 | 0.00010131 | 0 | 3.0202 | 2.9659 | 3.0192 | 4.4211 | 4.2987 | 4.4187 | 0.00023232
2420 | 8.9718e-05 | 0.00011115 | 0 | 2.9611 | 2.9659 | 3.0192 | 4.288 | 4.2987 | 4.4187 | 0.00029668
2421 | 0.00010156 | 0.00011339 | 0 | 2.9053 | 2.9659 | 3.0192 | 4.1648 | 4.2987 | 4.4187 | 0.00019778
2422 | 0.0001057 | 0.00011404 | 0 | 2.8777 | 2.9659 | 3.0192 | 4.1047 | 4.2987 | 4.4187 | 4.2382e-05
2423 | 0.00012758 | 0.0001206 | 0 | 2.841 | 2.9659 | 3.0192 | 4.0259 | 4.2987 | 4.4187 | 0
2424 | 0.00015472 | 0.00012696 | 0 | 2.8155 | 2.9659 | 3.0192 | 3.9718 | 4.2987 | 4.4187 | 1.0988e-05
2425 | 0.00017001 | 0.00013514 | 0 | 2.8296 | 2.9659 | 3.0192 | 4.0017 | 4.2987 | 4.4187 | 0
2426 | 0.00016779 | 0.00013443 | 0 | 2.8381 | 2.9659 | 3.0192 | 4.0198 | 4.2987 | 4.4187 | 0
2427 | 0.0001837 | 0.00013927 | 0 | 2.8439 | 2.9659 | 3.0192 | 4.032 | 4.2987 | 4.4187 | 2.3546e-05
2428 | 0.0001953 | 0.00014212 | 0 | 2.8277 | 2.9659 | 3.0192 | 3.9977 | 4.2987 | 4.4187 | 1.2558e-05
2429 | 0.000219 | 0.00014813 | 0.0014957 | 2.8258 | 2.968 | 3.0192 | 3.9937 | 4.3033 | 4.4187 | 9.4183e-06
2430 | 0.00022203 | 0.00015083 | 0.008088 | 2.8544 | 2.968 | 3.0192 | 4.0546 | 4.3033 | 4.4187 | 1.2558e-05
2431 | 0.00019136 | 0.00014115 | 0.015013 | 2.9284 | 2.968 | 3.0192 | 4.2154 | 4.3033 | 4.4187 | 0.00075032
2432 | 0.00012899 | 0.00012238 | 0.02299 | 2.9705 | 2.9691 | 3.0192 | 4.3088 | 4.3057 | 4.4187 | 6.4358e-05
2433 | 8.5221e-05 | 0.00010862 | 0.033349 | 3.0246 | 2.9691 | 3.0192 | 4.431 | 4.3057 | 4.4187 | 2.9825e-05
2434 | 6.1187e-05 | 9.9978e-05 | 0.03767 | 3.0795 | 2.9691 | 3.0192 | 4.5576 | 4.3057 | 4.4187 | 7.6916e-05
2435 | 5.9195e-05 | 0.00010032 | 0.041714 | 3.0885 | 2.9691 | 3.0192 | 4.5786 | 4.3057 | 4.4187 | 2.6685e-05
2436 | 5.112e-05 | 9.7137e-05 | 0.040883 | 3.0987 | 2.9701 | 3.0192 | 4.6024 | 4.308 | 4.4187 | 0.00019621
2437 | 4.6924e-05 | 9.4997e-05 | 0.038169 | 3.1078 | 2.9701 | 3.0192 | 4.6237 | 4.308 | 4.4187 | 7.8486e-05
2438 | 3.8927e-05 | 9.3323e-05 | 0.027422 | 3.1146 | 2.9701 | 3.0192 | 4.6399 | 4.308 | 4.4187 | 7.6916e-05
2439 | 3.252e-05 | 8.8537e-05 | 0.022768 | 3.11 | 2.9701 | 3.0192 | 4.6291 | 4.308 | 4.4187 | 8.3195e-05
2440 | 3.9512e-05 | 9.1783e-05 | 0.016176 | 3.1009 | 2.9701 | 3.0192 | 4.6077 | 4.308 | 4.4187 | 6.5928e-05
2441 | 4.1032e-05 | 9.597e-05 | 0.0085312 | 3.0919 | 2.9701 | 3.0192 | 4.5865 | 4.308 | 4.4187 | 0.00010674
2442 | 3.1073e-05 | 9.5391e-05 | 0.0019389 | 3.0463 | 2.9701 | 3.0192 | 4.4808 | 4.308 | 4.4187 | 0.00014127
2443 | 4.3215e-05 | 0.00010523 | 0 | 2.9989 | 2.9701 | 3.0192 | 4.3726 | 4.308 | 4.4187 | 0.00037673
2444 | 6.5072e-05 | 0.00010638 | 0 | 2.9799 | 2.9712 | 3.0192 | 4.3299 | 4.3103 | 4.4187 | 0.00033749
2445 | 7.6991e-05 | 0.00010819 | 0 | 2.9539 | 2.9712 | 3.0192 | 4.2719 | 4.3103 | 4.4187 | 0.00028569
2446 | 9.6733e-05 | 0.0001139 | 0 | 2.9314 | 2.9712 | 3.0192 | 4.2221 | 4.3103 | 4.4187 | 2.9825e-05
2447 | 0.00011547 | 0.00011856 | 0 | 2.9193 | 2.9712 | 3.0192 | 4.1954 | 4.3103 | 4.4187 | 0
2448 | 0.00013449 | 0.00012377 | 0 | 2.8983 | 2.9712 | 3.0192 | 4.1496 | 4.3103 | 4.4187 | 9.2613e-05
2449 | 0.00014361 | 0.00012764 | 0 | 2.8796 | 2.9712 | 3.0192 | 4.1089 | 4.3103 | 4.4187 | 2.8255e-05
2450 | 0.00015318 | 0.00012948 | 0 | 2.8767 | 2.9722 | 3.0192 | 4.1026 | 4.3127 | 4.4187 | 2.5115e-05
2451 | 0.00016382 | 0.00013262 | 0 | 2.8506 | 2.9722 | 3.0192 | 4.0464 | 4.3127 | 4.4187 | 2.8255e-05
2452 | 0.00017157 | 0.00013478 | 0 | 2.8506 | 2.9722 | 3.0192 | 4.0464 | 4.3127 | 4.4187 | 1.2558e-05
2453 | 0.00019697 | 0.00014279 | 0.0024929 | 2.8554 | 2.9722 | 3.0192 | 4.0567 | 4.3127 | 4.4187 | 3.2964e-05
2454 | 0.00019826 | 0.00014282 | 0.011356 | 2.9133 | 2.9722 | 3.0192 | 4.1822 | 4.3127 | 4.4187 | 1.2558e-05
2455 | 0.0001741 | 0.000135 | 0.023101 | 2.982 | 2.9722 | 3.0192 | 4.3346 | 4.3127 | 4.4187 | 0.00080526
2456 | 0.00011468 | 0.00011722 | 0.032407 | 3.0706 | 2.9743 | 3.0192 | 4.5369 | 4.3174 | 4.4187 | 0.00055882
2457 | 7.1059e-05 | 0.00010401 | 0.038778 | 3.1435 | 2.9743 | 3.0192 | 4.7084 | 4.3174 | 4.4187 | 7.5346e-05
2458 | 5.5461e-05 | 9.9129e-05 | 0.038778 | 3.2151 | 2.9743 | 3.0192 | 4.8814 | 4.3174 | 4.4187 | 0.00018052
2459 | 4.9142e-05 | 9.7049e-05 | 0.037116 | 3.2224 | 2.9753 | 3.0192 | 4.8994 | 4.3197 | 4.4187 | 0.00013657
2460 | 4.0564e-05 | 9.4885e-05 | 0.043432 | 3.2397 | 2.9743 | 3.0192 | 4.9419 | 4.3174 | 4.4187 | 0.00012401
2461 | 5.0846e-05 | 9.8402e-05 | 0.047032 | 3.2964 | 2.9743 | 3.0192 | 5.0837 | 4.3174 | 4.4187 | 0.00012401
2462 | 4.1627e-05 | 9.5889e-05 | 0.041216 | 3.3327 | 2.9743 | 3.0192 | 5.1761 | 4.3174 | 4.4187 | 8.7904e-05
2463 | 3.0291e-05 | 8.8186e-05 | 0.028862 | 3.3157 | 2.9743 | 3.0192 | 5.1328 | 4.3174 | 4.4187 | 0.00040656
2464 | 2.467e-05 | 8.8961e-05 | 0.020442 | 3.2533 | 2.9743 | 3.0192 | 4.9758 | 4.3174 | 4.4187 | 0.00038458
2465 | 2.4326e-05 | 9.2104e-05 | 0.0092514 | 3.2138 | 2.9743 | 3.0192 | 4.8784 | 4.3174 | 4.4187 | 2.3546e-05
2466 | 5.7171e-05 | 0.00010241 | 0.0018281 | 3.1646 | 2.9743 | 3.0192 | 4.759 | 4.3174 | 4.4187 | 1.8837e-05
2467 | 4.6685e-05 | 0.00010307 | 0 | 3.1158 | 2.9743 | 3.0192 | 4.6426 | 4.3174 | 4.4187 | 4.3952e-05
2468 | 7.4482e-05 | 0.00010665 | 0 | 3.0463 | 2.9743 | 3.0192 | 4.4808 | 4.3174 | 4.4187 | 0.00018366
2469 | 9.7298e-05 | 0.00011407 | 0 | 2.9862 | 2.9743 | 3.0192 | 4.344 | 4.3174 | 4.4187 | 0.00020406
2470 | 0.00011865 | 0.00012035 | 0 | 2.9508 | 2.9743 | 3.0192 | 4.265 | 4.3174 | 4.4187 | 0.00015854
2471 | 0.00014207 | 0.00012714 | 0 | 2.9284 | 2.9743 | 3.0192 | 4.2154 | 4.3174 | 4.4187 | 2.9825e-05
2472 | 0.00016818 | 0.00013429 | 0 | 2.9153 | 2.9753 | 3.0192 | 4.1866 | 4.3197 | 4.4187 | 2.5115e-05
2473 | 0.0001832 | 0.00013469 | 0 | 2.8924 | 2.9753 | 3.0192 | 4.1367 | 4.3197 | 4.4187 | 2.1976e-05
2474 | 0.0001954 | 0.00013908 | 0 | 2.8757 | 2.9753 | 3.0192 | 4.1005 | 4.3197 | 4.4187 | 2.3546e-05
2475 | 0.00020523 | 0.00014446 | 0 | 2.8708 | 2.9753 | 3.0192 | 4.09 | 4.3197 | 4.4187 | 1.2558e-05
2476 | 0.00021707 | 0.00014883 | 0 | 2.8534 | 2.9753 | 3.0192 | 4.0525 | 4.3197 | 4.4187 | 1.4127e-05
2477 | 0.00022156 | 0.00014912 | 0.0027699 | 2.8506 | 2.9764 | 3.0192 | 4.0464 | 4.322 | 4.4187 | 3.7673e-05
2478 | 0.00022369 | 0.00014991 | 0.012631 | 2.8993 | 2.9774 | 3.0192 | 4.1517 | 4.3244 | 4.4187 | 2.8255e-05
2479 | 0.00018632 | 0.0001389 | 0.022879 | 2.956 | 2.9774 | 3.0192 | 4.2765 | 4.3244 | 4.4187 | 0.00061219
2480 | 0.00014512 | 0.0001266 | 0.037947 | 3.0246 | 2.9774 | 3.0192 | 4.431 | 4.3244 | 4.4187 | 0.00046307
2481 | 0.00010436 | 0.0001143 | 0.045647 | 3.0818 | 2.9785 | 3.0192 | 4.5628 | 4.3267 | 4.4187 | 9.7322e-05
2482 | 6.8015e-05 | 0.00010336 | 0.052351 | 3.1682 | 2.9785 | 3.0192 | 4.7675 | 4.3267 | 4.4187 | 6.4358e-05
2483 | 7.8467e-05 | 0.00010666 | 0.061048 | 3.2114 | 2.9785 | 3.0192 | 4.8724 | 4.3267 | 4.4187 | 8.3195e-05
2484 | 5.8043e-05 | 0.0001005 | 0.060051 | 3.2734 | 2.9785 | 3.0192 | 5.026 | 4.3267 | 4.4187 | 5.9649e-05
2485 | 6.3419e-05 | 0.0001018 | 0.058721 | 3.2938 | 2.9795 | 3.0192 | 5.0772 | 4.3291 | 4.4187 | 9.2613e-05
2486 | 5.3863e-05 | 9.761e-05 | 0.049193 | 3.2951 | 2.9785 | 3.0192 | 5.0804 | 4.3267 | 4.4187 | 7.0637e-05
2487 | 4.1933e-05 | 9.2211e-05 | 0.038003 | 3.2722 | 2.9774 | 3.0192 | 5.0228 | 4.3244 | 4.4187 | 0.00030452
2488 | 3.4905e-05 | 8.8176e-05 | 0.021882 | 3.2335 | 2.9785 | 3.0192 | 4.9266 | 4.3267 | 4.4187 | 0.00026057
2489 | 3.6398e-05 | 9.4228e-05 | 0.0068693 | 3.1587 | 2.9785 | 3.0192 | 4.7448 | 4.3267 | 4.4187 | 2.9825e-05
2490 | 3.9738e-05 | 9.6091e-05 | 0.0024929 | 3.1032 | 2.9785 | 3.0192 | 4.613 | 4.3267 | 4.4187 | 7.8486e-05
2491 | 5.8067e-05 | 0.00010479 | 0 | 3.043 | 2.9785 | 3.0192 | 4.4732 | 4.3267 | 4.4187 | 9.1044e-05
2492 | 9.2896e-05 | 0.00011243 | 0 | 3.0551 | 2.9785 | 3.0192 | 4.501 | 4.3267 | 4.4187 | 0.00016953
2493 | 0.00011587 | 0.00011921 | 0 | 2.9999 | 2.9785 | 3.0192 | 4.375 | 4.3267 | 4.4187 | 0.00017267
2494 | 0.00013032 | 0.00012364 | 0 | 2.9694 | 2.9785 | 3.0192 | 4.3065 | 4.3267 | 4.4187 | 0.0001397
2495 | 0.00015031 | 0.00012901 | 0 | 2.9314 | 2.9785 | 3.0192 | 4.2221 | 4.3267 | 4.4187 | 5.0231e-05
2496 | 0.0001651 | 0.00013321 | 0 | 2.9143 | 2.9785 | 3.0192 | 4.1844 | 4.3267 | 4.4187 | 1.0988e-05
2497 | 0.0001826 | 0.00013807 | 0 | 2.8885 | 2.9785 | 3.0192 | 4.1281 | 4.3267 | 4.4187 | 1.0988e-05
2498 | 0.00019813 | 0.00014318 | 0 | 2.8506 | 2.9795 | 3.0192 | 4.0464 | 4.3291 | 4.4187 | 1.4127e-05
2499 | 0.00021198 | 0.00014673 | 0 | 2.824 | 2.9806 | 3.0192 | 3.9897 | 4.3315 | 4.4187 | 1.2558e-05
2500 | 0.00022165 | 0.00014968 | 0 | 2.7978 | 2.9806 | 3.0192 | 3.9345 | 4.3315 | 4.4187 | 0
2501 | 0.00023069 | 0.00015292 | 0.0033931 | 2.7905 | 2.9806 | 3.0192 | 3.9191 | 4.3315 | 4.4187 | 1.0988e-05
2502 | 0.00024048 | 0.0001543 | 0.012908 | 2.84 | 2.9816 | 3.0192 | 4.0239 | 4.3338 | 4.4187 | 0
2503 | 0.00019097 | 0.00014023 | 0.024984 | 2.9073 | 2.9827 | 3.0192 | 4.1691 | 4.3362 | 4.4187 | 0.00070009
2504 | 0.00012055 | 0.0001187 | 0.034402 | 2.9883 | 2.9827 | 3.0192 | 4.3488 | 4.3362 | 4.4187 | 9.4183e-06
2505 | 8.459e-05 | 0.00010791 | 0.045703 | 3.031 | 2.9827 | 3.0192 | 4.4458 | 4.3362 | 4.4187 | 3.9243e-05
2506 | 6.3906e-05 | 9.9513e-05 | 0.045924 | 3.0728 | 2.9837 | 3.0192 | 4.542 | 4.3385 | 4.4187 | 4.0813e-05
2507 | 5.762e-05 | 9.9137e-05 | 0.053043 | 3.1021 | 2.9837 | 3.0192 | 4.6103 | 4.3385 | 4.4187 | 8.9474e-05
2508 | 5.0953e-05 | 9.5655e-05 | 0.052281 | 3.1505 | 2.9837 | 3.0192 | 4.7251 | 4.3385 | 4.4187 | 0.00017424
2509 | 4.4524e-05 | 9.5195e-05 | 0.038003 | 3.1435 | 2.9837 | 3.0192 | 4.7084 | 4.3385 | 4.4187 | 7.3777e-05
2510 | 3.8393e-05 | 9.4756e-05 | 0.033349 | 3.1203 | 2.9837 | 3.0192 | 4.6534 | 4.3385 | 4.4187 | 0.00013813
2511 | 3.1605e-05 | 9.0356e-05 | 0.026979 | 3.1066 | 2.9848 | 3.0192 | 4.621 | 4.3409 | 4.4187 | 2.6685e-05
2512 | 3.1163e-05 | 9.1834e-05 | 0.021771 | 3.0851 | 2.9858 | 3.0192 | 4.5707 | 4.3433 | 4.4187 | 8.1625e-05
2513 | 2.2409e-05 | 9.3021e-05 | 0.012187 | 3.0485 | 2.9858 | 3.0192 | 4.4858 | 4.3433 | 4.4187 | 8.6334e-05
2514 | 3.6639e-05 | 9.853e-05 | 0.0027699 | 2.9694 | 2.9858 | 3.0192 | 4.3065 | 4.3433 | 4.4187 | 0.00035005
2515 | 3.9077e-05 | 0.0001 | 0 | 2.9223 | 2.9858 | 3.0192 | 4.2021 | 4.3433 | 4.4187 | 0.0001554
2516 | 5.1306e-05 | 0.00010493 | 0 | 2.8934 | 2.9869 | 3.0192 | 4.1388 | 4.3456 | 4.4187 | 0.00016953
2517 | 5.568e-05 | 0.00010127 | 0 | 2.8708 | 2.9869 | 3.0192 | 4.09 | 4.3456 | 4.4187 | 0.000259
2518 | 5.8794e-05 | 0.00010192 | 0 | 2.8458 | 2.9858 | 3.0192 | 4.0361 | 4.3433 | 4.4187 | 0
2519 | 6.9033e-05 | 0.00010655 | 0 | 2.8296 | 2.9858 | 3.0192 | 4.0017 | 4.3433 | 4.4187 | 1.0988e-05
2520 | 8.7723e-05 | 0.00011182 | 0 | 2.8108 | 2.9858 | 3.0192 | 3.9619 | 4.3433 | 4.4187 | 0
2521 | 0.00010809 | 0.00011303 | 0 | 2.8174 | 2.9869 | 3.0192 | 3.9757 | 4.3456 | 4.4187 | 2.3546e-05
2522 | 0.00011979 | 0.00012047 | 0 | 2.8015 | 2.9869 | 3.0192 | 3.9423 | 4.3456 | 4.4187 | 1.4127e-05
2523 | 0.00013041 | 0.00012361 | 0 | 2.7859 | 2.9869 | 3.0192 | 3.9095 | 4.3456 | 4.4187 | 1.4127e-05
2524 | 0.00014869 | 0.00012925 | 0 | 2.774 | 2.9869 | 3.0192 | 3.8847 | 4.3456 | 4.4187 | 1.2558e-05
2525 | 0.00016331 | 0.00013361 | 0.0022713 | 2.785 | 2.9869 | 3.0192 | 3.9075 | 4.3456 | 4.4187 | 2.1976e-05
2526 | 0.00017829 | 0.00013793 | 0.010138 | 2.8258 | 2.989 | 3.0192 | 3.9937 | 4.3504 | 4.4187 | 0
2527 | 0.0001508 | 0.00012865 | 0.015899 | 2.8904 | 2.989 | 3.0192 | 4.1324 | 4.3504 | 4.4187 | 0.00053684
2528 | 7.3783e-05 | 0.00010528 | 0.026258 | 2.9642 | 2.989 | 3.0192 | 4.2949 | 4.3504 | 4.4187 | 5.337e-05
2529 | 5.1684e-05 | 9.7989e-05 | 0.039775 | 3.0278 | 2.989 | 3.0192 | 4.4384 | 4.3504 | 4.4187 | 7.5346e-05
2530 | 3.4129e-05 | 8.8949e-05 | 0.041493 | 3.0795 | 2.989 | 3.0192 | 4.5576 | 4.3504 | 4.4187 | 8.3195e-05
2531 | 3.5704e-05 | 9.5505e-05 | 0.043376 | 3.1354 | 2.9901 | 3.0192 | 4.689 | 4.3528 | 4.4187 | 8.6334e-05
2532 | 3.5324e-05 | 9.4451e-05 | 0.029859 | 3.1412 | 2.9901 | 3.0192 | 4.7028 | 4.3528 | 4.4187 | 0.00012715
2533 | 3.4369e-05 | 9.4391e-05 | 0.0313 | 3.1576 | 2.9901 | 3.0192 | 4.742 | 4.3528 | 4.4187 | 9.8892e-05
2534 | 2.9799e-05 | 9.2845e-05 | 0.033294 | 3.1825 | 2.9911 | 3.0192 | 4.802 | 4.3552 | 4.4187 | 9.4183e-05
2535 | 2.6295e-05 | 8.8789e-05 | 0.023433 | 3.147 | 2.9911 | 3.0192 | 4.7167 | 4.3552 | 4.4187 | 3.9243e-05
2536 | 1.7849e-05 | 8.8103e-05 | 0.016841 | 3.1365 | 2.9911 | 3.0192 | 4.6917 | 4.3552 | 4.4187 | 0.00011145
2537 | 3.3785e-05 | 9.6767e-05 | 0.0083096 | 3.093 | 2.9911 | 3.0192 | 4.5891 | 4.3552 | 4.4187 | 0.00011459
2538 | 1.7851e-05 | 9.3167e-05 | 0.0019943 | 3.0321 | 2.9901 | 3.0192 | 4.4483 | 4.3528 | 4.4187 | 0.00037516
2539 | 2.5688e-05 | 9.5995e-05 | 0 | 2.9632 | 2.9901 | 3.0192 | 4.2926 | 4.3528 | 4.4187 | 0.00020249
2540 | 4.4384e-05 | 0.00010288 | 0 | 2.9173 | 2.9911 | 3.0192 | 4.191 | 4.3552 | 4.4187 | 0.00032964
2541 | 4.0327e-05 | 9.5128e-05 | 0 | 2.9173 | 2.9901 | 3.0192 | 4.191 | 4.3528 | 4.4187 | 0.00018523
2542 | 3.718e-05 | 9.5753e-05 | 0 | 2.8944 | 2.9901 | 3.0192 | 4.141 | 4.3528 | 4.4187 | 1.2558e-05
2543 | 4.064e-05 | 9.7682e-05 | 0 | 2.8747 | 2.9901 | 3.0192 | 4.0984 | 4.3528 | 4.4187 | 1.8837e-05
2544 | 5.0011e-05 | 0.0001009 | 0 | 2.8448 | 2.9901 | 3.0192 | 4.0341 | 4.3528 | 4.4187 | 0
2545 | 5.8925e-05 | 0.00010284 | 0 | 2.8277 | 2.9901 | 3.0192 | 3.9977 | 4.3528 | 4.4187 | 1.2558e-05
2546 | 6.9012e-05 | 0.00010567 | 0 | 2.7969 | 2.9901 | 3.0192 | 3.9326 | 4.3528 | 4.4187 | 2.8255e-05
2547 | 7.7893e-05 | 0.00010818 | 0 | 2.7905 | 2.9901 | 3.0192 | 3.9191 | 4.3528 | 4.4187 | 0
2548 | 9.0727e-05 | 0.00011137 | 0 | 2.785 | 2.9901 | 3.0192 | 3.9075 | 4.3528 | 4.4187 | 2.0406e-05
2549 | 0.00010551 | 0.00011593 | 0.0022713 | 2.7578 | 2.9901 | 3.0192 | 3.8509 | 4.3528 | 4.4187 | 1.5697e-05
2550 | 0.00011542 | 0.00011881 | 0.010415 | 2.824 | 2.9901 | 3.0192 | 3.9897 | 4.3528 | 4.4187 | 9.4183e-06
2551 | 0.0001196 | 0.00011875 | 0.022879 | 2.9033 | 2.9901 | 3.0192 | 4.1604 | 4.3528 | 4.4187 | 0.00063573
2552 | 6.1757e-05 | 0.00010158 | 0.032297 | 2.9757 | 2.9911 | 3.0192 | 4.3205 | 4.3552 | 4.4187 | 6.9067e-05
2553 | 3.4173e-05 | 9.3431e-05 | 0.044373 | 3.0267 | 2.9911 | 3.0192 | 4.4359 | 4.3552 | 4.4187 | 6.1219e-05
2554 | 2.5888e-05 | 9.055e-05 | 0.05422 | 3.0661 | 2.9911 | 3.0192 | 4.5266 | 4.3552 | 4.4187 | 5.337e-05
2555 | 3.381e-05 | 9.4379e-05 | 0.051866 | 3.1009 | 2.9911 | 3.0192 | 4.6077 | 4.3552 | 4.4187 | 0.00016325
2556 | 3.3395e-05 | 9.4335e-05 | 0.051907 | 3.1135 | 2.9911 | 3.0192 | 4.6372 | 4.3552 | 4.4187 | 0.0003265
2557 | 3.5381e-05 | 9.5015e-05 | 0.048085 | 3.1377 | 2.9901 | 3.0192 | 4.6945 | 4.3528 | 4.4187 | 3.1394e-05
2558 | 3.314e-05 | 9.4161e-05 | 0.042379 | 3.147 | 2.9901 | 3.0192 | 4.7167 | 4.3528 | 4.4187 | 9.7322e-05
2559 | 2.4824e-05 | 8.8805e-05 | 0.035454 | 3.1658 | 2.9901 | 3.0192 | 4.7618 | 4.3528 | 4.4187 | 0.0001036
2560 | 1.7124e-05 | 8.4183e-05 | 0.023267 | 3.1435 | 2.9901 | 3.0192 | 4.7084 | 4.3528 | 4.4187 | 6.9067e-05
2561 | 1.7473e-05 | 8.9123e-05 | 0.01457 | 3.1181 | 2.9901 | 3.0192 | 4.648 | 4.3528 | 4.4187 | 5.0231e-05
2562 | 2.5031e-05 | 9.3566e-05 | 0.0028253 | 3.0474 | 2.9901 | 3.0192 | 4.4833 | 4.3528 | 4.4187 | 0.00017738
2563 | 4.6193e-05 | 0.00010693 | 0 | 2.9788 | 2.9901 | 3.0192 | 4.3275 | 4.3528 | 4.4187 | 0.00019778
2564 | 4.5808e-05 | 9.9979e-05 | 0 | 2.9365 | 2.9901 | 3.0192 | 4.2333 | 4.3528 | 4.4187 | 0.00023703
2565 | 7.1818e-05 | 0.00010489 | 0 | 2.8845 | 2.989 | 3.0192 | 4.1196 | 4.3504 | 4.4187 | 0.0002229
2566 | 9.689e-05 | 0.00011298 | 0 | 2.8381 | 2.989 | 3.0192 | 4.0198 | 4.3504 | 4.4187 | 2.3546e-05
2567 | 0.00011397 | 0.00011794 | 0 | 2.8136 | 2.989 | 3.0192 | 3.9678 | 4.3504 | 4.4187 | 0
2568 | 0.00013925 | 0.00012502 | 0 | 2.7886 | 2.989 | 3.0192 | 3.9152 | 4.3504 | 4.4187 | 4.0813e-05
2569 | 0.00015288 | 0.00012931 | 0 | 2.7695 | 2.9901 | 3.0192 | 3.8752 | 4.3528 | 4.4187 | 0
2570 | 0.0001526 | 0.00012878 | 0 | 2.7479 | 2.9911 | 3.0192 | 3.8306 | 4.3552 | 4.4187 | 1.4127e-05
2571 | 0.00015291 | 0.00012911 | 0 | 2.7294 | 2.9911 | 3.0192 | 3.7923 | 4.3552 | 4.4187 | 0
2572 | 0.00017034 | 0.00013394 | 5.5397e-05 | 2.6963 | 2.9922 | 3.0192 | 3.725 | 4.3575 | 4.4187 | 1.0988e-05
2573 | 0.00018203 | 0.00013676 | 0.0038224 | 2.7075 | 2.9922 | 3.0192 | 3.7477 | 4.3575 | 4.4187 | 2.8255e-05
2574 | 0.00018568 | 0.00013895 | 0.015456 | 2.8015 | 2.9922 | 3.0192 | 3.9423 | 4.3575 | 4.4187 | 1.2558e-05
2575 | 0.00016052 | 0.00013063 | 0.030469 | 2.9003 | 2.9922 | 3.0192 | 4.1539 | 4.3575 | 4.4187 | 0.0006844
2576 | 9.9338e-05 | 0.00011255 | 0.047088 | 2.9999 | 2.9922 | 3.0192 | 4.375 | 4.3575 | 4.4187 | 0.00013186
2577 | 6.1291e-05 | 0.00010064 | 0.062987 | 3.0863 | 2.9922 | 3.0192 | 4.5733 | 4.3575 | 4.4187 | 8.1625e-05
2578 | 3.0229e-05 | 9.0003e-05 | 0.069413 | 3.154 | 2.9932 | 3.0192 | 4.7335 | 4.3599 | 4.4187 | 5.1801e-05
2579 | 3.0014e-05 | 9.0771e-05 | 0.072515 | 3.2041 | 2.9922 | 3.0192 | 4.8546 | 4.3575 | 4.4187 | 5.651e-05
2580 | 3.07e-05 | 9.0208e-05 | 0.066532 | 3.2285 | 2.9943 | 3.0192 | 4.9145 | 4.3623 | 4.4187 | 0.0001868
2581 | 2.779e-05 | 8.8484e-05 | 0.071019 | 3.2459 | 2.9943 | 3.0192 | 4.9572 | 4.3623 | 4.4187 | 7.5346e-05
2582 | 2.6129e-05 | 8.8757e-05 | 0.060937 | 3.2546 | 2.9943 | 3.0192 | 4.9789 | 4.3623 | 4.4187 | 0.00016639
2583 | 1.9861e-05 | 8.4522e-05 | 0.045592 | 3.2596 | 2.9943 | 3.0192 | 4.9914 | 4.3623 | 4.4187 | 0.00011302
2584 | 1.2342e-05 | 8.5158e-05 | 0.029582 | 3.2359 | 2.9943 | 3.0192 | 4.9327 | 4.3623 | 4.4187 | 5.651e-05
2585 | 1.0261e-05 | 8.9484e-05 | 0.014847 | 3.1611 | 2.9932 | 3.0192 | 4.7505 | 4.3599 | 4.4187 | 0.00012715
2586 | 1.692e-05 | 9.2917e-05 | 0.0035454 | 3.0998 | 2.9932 | 3.0192 | 4.605 | 4.3599 | 4.4187 | 0.00022447
2587 | 4.3e-05 | 0.00010014 | 0 | 3.0149 | 2.9932 | 3.0192 | 4.4089 | 4.3599 | 4.4187 | 0.00019308
2588 | 2.9977e-05 | 9.9282e-05 | 0 | 2.9529 | 2.9922 | 3.0192 | 4.2696 | 4.3575 | 4.4187 | 0.00017581
2589 | 3.5424e-05 | 9.3702e-05 | 0 | 2.8894 | 2.9922 | 3.0192 | 4.1302 | 4.3575 | 4.4187 | 0.00023703
2590 | 2.7789e-05 | 9.3655e-05 | 0 | 2.8708 | 2.9922 | 3.0192 | 4.09 | 4.3575 | 4.4187 | 1.0988e-05
2591 | 4.0733e-05 | 9.8131e-05 | 0 | 2.8477 | 2.9922 | 3.0192 | 4.0402 | 4.3575 | 4.4187 | 1.8837e-05
2592 | 7.0739e-05 | 0.00010512 | 0 | 2.8221 | 2.9922 | 3.0192 | 3.9857 | 4.3575 | 4.4187 | 0
2593 | 9.2916e-05 | 0.00011161 | 0 | 2.7886 | 2.9932 | 3.0192 | 3.9152 | 4.3599 | 4.4187 | 1.0988e-05
2594 | 0.00010826 | 0.00011551 | 0 | 2.7668 | 2.9943 | 3.0192 | 3.8696 | 4.3623 | 4.4187 | 2.0406e-05
2595 | 0.0001192 | 0.00011889 | 0 | 2.7382 | 2.9943 | 3.0192 | 3.8104 | 4.3623 | 4.4187 | 2.5115e-05
2596 | 0.00013199 | 0.0001228 | 0.00011079 | 2.7311 | 2.9954 | 3.0192 | 3.7959 | 4.3647 | 4.4187 | 3.1394e-05
2597 | 0.00015026 | 0.00012809 | 0.0050412 | 2.7232 | 2.9964 | 3.0192 | 3.7797 | 4.3671 | 4.4187 | 1.7267e-05
2598 | 0.00015654 | 0.00013035 | 0.018891 | 2.8334 | 2.9964 | 3.0192 | 4.0097 | 4.3671 | 4.4187 | 0
2599 | 0.00012955 | 0.00012096 | 0.031632 | 2.9467 | 2.9964 | 3.0192 | 4.2559 | 4.3671 | 4.4187 | 0.00059806
2600 | 6.904e-05 | 0.00010195 | 0.045647 | 3.0408 | 2.9964 | 3.0192 | 4.4682 | 4.3671 | 4.4187 | 0.00058707
2601 | 3.4315e-05 | 8.9961e-05 | 0.05512 | 3.1043 | 2.9964 | 3.0192 | 4.6157 | 4.3671 | 4.4187 | 6.1219e-05
2602 | 3.1945e-05 | 8.6183e-05 | 0.063596 | 3.1587 | 2.9985 | 3.0192 | 4.7448 | 4.3719 | 4.4187 | 9.1044e-05
2603 | 2.2452e-05 | 9.1161e-05 | 0.060605 | 3.2005 | 2.9985 | 3.0192 | 4.8457 | 4.3719 | 4.4187 | 0.00011145
2604 | 2.6672e-05 | 9.1886e-05 | 0.05922 | 3.2409 | 2.9996 | 3.0192 | 4.9449 | 4.3743 | 4.4187 | 0.00013186
2605 | 2.4804e-05 | 9.1804e-05 | 0.058389 | 3.2571 | 3.0007 | 3.0192 | 4.9851 | 4.3767 | 4.4187 | 0.00011145
2606 | 1.9638e-05 | 9.0871e-05 | 0.05573 | 3.2861 | 3.0007 | 3.0192 | 5.0579 | 4.3767 | 4.4187 | 0.00012715
2607 | 1.4561e-05 | 8.6723e-05 | 0.040551 | 3.2772 | 3.0007 | 3.0192 | 5.0355 | 4.3767 | 4.4187 | 0.00028569
2608 | 2.501e-05 | 9.1113e-05 | 0.026148 | 3.2078 | 3.0007 | 3.0192 | 4.8635 | 4.3767 | 4.4187 | 0.00021819
2609 | 1.055e-05 | 9.0248e-05 | 0.014293 | 3.1741 | 3.0007 | 3.0192 | 4.7818 | 4.3767 | 4.4187 | 5.494e-05
2610 | 1.1503e-05 | 9.1452e-05 | 0.0039332 | 3.0941 | 3.0017 | 3.0192 | 4.5918 | 4.3791 | 4.4187 | 5.1801e-05
2611 | 1.4119e-05 | 9.1795e-05 | 0.00016619 | 3.0256 | 3.0017 | 3.0192 | 4.4334 | 4.3791 | 4.4187 | 5.651e-05
2612 | 2.3615e-05 | 9.675e-05 | 0 | 2.9778 | 3.0007 | 3.0192 | 4.3252 | 4.3767 | 4.4187 | 0.00025743
2613 | 2.3931e-05 | 9.142e-05 | 0 | 2.9385 | 3.0007 | 3.0192 | 4.2378 | 4.3767 | 4.4187 | 9.7322e-05
2614 | 1.4426e-05 | 9.2572e-05 | 0 | 2.9033 | 3.0007 | 3.0192 | 4.1604 | 4.3767 | 4.4187 | 0.00018523
2615 | 1.5864e-05 | 9.5895e-05 | 0 | 2.8757 | 3.0007 | 3.0192 | 4.1005 | 4.3767 | 4.4187 | 4.8661e-05
2616 | 2.1003e-05 | 9.9465e-05 | 0 | 2.8563 | 3.0007 | 3.0192 | 4.0587 | 4.3767 | 4.4187 | 1.5697e-05
2617 | 2.518e-05 | 0.00010197 | 0 | 2.8221 | 3.0017 | 3.0192 | 3.9857 | 4.3791 | 4.4187 | 6.2789e-05
2618 | 3.0247e-05 | 0.00010292 | 0 | 2.7951 | 3.0017 | 3.0192 | 3.9287 | 4.3791 | 4.4187 | 0
2619 | 4.0069e-05 | 0.00010491 | 0 | 2.7768 | 3.0017 | 3.0192 | 3.8904 | 4.3791 | 4.4187 | 3.6103e-05
2620 | 5.8241e-05 | 0.00010379 | 0.00011079 | 2.7804 | 3.0028 | 3.0192 | 3.898 | 4.3815 | 4.4187 | 3.4534e-05
2621 | 7.7391e-05 | 0.0001086 | 0.0038778 | 2.7868 | 3.0039 | 3.0192 | 3.9114 | 4.3839 | 4.4187 | 1.0988e-05
2622 | 0.00011414 | 0.00011808 | 0.01396 | 2.8534 | 3.0049 | 3.0192 | 4.0525 | 4.3864 | 4.4187 | 3.4534e-05
2623 | 9.8369e-05 | 0.00011162 | 0.023765 | 2.9213 | 3.0049 | 3.0192 | 4.1999 | 4.3864 | 4.4187 | 0.00063887
2624 | 4.1895e-05 | 9.2487e-05 | 0.036396 | 2.9936 | 3.0049 | 3.0192 | 4.3607 | 4.3864 | 4.4187 | 0.00062789
2625 | 2.2959e-05 | 8.6704e-05 | 0.049304 | 3.0728 | 3.0049 | 3.0192 | 4.542 | 4.3864 | 4.4187 | 0.00011145
2626 | 1.3912e-05 | 9.0335e-05 | 0.060716 | 3.1342 | 3.006 | 3.0192 | 4.6862 | 4.3888 | 4.4187 | 8.6334e-05
2627 | 1.8531e-05 | 9.5627e-05 | 0.068582 | 3.2041 | 3.0071 | 3.0192 | 4.8546 | 4.3912 | 4.4187 | 0.00013343
2628 | 2.0099e-05 | 9.4055e-05 | 0.070521 | 3.2114 | 3.0071 | 3.0192 | 4.8724 | 4.3912 | 4.4187 | 8.6334e-05
2629 | 2.3887e-05 | 9.2908e-05 | 0.067862 | 3.2496 | 3.0071 | 3.0192 | 4.9665 | 4.3912 | 4.4187 | 0.0001036
2630 | 3.4965e-05 | 9.5049e-05 | 0.055176 | 3.2546 | 3.0071 | 3.0192 | 4.9789 | 4.3912 | 4.4187 | 1.4127e-05
2631 | 2.1185e-05 | 8.8716e-05 | 0.043709 | 3.2066 | 3.0071 | 3.0192 | 4.8605 | 4.3912 | 4.4187 | 0.00030766
2632 | 1.5634e-05 | 8.6281e-05 | 0.030247 | 3.1706 | 3.0071 | 3.0192 | 4.7732 | 4.3912 | 4.4187 | 0.00034063
2633 | 1.2232e-05 | 8.6817e-05 | 0.016841 | 3.1296 | 3.0071 | 3.0192 | 4.6752 | 4.3912 | 4.4187 | 3.9243e-05
2634 | 2.0754e-05 | 9.1686e-05 | 0.0041548 | 3.0661 | 3.0071 | 3.0192 | 4.5266 | 4.3912 | 4.4187 | 2.6685e-05
2635 | 2.8466e-05 | 9.4726e-05 | 0.00033238 | 3.0031 | 3.0081 | 3.0192 | 4.3823 | 4.3936 | 4.4187 | 3.9243e-05
2636 | 3.8142e-05 | 0.00010091 | 0 | 2.957 | 3.0081 | 3.0192 | 4.2788 | 4.3936 | 4.4187 | 0.0001397
2637 | 5.4121e-05 | 0.00010125 | 0 | 2.9264 | 3.0081 | 3.0192 | 4.211 | 4.3936 | 4.4187 | 0.00021662
2638 | 5.9543e-05 | 9.9921e-05 | 0 | 2.8973 | 3.0071 | 3.0192 | 4.1474 | 4.3912 | 4.4187 | 0.00014127
2639 | 7.2398e-05 | 0.000105 | 0 | 2.8674 | 3.0081 | 3.0192 | 4.0826 | 4.3936 | 4.4187 | 4.3952e-05
2640 | 0.00010355 | 0.00011079 | 0 | 2.842 | 3.0092 | 3.0192 | 4.028 | 4.396 | 4.4187 | 0
2641 | 0.00013342 | 0.00012362 | 0 | 2.774 | 3.0092 | 3.0192 | 3.8847 | 4.396 | 4.4187 | 3.1394e-05
2642 | 0.00015104 | 0.00012669 | 0 | 2.7877 | 3.0103 | 3.0192 | 3.9133 | 4.3985 | 4.4187 | 0
2643 | 0.00015762 | 0.00013039 | 0 | 2.7276 | 3.0103 | 3.0192 | 3.7887 | 4.3985 | 4.4187 | 1.4127e-05
2644 | 0.00016232 | 0.000129 | 0.00022159 | 2.6989 | 3.0103 | 3.0192 | 3.7302 | 4.3985 | 4.4187 | 5.651e-05
2645 | 0.00017826 | 0.00013619 | 0.0048196 | 2.711 | 3.0103 | 3.0192 | 3.7548 | 4.3985 | 4.4187 | 5.651e-05
2646 | 0.00018102 | 0.00013553 | 0.017284 | 2.8277 | 3.0113 | 3.0192 | 3.9977 | 4.4009 | 4.4187 | 2.8255e-05
2647 | 0.00016448 | 0.0001316 | 0.031355 | 2.9264 | 3.0135 | 3.0192 | 4.211 | 4.4058 | 4.4187 | 0.00061219
2648 | 0.00011384 | 0.000116 | 0.038501 | 3.0042 | 3.0135 | 3.0192 | 4.3847 | 4.4058 | 4.4187 | 0.00053684
2649 | 4.4756e-05 | 9.4185e-05 | 0.048417 | 3.0717 | 3.0135 | 3.0192 | 4.5395 | 4.4058 | 4.4187 | 4.2382e-05
2650 | 2.4951e-05 | 8.502e-05 | 0.054289 | 3.1158 | 3.0135 | 3.0192 | 4.6426 | 4.4058 | 4.4187 | 0.00010831
2651 | 2.8905e-05 | 9.1041e-05 | 0.055674 | 3.147 | 3.0135 | 3.0192 | 4.7167 | 4.4058 | 4.4187 | 0.00014598
2652 | 3.1285e-05 | 9.1327e-05 | 0.053735 | 3.1765 | 3.0135 | 3.0192 | 4.7875 | 4.4058 | 4.4187 | 0.00010674
2653 | 3.9534e-05 | 9.2157e-05 | 0.057946 | 3.2102 | 3.0135 | 3.0192 | 4.8694 | 4.4058 | 4.4187 | 0.00013657
2654 | 3.1719e-05 | 9.0785e-05 | 0.051076 | 3.2434 | 3.0146 | 3.0192 | 4.9511 | 4.4082 | 4.4187 | 2.3546e-05
2655 | 2.951e-05 | 9.0726e-05 | 0.04321 | 3.2621 | 3.0156 | 3.0192 | 4.9976 | 4.4107 | 4.4187 | 0.0001868
2656 | 2.1003e-05 | 8.6675e-05 | 0.02853 | 3.2471 | 3.0156 | 3.0192 | 4.9603 | 4.4107 | 4.4187 | 0.00025115
2657 | 1.9317e-05 | 8.89e-05 | 0.014348 | 3.1933 | 3.0156 | 3.0192 | 4.8281 | 4.4107 | 4.4187 | 9.2613e-05
2658 | 2.4655e-05 | 9.0365e-05 | 0.0044318 | 3.1226 | 3.0146 | 3.0192 | 4.6588 | 4.4082 | 4.4187 | 2.3546e-05
2659 | 3.3447e-05 | 9.676e-05 | 0.00027699 | 3.0474 | 3.0146 | 3.0192 | 4.4833 | 4.4082 | 4.4187 | 0
2660 | 6.368e-05 | 0.00010304 | 0 | 2.9726 | 3.0146 | 3.0192 | 4.3135 | 4.4082 | 4.4187 | 0.00010046
2661 | 7.0122e-05 | 0.00010487 | 0 | 2.9375 | 3.0146 | 3.0192 | 4.2356 | 4.4082 | 4.4187 | 0.00010203
2662 | 9.0806e-05 | 0.0001102 | 0 | 2.9163 | 3.0146 | 3.0192 | 4.1888 | 4.4082 | 4.4187 | 0.00027313
2663 | 0.00010967 | 0.00011617 | 0 | 2.867 | 3.0146 | 3.0192 | 4.0816 | 4.4082 | 4.4187 | 1.0988e-05
2664 | 0.00012892 | 0.00011922 | 0 | 2.8486 | 3.0146 | 3.0192 | 4.0423 | 4.4082 | 4.4187 | 9.4183e-06
2665 | 0.00014186 | 0.00012488 | 0 | 2.8183 | 3.0146 | 3.0192 | 3.9777 | 4.4082 | 4.4187 | 8.0056e-05
2666 | 0.00015283 | 0.00012884 | 0 | 2.785 | 3.0156 | 3.0192 | 3.9075 | 4.4107 | 4.4187 | 2.3546e-05
2667 | 0.00016136 | 0.00013106 | 0 | 2.7722 | 3.0156 | 3.0192 | 3.8809 | 4.4107 | 4.4187 | 1.2558e-05
2668 | 0.00016558 | 0.00013237 | 0.00027699 | 2.7614 | 3.0156 | 3.0192 | 3.8584 | 4.4107 | 4.4187 | 1.0988e-05
2669 | 0.00018092 | 0.00013705 | 0.0061491 | 2.7822 | 3.0167 | 3.0192 | 3.9018 | 4.4131 | 4.4187 | 3.6103e-05
2670 | 0.00017358 | 0.000135 | 0.020275 | 2.8914 | 3.0167 | 3.0192 | 4.1345 | 4.4131 | 4.4187 | 2.1976e-05
2671 | 0.00015088 | 0.00012709 | 0.035621 | 3.0021 | 3.0178 | 3.0192 | 4.3798 | 4.4156 | 4.4187 | 0.00053998
2672 | 0.00010844 | 0.00011435 | 0.050245 | 3.1078 | 3.0178 | 3.0192 | 4.6237 | 4.4156 | 4.4187 | 0.00057609
2673 | 7.6029e-05 | 0.00010472 | 0.057669 | 3.1447 | 3.0178 | 3.0192 | 4.7112 | 4.4156 | 4.4187 | 7.3777e-05
2674 | 4.4802e-05 | 9.5156e-05 | 0.061824 | 3.2187 | 3.0178 | 3.0192 | 4.8903 | 4.4156 | 4.4187 | 7.3777e-05
2675 | 5.2092e-05 | 9.6679e-05 | 0.056838 | 3.276 | 3.0178 | 3.0192 | 5.0323 | 4.4156 | 4.4187 | 0.00018209
2676 | 4.1336e-05 | 9.4439e-05 | 0.057281 | 3.2798 | 3.0199 | 3.0192 | 5.0419 | 4.4205 | 4.4187 | 0.00014127
2677 | 3.832e-05 | 9.3167e-05 | 0.056949 | 3.2925 | 3.021 | 3.0192 | 5.074 | 4.4229 | 4.4187 | 9.2613e-05
2678 | 3.3835e-05 | 9.0665e-05 | 0.0467 | 3.2798 | 3.021 | 3.0192 | 5.0419 | 4.4229 | 4.4187 | 7.0637e-05
2679 | 2.2124e-05 | 8.3764e-05 | 0.03551 | 3.2322 | 3.021 | 3.0192 | 4.9236 | 4.4229 | 4.4187 | 0.0002072
2680 | 1.7725e-05 | 8.4388e-05 | 0.026535 | 3.1885 | 3.021 | 3.0192 | 4.8165 | 4.4229 | 4.4187 | 0.00027627
2681 | 1.7339e-05 | 8.8081e-05 | 0.016121 | 3.1611 | 3.021 | 3.0192 | 4.7505 | 4.4229 | 4.4187 | 6.5928e-05
2682 | 1.9305e-05 | 8.9646e-05 | 0.004875 | 3.11 | 3.0199 | 3.0192 | 4.6291 | 4.4205 | 4.4187 | 0
2683 | 3.5688e-05 | 0.00010093 | 0.00027699 | 3.0376 | 3.0199 | 3.0192 | 4.4607 | 4.4205 | 4.4187 | 4.0813e-05
2684 | 5.6655e-05 | 0.00010243 | 0 | 2.983 | 3.0199 | 3.0192 | 4.337 | 4.4205 | 4.4187 | 0.00021819
2685 | 7.9841e-05 | 0.0001075 | 0 | 2.9601 | 3.0199 | 3.0192 | 4.2857 | 4.4205 | 4.4187 | 0.0002904
2686 | 9.0385e-05 | 0.00011092 | 0 | 2.9406 | 3.0199 | 3.0192 | 4.2423 | 4.4205 | 4.4187 | 0.00020406
2687 | 0.00010458 | 0.00011512 | 0 | 2.9093 | 3.0199 | 3.0192 | 4.1735 | 4.4205 | 4.4187 | 1.0988e-05
2688 | 0.00011914 | 0.00011923 | 0 | 2.8954 | 3.0199 | 3.0192 | 4.1431 | 4.4205 | 4.4187 | 0
2689 | 0.00012806 | 0.00012109 | 0 | 2.8786 | 3.0199 | 3.0192 | 4.1068 | 4.4205 | 4.4187 | 2.9825e-05
2690 | 0.00013838 | 0.0001249 | 0 | 2.865 | 3.0199 | 3.0192 | 4.0774 | 4.4205 | 4.4187 | 0
2691 | 0.00015211 | 0.00012898 | 0 | 2.8582 | 3.0221 | 3.0192 | 4.0629 | 4.4254 | 4.4187 | 1.4127e-05
2692 | 0.00016263 | 0.00013183 | 0.00027699 | 2.8429 | 3.0232 | 3.0192 | 4.03 | 4.4278 | 4.4187 | 0
2693 | 0.00016554 | 0.00013243 | 0.004875 | 2.8611 | 3.0232 | 3.0192 | 4.0691 | 4.4278 | 4.4187 | 0
2694 | 0.00020407 | 0.00014409 | 0.016231 | 2.9254 | 3.0232 | 3.0192 | 4.2087 | 4.4278 | 4.4187 | 2.9825e-05
2695 | 0.00014523 | 0.00012554 | 0.029084 | 2.9936 | 3.0232 | 3.0192 | 4.3607 | 4.4278 | 4.4187 | 0.00061219
2696 | 8.2249e-05 | 0.0001063 | 0.043709 | 3.0639 | 3.0232 | 3.0192 | 4.5214 | 4.4278 | 4.4187 | 5.651e-05
2697 | 4.6206e-05 | 9.5154e-05 | 0.056727 | 3.1412 | 3.0232 | 3.0192 | 4.7028 | 4.4278 | 4.4187 | 4.8661e-05
2698 | 3.4895e-05 | 9.1495e-05 | 0.063818 | 3.2053 | 3.0232 | 3.0192 | 4.8576 | 4.4278 | 4.4187 | 0.00015069
2699 | 3.7393e-05 | 9.3333e-05 | 0.054954 | 3.2273 | 3.0232 | 3.0192 | 4.9114 | 4.4278 | 4.4187 | 7.3777e-05
2700 | 4.077e-05 | 9.4559e-05 | 0.051907 | 3.2471 | 3.0253 | 3.0192 | 4.9603 | 4.4328 | 4.4187 | 0.00026057
2701 | 4.3773e-05 | 9.4536e-05 | 0.051686 | 3.2849 | 3.0253 | 3.0192 | 5.0547 | 4.4328 | 4.4187 | 0.00011302
2702 | 3.5946e-05 | 9.3491e-05 | 0.042656 | 3.2938 | 3.0253 | 3.0192 | 5.0772 | 4.4328 | 4.4187 | 4.7091e-05
2703 | 3.3219e-05 | 8.9629e-05 | 0.032629 | 3.2951 | 3.0253 | 3.0192 | 5.0804 | 4.4328 | 4.4187 | 0.00012872
2704 | 3.4127e-05 | 8.8862e-05 | 0.026979 | 3.2734 | 3.0243 | 3.0192 | 5.026 | 4.4303 | 4.4187 | 6.4358e-05
2705 | 3.2239e-05 | 9.2562e-05 | 0.01529 | 3.231 | 3.0243 | 3.0192 | 4.9205 | 4.4303 | 4.4187 | 4.8661e-05
2706 | 3.0392e-05 | 9.3131e-05 | 0.0047088 | 3.1611 | 3.0243 | 3.0192 | 4.7505 | 4.4303 | 4.4187 | 0.00019151
2707 | 3.7739e-05 | 0.00010073 | 0.00022159 | 3.0964 | 3.0243 | 3.0192 | 4.5971 | 4.4303 | 4.4187 | 0.00029668
2708 | 5.152e-05 | 9.9234e-05 | 0 | 3.0354 | 3.0243 | 3.0192 | 4.4557 | 4.4303 | 4.4187 | 0.00019778
2709 | 6.172e-05 | 0.00010183 | 0 | 2.9851 | 3.0243 | 3.0192 | 4.3417 | 4.4303 | 4.4187 | 0.00030766
2710 | 7.5129e-05 | 0.00010603 | 0 | 2.9477 | 3.0243 | 3.0192 | 4.2582 | 4.4303 | 4.4187 | 1.0988e-05
2711 | 9.4858e-05 | 0.00011192 | 0 | 2.9133 | 3.0253 | 3.0192 | 4.1822 | 4.4328 | 4.4187 | 0
2712 | 0.00011246 | 0.0001165 | 0 | 2.8954 | 3.0253 | 3.0192 | 4.1431 | 4.4328 | 4.4187 | 2.5115e-05
2713 | 0.00012271 | 0.00011971 | 0 | 2.8689 | 3.0264 | 3.0192 | 4.0858 | 4.4352 | 4.4187 | 1.2558e-05
2714 | 0.00014045 | 0.00012188 | 0 | 2.8506 | 3.0264 | 3.0192 | 4.0464 | 4.4352 | 4.4187 | 0
2715 | 0.00015408 | 0.00012838 | 0 | 2.8127 | 3.0264 | 3.0192 | 3.9659 | 4.4352 | 4.4187 | 0
2716 | 0.0001624 | 0.00012954 | 0.00027699 | 2.7988 | 3.0264 | 3.0192 | 3.9365 | 4.4352 | 4.4187 | 1.2558e-05
2717 | 0.00016704 | 0.0001313 | 0.0055397 | 2.7988 | 3.0275 | 3.0192 | 3.9365 | 4.4377 | 4.4187 | 1.5697e-05
2718 | 0.00018884 | 0.00013861 | 0.01817 | 2.8885 | 3.0275 | 3.0192 | 4.1281 | 4.4377 | 4.4187 | 4.2382e-05
2719 | 0.00015248 | 0.00012751 | 0.032352 | 2.9788 | 3.0286 | 3.0192 | 4.3275 | 4.4402 | 4.4187 | 0.00059806
2720 | 8.7468e-05 | 0.00010762 | 0.045093 | 3.0695 | 3.0286 | 3.0192 | 4.5343 | 4.4402 | 4.4187 | 0.00011302
2721 | 5.3257e-05 | 9.7014e-05 | 0.058278 | 3.1552 | 3.0297 | 3.0192 | 4.7363 | 4.4427 | 4.4187 | 4.0813e-05
2722 | 4.422e-05 | 9.2575e-05 | 0.070022 | 3.2212 | 3.0286 | 3.0192 | 4.8963 | 4.4402 | 4.4187 | 6.5928e-05
2723 | 4.7866e-05 | 9.5939e-05 | 0.070853 | 3.2823 | 3.0286 | 3.0192 | 5.0483 | 4.4402 | 4.4187 | 3.6103e-05
2724 | 4.1972e-05 | 9.3814e-05 | 0.063762 | 3.3105 | 3.0286 | 3.0192 | 5.1196 | 4.4402 | 4.4187 | 0.00014755
2725 | 4.2394e-05 | 9.4277e-05 | 0.058998 | 3.3578 | 3.0286 | 3.0192 | 5.2408 | 4.4402 | 4.4187 | 9.5753e-05
2726 | 3.8353e-05 | 9.2559e-05 | 0.049304 | 3.3591 | 3.0297 | 3.0192 | 5.2442 | 4.4427 | 4.4187 | 5.494e-05
2727 | 2.8351e-05 | 8.8398e-05 | 0.038058 | 3.29 | 3.0308 | 3.0192 | 5.0675 | 4.4451 | 4.4187 | 9.4183e-05
2728 | 4.416e-05 | 9.4083e-05 | 0.027976 | 3.3002 | 3.0308 | 3.0192 | 5.0934 | 4.4451 | 4.4187 | 4.5522e-05
2729 | 2.3075e-05 | 9.1059e-05 | 0.014736 | 3.2483 | 3.0308 | 3.0192 | 4.9634 | 4.4451 | 4.4187 | 0.00012244
2730 | 2.3328e-05 | 9.2044e-05 | 0.0045426 | 3.1897 | 3.0308 | 3.0192 | 4.8194 | 4.4451 | 4.4187 | 0.00019621
2731 | 4.4839e-05 | 0.00010183 | 0.00022159 | 3.0695 | 3.0297 | 3.0192 | 4.5343 | 4.4427 | 4.4187 | 0.00030452
2732 | 6.159e-05 | 0.00010501 | 0 | 3.03 | 3.0308 | 3.0192 | 4.4433 | 4.4451 | 4.4187 | 0.00021505
2733 | 6.421e-05 | 0.00010339 | 0 | 2.9999 | 3.0308 | 3.0192 | 4.375 | 4.4451 | 4.4187 | 0.00021819
2734 | 6.544e-05 | 0.00010243 | 0 | 2.9736 | 3.0308 | 3.0192 | 4.3158 | 4.4451 | 4.4187 | 1.2558e-05
2735 | 7.2266e-05 | 0.00010467 | 0 | 2.9406 | 3.0308 | 3.0192 | 4.2423 | 4.4451 | 4.4187 | 2.3546e-05
2736 | 8.4829e-05 | 0.00010853 | 0 | 2.9264 | 3.0319 | 3.0192 | 4.211 | 4.4476 | 4.4187 | 1.0988e-05
2737 | 9.4496e-05 | 0.00011145 | 0 | 2.9053 | 3.0319 | 3.0192 | 4.1648 | 4.4476 | 4.4187 | 1.0988e-05
2738 | 0.00010249 | 0.0001139 | 0 | 2.9023 | 3.0329 | 3.0192 | 4.1582 | 4.4501 | 4.4187 | 0
2739 | 0.00010995 | 0.00011614 | 0 | 2.8894 | 3.0329 | 3.0192 | 4.1302 | 4.4501 | 4.4187 | 1.4127e-05
2740 | 0.00012859 | 0.00012152 | 0.00033238 | 2.867 | 3.0329 | 3.0192 | 4.0816 | 4.4501 | 4.4187 | 1.0988e-05
2741 | 0.00013503 | 0.00012214 | 0.0060383 | 2.8796 | 3.0329 | 3.0192 | 4.1089 | 4.4501 | 4.4187 | 0
2742 | 0.00016497 | 0.00013195 | 0.017949 | 2.9519 | 3.034 | 3.0192 | 4.2673 | 4.4526 | 4.4187 | 0
2743 | 0.00011791 | 0.00011654 | 0.030746 | 3.0042 | 3.0362 | 3.0192 | 4.3847 | 4.4576 | 4.4187 | 0.00060434
2744 | 6.7134e-05 | 0.00010115 | 0.039498 | 3.0518 | 3.0373 | 3.0192 | 4.4934 | 4.4601 | 4.4187 | 3.6103e-05
2745 | 5.055e-05 | 9.5269e-05 | 0.045758 | 3.0908 | 3.0373 | 3.0192 | 4.5838 | 4.4601 | 4.4187 | 7.2207e-05
2746 | 4.2093e-05 | 9.274e-05 | 0.049027 | 3.1226 | 3.0373 | 3.0192 | 4.6588 | 4.4601 | 4.4187 | 9.7322e-05
2747 | 4.9301e-05 | 9.803e-05 | 0.057004 | 3.1658 | 3.0362 | 3.0192 | 4.7618 | 4.4576 | 4.4187 | 7.0637e-05
2748 | 5.066e-05 | 9.8225e-05 | 0.049636 | 3.1576 | 3.0373 | 3.0192 | 4.742 | 4.4601 | 4.4187 | 0.00013029
2749 | 4.9973e-05 | 9.72e-05 | 0.044706 | 3.1296 | 3.0373 | 3.0192 | 4.6752 | 4.4601 | 4.4187 | 2.9825e-05
2750 | 4.5705e-05 | 9.6016e-05 | 0.041936 | 3.1226 | 3.0373 | 3.0192 | 4.6588 | 4.4601 | 4.4187 | 5.1801e-05
2751 | 3.6188e-05 | 9.1284e-05 | 0.03346 | 3.0717 | 3.0384 | 3.0192 | 4.5395 | 4.4626 | 4.4187 | 0.00012715
2752 | 3.1772e-05 | 8.9325e-05 | 0.023433 | 3.0397 | 3.0384 | 3.0192 | 4.4657 | 4.4626 | 4.4187 | 0.00013813
2753 | 4.8858e-05 | 9.8381e-05 | 0.013018 | 2.9946 | 3.0384 | 3.0192 | 4.3631 | 4.4626 | 4.4187 | 0.00017738
2754 | 4.4664e-05 | 9.8799e-05 | 0.004598 | 2.9694 | 3.0384 | 3.0192 | 4.3065 | 4.4626 | 4.4187 | 0.00035162
2755 | 5.3118e-05 | 0.00010554 | 0.00033238 | 2.9488 | 3.0384 | 3.0192 | 4.2605 | 4.4626 | 4.4187 | 0.00017581
2756 | 5.716e-05 | 0.00010195 | 0 | 2.9213 | 3.0395 | 3.0192 | 4.1999 | 4.4651 | 4.4187 | 0.00030766
2757 | 6.6493e-05 | 0.00010268 | 0 | 2.9003 | 3.0395 | 3.0192 | 4.1539 | 4.4651 | 4.4187 | 0.00018209
2758 | 6.7262e-05 | 0.00010334 | 0 | 2.8796 | 3.0395 | 3.0192 | 4.1089 | 4.4651 | 4.4187 | 3.2964e-05
2759 | 7.4077e-05 | 0.00010582 | 0 | 2.867 | 3.0395 | 3.0192 | 4.0816 | 4.4651 | 4.4187 | 1.2558e-05
2760 | 8.811e-05 | 0.00010873 | 0 | 2.8458 | 3.0384 | 3.0192 | 4.0361 | 4.4626 | 4.4187 | 2.9825e-05
2761 | 0.00010004 | 0.00011304 | 0 | 2.8249 | 3.0395 | 3.0192 | 3.9917 | 4.4651 | 4.4187 | 3.9243e-05
2762 | 0.00011788 | 0.00011844 | 0 | 2.8146 | 3.0395 | 3.0192 | 3.9698 | 4.4651 | 4.4187 | 2.9825e-05
2763 | 0.00013328 | 0.00012246 | 0 | 2.796 | 3.0406 | 3.0192 | 3.9307 | 4.4676 | 4.4187 | 2.6685e-05
2764 | 0.00013933 | 0.00012431 | 0.00044318 | 2.7677 | 3.0406 | 3.0192 | 3.8715 | 4.4676 | 4.4187 | 3.4534e-05
2765 | 0.00015833 | 0.00012972 | 0.0053735 | 2.7659 | 3.0406 | 3.0192 | 3.8677 | 4.4676 | 4.4187 | 0
2766 | 0.00016396 | 0.00013178 | 0.015511 | 2.8136 | 3.0417 | 3.0192 | 3.9678 | 4.4701 | 4.4187 | 1.2558e-05
2767 | 0.00012811 | 0.00011983 | 0.028917 | 2.8934 | 3.0417 | 3.0192 | 4.1388 | 4.4701 | 4.4187 | 0.00067812
2768 | 8.2149e-05 | 0.00010541 | 0.043376 | 2.9653 | 3.0428 | 3.0192 | 4.2972 | 4.4726 | 4.4187 | 1.7267e-05
2769 | 6.1284e-05 | 9.8475e-05 | 0.048805 | 3.0031 | 3.0428 | 3.0192 | 4.3823 | 4.4726 | 4.4187 | 8.0056e-05
2770 | 5.3265e-05 | 9.2697e-05 | 0.055674 | 3.0278 | 3.0428 | 3.0192 | 4.4384 | 4.4726 | 4.4187 | 4.5522e-05
2771 | 5.1328e-05 | 9.775e-05 | 0.063319 | 3.1169 | 3.0428 | 3.0192 | 4.6453 | 4.4726 | 4.4187 | 6.5928e-05
2772 | 5.2361e-05 | 9.6885e-05 | 0.061325 | 3.1296 | 3.0428 | 3.0192 | 4.6752 | 4.4726 | 4.4187 | 0.00013029
2773 | 5.6257e-05 | 9.9395e-05 | 0.062544 | 3.1377 | 3.0428 | 3.0192 | 4.6945 | 4.4726 | 4.4187 | 0.00016796
2774 | 4.7091e-05 | 9.6061e-05 | 0.052628 | 3.1226 | 3.0439 | 3.0192 | 4.6588 | 4.4751 | 4.4187 | 8.6334e-05
2775 | 4.1579e-05 | 9.2713e-05 | 0.040052 | 3.1365 | 3.0439 | 3.0192 | 4.6917 | 4.4751 | 4.4187 | 4.2382e-05
2776 | 3.6883e-05 | 9.1645e-05 | 0.026979 | 3.1273 | 3.0439 | 3.0192 | 4.6698 | 4.4751 | 4.4187 | 8.4765e-05
2777 | 3.9488e-05 | 9.5458e-05 | 0.018835 | 3.084 | 3.0439 | 3.0192 | 4.5681 | 4.4751 | 4.4187 | 9.4183e-05
2778 | 5.9943e-05 | 0.00010268 | 0.0060383 | 3.0408 | 3.0439 | 3.0192 | 4.4682 | 4.4751 | 4.4187 | 0.00026685
2779 | 5.5477e-05 | 0.00010447 | 0.00038778 | 2.9726 | 3.0428 | 3.0192 | 4.3135 | 4.4726 | 4.4187 | 0.00027784
2780 | 6.8962e-05 | 0.00010682 | 0 | 2.9396 | 3.0428 | 3.0192 | 4.2401 | 4.4726 | 4.4187 | 0.00026057
2781 | 8.1048e-05 | 0.00010836 | 0 | 2.8964 | 3.0428 | 3.0192 | 4.1453 | 4.4726 | 4.4187 | 0.00031237
2782 | 8.1459e-05 | 0.00010788 | 0 | 2.8534 | 3.0417 | 3.0192 | 4.0525 | 4.4701 | 4.4187 | 0
2783 | 8.9128e-05 | 0.00010914 | 0 | 2.8053 | 3.0428 | 3.0192 | 3.9501 | 4.4726 | 4.4187 | 1.5697e-05
2784 | 0.00010313 | 0.00011385 | 0 | 2.7859 | 3.0439 | 3.0192 | 3.9095 | 4.4751 | 4.4187 | 2.8255e-05
2785 | 0.00011685 | 0.00011799 | 0 | 2.7623 | 3.0439 | 3.0192 | 3.8602 | 4.4751 | 4.4187 | 0
2786 | 0.00012945 | 0.00012192 | 0 | 2.7311 | 3.0439 | 3.0192 | 3.7959 | 4.4751 | 4.4187 | 0.00010988
2787 | 0.00014025 | 0.00012451 | 0 | 2.7067 | 3.0439 | 3.0192 | 3.746 | 4.4751 | 4.4187 | 1.4127e-05
2788 | 0.00015073 | 0.00012814 | 0.00038778 | 2.6981 | 3.0439 | 3.0192 | 3.7284 | 4.4751 | 4.4187 | 2.8255e-05
2789 | 0.00015954 | 0.00012916 | 0.0049304 | 2.7373 | 3.0439 | 3.0192 | 3.8086 | 4.4751 | 4.4187 | 1.8837e-05
2790 | 0.00018 | 0.00013602 | 0.014071 | 2.8296 | 3.0449 | 3.0192 | 4.0017 | 4.4777 | 4.4187 | 1.4127e-05
2791 | 0.00012563 | 0.00011862 | 0.027976 | 2.9163 | 3.0449 | 3.0192 | 4.1888 | 4.4777 | 4.4187 | 0.00055254
2792 | 8.3572e-05 | 0.00010541 | 0.034734 | 2.9799 | 3.0449 | 3.0192 | 4.3299 | 4.4777 | 4.4187 | 0.00057295
2793 | 7.3285e-05 | 0.00010219 | 0.039554 | 3.0095 | 3.0449 | 3.0192 | 4.3968 | 4.4777 | 4.4187 | 6.5928e-05
2794 | 6.6831e-05 | 9.8158e-05 | 0.051353 | 3.0441 | 3.046 | 3.0192 | 4.4757 | 4.4802 | 4.4187 | 5.0231e-05
2795 | 5.8603e-05 | 0.0001002 | 0.048694 | 3.0584 | 3.0471 | 3.0192 | 4.5087 | 4.4827 | 4.4187 | 0.00012244
2796 | 5.6805e-05 | 9.874e-05 | 0.05512 | 3.0953 | 3.0471 | 3.0192 | 4.5944 | 4.4827 | 4.4187 | 0.00012872
2797 | 5.6463e-05 | 9.9509e-05 | 0.053735 | 3.1388 | 3.046 | 3.0192 | 4.6973 | 4.4802 | 4.4187 | 0.00013657
2798 | 5.2053e-05 | 9.8081e-05 | 0.049913 | 3.147 | 3.046 | 3.0192 | 4.7167 | 4.4802 | 4.4187 | 6.9067e-05
2799 | 4.0534e-05 | 9.1823e-05 | 0.038003 | 3.1354 | 3.046 | 3.0192 | 4.689 | 4.4802 | 4.4187 | 0.00043167
2800 | 5.0023e-05 | 9.5489e-05 | 0.031632 | 3.147 | 3.046 | 3.0192 | 4.7167 | 4.4802 | 4.4187 | 0.00030139
2801 | 4.6162e-05 | 9.7535e-05 | 0.017783 | 3.1032 | 3.046 | 3.0192 | 4.613 | 4.4802 | 4.4187 | 8.3195e-05
2802 | 5.6851e-05 | 0.00010165 | 0.0063707 | 3.054 | 3.046 | 3.0192 | 4.4985 | 4.4802 | 4.4187 | 2.8255e-05
2803 | 6.6547e-05 | 0.00011 | 0.00055397 | 2.9694 | 3.046 | 3.0192 | 4.3065 | 4.4802 | 4.4187 | 5.0231e-05
2804 | 7.6176e-05 | 0.00010665 | 0 | 2.8983 | 3.046 | 3.0192 | 4.1496 | 4.4802 | 4.4187 | 0.00025743
2805 | 8.9647e-05 | 0.00011068 | 0 | 2.8429 | 3.0449 | 3.0192 | 4.03 | 4.4777 | 4.4187 | 0.00022604
2806 | 8.361e-05 | 0.00010763 | 0 | 2.8108 | 3.0449 | 3.0192 | 3.9619 | 4.4777 | 4.4187 | 0.00017267
2807 | 9.2058e-05 | 0.00011108 | 0 | 2.7713 | 3.0449 | 3.0192 | 3.879 | 4.4777 | 4.4187 | 4.0813e-05
2808 | 0.00010797 | 0.00011523 | 0 | 2.7488 | 3.046 | 3.0192 | 3.8324 | 4.4802 | 4.4187 | 5.337e-05
2809 | 0.00012476 | 0.00012053 | 0 | 2.7355 | 3.046 | 3.0192 | 3.805 | 4.4802 | 4.4187 | 2.3546e-05
2810 | 0.00013766 | 0.00012424 | 0 | 2.7127 | 3.046 | 3.0192 | 3.7583 | 4.4802 | 4.4187 | 3.9243e-05
2811 | 0.00014914 | 0.000127 | 0 | 2.7101 | 3.046 | 3.0192 | 3.753 | 4.4802 | 4.4187 | 1.7267e-05
2812 | 0.00016268 | 0.00013181 | 0.00055397 | 2.7041 | 3.046 | 3.0192 | 3.7407 | 4.4802 | 4.4187 | 1.5697e-05
2813 | 0.00019829 | 0.00014223 | 0.0060937 | 2.747 | 3.046 | 3.0192 | 3.8287 | 4.4802 | 4.4187 | 0
2814 | 0.00019774 | 0.00014092 | 0.021328 | 2.8563 | 3.046 | 3.0192 | 4.0587 | 4.4802 | 4.4187 | 2.6685e-05
2815 | 0.00017383 | 0.00013386 | 0.035565 | 2.9726 | 3.046 | 3.0192 | 4.3135 | 4.4802 | 4.4187 | 0.00064672
2816 | 0.00010374 | 0.00011268 | 0.047531 | 3.0551 | 3.046 | 3.0192 | 4.501 | 4.4802 | 4.4187 | 0.00061219
2817 | 8.8652e-05 | 0.00010863 | 0.056007 | 3.1342 | 3.046 | 3.0192 | 4.6862 | 4.4802 | 4.4187 | 5.0231e-05
2818 | 6.5083e-05 | 0.00010152 | 0.066643 | 3.2005 | 3.0471 | 3.0192 | 4.8457 | 4.4827 | 4.4187 | 8.0056e-05
2819 | 7.031e-05 | 0.00010349 | 0.062654 | 3.2508 | 3.0471 | 3.0192 | 4.9696 | 4.4827 | 4.4187 | 9.8892e-05
2820 | 7.4189e-05 | 0.00010443 | 0.065535 | 3.29 | 3.0471 | 3.0192 | 5.0675 | 4.4827 | 4.4187 | 0.00013186
2821 | 9.8606e-05 | 0.00011135 | 0.056727 | 3.334 | 3.0471 | 3.0192 | 5.1795 | 4.4827 | 4.4187 | 5.1801e-05
2822 | 6.6448e-05 | 0.00010197 | 0.049858 | 3.3248 | 3.046 | 3.0192 | 5.156 | 4.4802 | 4.4187 | 6.9067e-05
2823 | 5.4237e-05 | 9.7973e-05 | 0.038169 | 3.3353 | 3.046 | 3.0192 | 5.1828 | 4.4802 | 4.4187 | 0.00033278
2824 | 4.6844e-05 | 9.5001e-05 | 0.031023 | 3.3301 | 3.046 | 3.0192 | 5.1694 | 4.4802 | 4.4187 | 0.00036417
2825 | 4.4603e-05 | 9.4346e-05 | 0.018226 | 3.3028 | 3.046 | 3.0192 | 5.0999 | 4.4802 | 4.4187 | 4.8661e-05
2826 | 4.7974e-05 | 9.5484e-05 | 0.0056505 | 3.2163 | 3.046 | 3.0192 | 4.8843 | 4.4802 | 4.4187 | 2.9825e-05
2827 | 8.3411e-05 | 0.00010638 | 0.00044318 | 3.0784 | 3.046 | 3.0192 | 4.555 | 4.4802 | 4.4187 | 4.2382e-05
2828 | 0.00012073 | 0.00011841 | 0 | 3.0042 | 3.046 | 3.0192 | 4.3847 | 4.4802 | 4.4187 | 0.00015226
2829 | 0.00012867 | 0.00012019 | 0 | 2.9715 | 3.046 | 3.0192 | 4.3112 | 4.4802 | 4.4187 | 0.00010831
2830 | 0.00013668 | 0.00012156 | 0 | 2.9294 | 3.046 | 3.0192 | 4.2176 | 4.4802 | 4.4187 | 0.00019935
2831 | 0.00014578 | 0.00012434 | 0 | 2.8934 | 3.0449 | 3.0192 | 4.1388 | 4.4777 | 4.4187 | 6.5928e-05
2832 | 0.0001565 | 0.00012842 | 0 | 2.9113 | 3.046 | 3.0192 | 4.1779 | 4.4802 | 4.4187 | 1.4127e-05
2833 | 0.00016575 | 0.00013158 | 0 | 2.8826 | 3.046 | 3.0192 | 4.1153 | 4.4802 | 4.4187 | 0
2834 | 0.00017104 | 0.00013282 | 0 | 2.8592 | 3.0449 | 3.0192 | 4.0649 | 4.4777 | 4.4187 | 3.1394e-05
2835 | 0.00017449 | 0.0001343 | 0 | 2.8164 | 3.0449 | 3.0192 | 3.9738 | 4.4777 | 4.4187 | 0
2836 | 0.00017973 | 0.00013586 | 0.00060937 | 2.7978 | 3.046 | 3.0192 | 3.9345 | 4.4802 | 4.4187 | 1.4127e-05
2837 | 0.00018781 | 0.00013851 | 0.0079218 | 2.8211 | 3.0471 | 3.0192 | 3.9837 | 4.4827 | 4.4187 | 3.2964e-05
2838 | 0.00022345 | 0.00014872 | 0.021051 | 2.9467 | 3.0482 | 3.0192 | 4.2559 | 4.4852 | 4.4187 | 0
2839 | 0.00018447 | 0.00013646 | 0.033183 | 3.0551 | 3.0482 | 3.0192 | 4.501 | 4.4852 | 4.4187 | 0.00055254
2840 | 0.00011179 | 0.00011457 | 0.051353 | 3.1635 | 3.0482 | 3.0192 | 4.7561 | 4.4852 | 4.4187 | 0.00014441
2841 | 7.8375e-05 | 0.00010468 | 0.059552 | 3.2335 | 3.0482 | 3.0192 | 4.9266 | 4.4852 | 4.4187 | 7.2207e-05
2842 | 6.0963e-05 | 9.8839e-05 | 0.0662 | 3.3248 | 3.0482 | 3.0192 | 5.156 | 4.4852 | 4.4187 | 0.00010988
2843 | 5.6871e-05 | 9.8094e-05 | 0.060882 | 3.3618 | 3.0482 | 3.0192 | 5.2511 | 4.4852 | 4.4187 | 0.00013813
2844 | 5.1231e-05 | 9.4787e-05 | 0.054511 | 3.3982 | 3.0493 | 3.0192 | 5.3462 | 4.4878 | 4.4187 | 0.00026685
2845 | 4.7549e-05 | 9.3982e-05 | 0.047974 | 3.4354 | 3.0493 | 3.0192 | 5.4448 | 4.4878 | 4.4187 | 7.8486e-05
2846 | 4.1081e-05 | 8.9944e-05 | 0.040108 | 3.4578 | 3.0504 | 3.0192 | 5.5049 | 4.4903 | 4.4187 | 0.00013343
2847 | 3.4826e-05 | 8.7883e-05 | 0.035233 | 3.4536 | 3.0504 | 3.0192 | 5.4936 | 4.4903 | 4.4187 | 7.5346e-05
2848 | 2.6247e-05 | 8.7023e-05 | 0.019057 | 3.3832 | 3.0504 | 3.0192 | 5.3071 | 4.4903 | 4.4187 | 4.2382e-05
2849 | 2.5417e-05 | 9.109e-05 | 0.010415 | 3.3248 | 3.0504 | 3.0192 | 5.156 | 4.4903 | 4.4187 | 5.1801e-05
2850 | 4.9575e-05 | 9.951e-05 | 0.0027699 | 3.2459 | 3.0504 | 3.0192 | 4.9572 | 4.4903 | 4.4187 | 0.00025429
2851 | 5.5729e-05 | 0.00010378 | 0.00022159 | 3.1753 | 3.0504 | 3.0192 | 4.7847 | 4.4903 | 4.4187 | 0.00036417
2852 | 7.0061e-05 | 0.00010781 | 0 | 3.1215 | 3.0504 | 3.0192 | 4.6561 | 4.4903 | 4.4187 | 0.00019621
2853 | 8.465e-05 | 0.00010826 | 0 | 3.0851 | 3.0504 | 3.0192 | 4.5707 | 4.4903 | 4.4187 | 0.00029668
2854 | 8.3718e-05 | 0.00010782 | 0 | 3.0562 | 3.0504 | 3.0192 | 4.5036 | 4.4903 | 4.4187 | 1.2558e-05
2855 | 0.00010017 | 0.00011352 | 0 | 3.0224 | 3.0504 | 3.0192 | 4.426 | 4.4903 | 4.4187 | 1.2558e-05
2856 | 0.00012569 | 0.00012156 | 0 | 2.9851 | 3.0515 | 3.0192 | 4.3417 | 4.4928 | 4.4187 | 3.9243e-05
2857 | 0.00014176 | 0.00012534 | 0 | 2.9426 | 3.0515 | 3.0192 | 4.2468 | 4.4928 | 4.4187 | 0
2858 | 0.00015793 | 0.00013 | 0 | 2.9093 | 3.0526 | 3.0192 | 4.1735 | 4.4954 | 4.4187 | 0
2859 | 0.00016349 | 0.00013145 | 0 | 2.8954 | 3.0537 | 3.0192 | 4.1431 | 4.4979 | 4.4187 | 2.5115e-05
2860 | 0.00018065 | 0.00013665 | 0.00038778 | 2.8845 | 3.0537 | 3.0192 | 4.1196 | 4.4979 | 4.4187 | 0
2861 | 0.00020435 | 0.00014343 | 0.0050412 | 2.9043 | 3.0537 | 3.0192 | 4.1626 | 4.4979 | 4.4187 | 0
2862 | 0.00021777 | 0.00014649 | 0.014237 | 2.9788 | 3.0548 | 3.0192 | 4.3275 | 4.5004 | 4.4187 | 3.1394e-05
2863 | 0.00016088 | 0.00012922 | 0.025206 | 3.0365 | 3.0559 | 3.0192 | 4.4582 | 4.503 | 4.4187 | 0.00084451
2864 | 9.6926e-05 | 0.00010949 | 0.035288 | 3.0885 | 3.0559 | 3.0192 | 4.5786 | 4.503 | 4.4187 | 6.7498e-05
2865 | 6.4265e-05 | 9.8707e-05 | 0.04188 | 3.1192 | 3.0571 | 3.0192 | 4.6507 | 4.5055 | 4.4187 | 8.0056e-05
2866 | 3.745e-05 | 8.5954e-05 | 0.049138 | 3.1777 | 3.0571 | 3.0192 | 4.7904 | 4.5055 | 4.4187 | 0.00013186
2867 | 3.7269e-05 | 9.4322e-05 | 0.042324 | 3.1957 | 3.0582 | 3.0192 | 4.834 | 4.5081 | 4.4187 | 7.6916e-05
2868 | 3.6396e-05 | 9.3536e-05 | 0.039111 | 3.2224 | 3.0593 | 3.0192 | 4.8994 | 4.5106 | 4.4187 | 0.00022604
2869 | 3.7836e-05 | 9.3973e-05 | 0.041548 | 3.2558 | 3.0593 | 3.0192 | 4.982 | 4.5106 | 4.4187 | 2.5115e-05
2870 | 3.0279e-05 | 9.1395e-05 | 0.039775 | 3.2734 | 3.0593 | 3.0192 | 5.026 | 4.5106 | 4.4187 | 4.0813e-05
2871 | 2.3967e-05 | 8.7255e-05 | 0.030524 | 3.2533 | 3.0593 | 3.0192 | 4.9758 | 4.5106 | 4.4187 | 0.00014127
2872 | 2.2955e-05 | 8.7954e-05 | 0.022436 | 3.2471 | 3.0593 | 3.0192 | 4.9603 | 4.5106 | 4.4187 | 8.0056e-05
2873 | 3.5728e-05 | 9.5344e-05 | 0.013018 | 3.2005 | 3.0593 | 3.0192 | 4.8457 | 4.5106 | 4.4187 | 3.6103e-05
2874 | 2.9045e-05 | 9.4424e-05 | 0.0047088 | 3.1599 | 3.0593 | 3.0192 | 4.7476 | 4.5106 | 4.4187 | 0.00026685
2875 | 3.1764e-05 | 9.6102e-05 | 0.00038778 | 3.1078 | 3.0593 | 3.0192 | 4.6237 | 4.5106 | 4.4187 | 0.00020249
2876 | 4.6219e-05 | 0.000101 | 0 | 3.0573 | 3.0593 | 3.0192 | 4.5061 | 4.5106 | 4.4187 | 0.00025586
2877 | 4.8325e-05 | 9.7085e-05 | 0 | 3.0106 | 3.0593 | 3.0192 | 4.3992 | 4.5106 | 4.4187 | 0.00029825
2878 | 4.9886e-05 | 9.8318e-05 | 0 | 2.958 | 3.0604 | 3.0192 | 4.2811 | 4.5132 | 4.4187 | 0
2879 | 5.4558e-05 | 0.0001006 | 0 | 2.9385 | 3.0615 | 3.0192 | 4.2378 | 4.5158 | 4.4187 | 1.4127e-05
2880 | 7.3138e-05 | 0.00010579 | 0 | 2.9203 | 3.0615 | 3.0192 | 4.1977 | 4.5158 | 4.4187 | 1.4127e-05
2881 | 9.4673e-05 | 0.00011109 | 0 | 2.9213 | 3.0615 | 3.0192 | 4.1999 | 4.5158 | 4.4187 | 5.337e-05
2882 | 0.00011543 | 0.00011698 | 0 | 2.9003 | 3.0615 | 3.0192 | 4.1539 | 4.5158 | 4.4187 | 3.6103e-05
2883 | 0.00013208 | 0.00012216 | 0 | 2.8934 | 3.0615 | 3.0192 | 4.1388 | 4.5158 | 4.4187 | 1.2558e-05
2884 | 0.00014316 | 0.00012545 | 0.00060937 | 2.8767 | 3.0626 | 3.0192 | 4.1026 | 4.5183 | 4.4187 | 4.5522e-05
2885 | 0.00016048 | 0.00013065 | 0.0056505 | 2.9043 | 3.0648 | 3.0192 | 4.1626 | 4.5235 | 4.4187 | 4.2382e-05
2886 | 0.00014557 | 0.000125 | 0.015954 | 2.983 | 3.0648 | 3.0192 | 4.337 | 4.5235 | 4.4187 | 1.4127e-05
2887 | 0.00012578 | 0.00011883 | 0.029748 | 3.0507 | 3.0648 | 3.0192 | 4.4909 | 4.5235 | 4.4187 | 0.00064201
2888 | 8.2241e-05 | 0.00010493 | 0.034069 | 3.1135 | 3.0659 | 3.0192 | 4.6372 | 4.526 | 4.4187 | 0.00061062
2889 | 6.0706e-05 | 9.993e-05 | 0.048916 | 3.1552 | 3.0659 | 3.0192 | 4.7363 | 4.526 | 4.4187 | 0.00010674
2890 | 4.5182e-05 | 9.555e-05 | 0.052572 | 3.2102 | 3.0659 | 3.0192 | 4.8694 | 4.526 | 4.4187 | 6.2789e-05
2891 | 5.1609e-05 | 9.7841e-05 | 0.055785 | 3.276 | 3.0659 | 3.0192 | 5.0323 | 4.526 | 4.4187 | 6.1219e-05
2892 | 4.6064e-05 | 9.4658e-05 | 0.059497 | 3.3379 | 3.0659 | 3.0192 | 5.1896 | 4.526 | 4.4187 | 0.0001554
2893 | 7.1308e-05 | 0.00010336 | 0.042102 | 3.3028 | 3.067 | 3.0192 | 5.0999 | 4.5286 | 4.4187 | 8.9474e-05
2894 | 5.2252e-05 | 9.7377e-05 | 0.048307 | 3.3564 | 3.067 | 3.0192 | 5.2373 | 4.5286 | 4.4187 | 7.8486e-05
2895 | 3.9884e-05 | 9.2975e-05 | 0.03839 | 3.3684 | 3.0659 | 3.0192 | 5.2685 | 4.526 | 4.4187 | 0.00028569
2896 | 3.4777e-05 | 9.1159e-05 | 0.029194 | 3.3698 | 3.0659 | 3.0192 | 5.272 | 4.526 | 4.4187 | 0.00021191
2897 | 4.4678e-05 | 9.4258e-05 | 0.019832 | 3.3511 | 3.0648 | 3.0192 | 5.2236 | 4.5235 | 4.4187 | 1.4127e-05
2898 | 5.8647e-05 | 9.8515e-05 | 0.0072571 | 3.2912 | 3.0648 | 3.0192 | 5.0708 | 4.5235 | 4.4187 | 7.8486e-05
2899 | 9.1078e-05 | 0.00010805 | 0.00066477 | 3.1706 | 3.0648 | 3.0192 | 4.7732 | 4.5235 | 4.4187 | 8.3195e-05
2900 | 0.00010689 | 0.00011148 | 0 | 3.0896 | 3.0659 | 3.0192 | 4.5812 | 4.526 | 4.4187 | 0.00021191
2901 | 0.0001262 | 0.00011914 | 0 | 3.0452 | 3.0659 | 3.0192 | 4.4783 | 4.526 | 4.4187 | 0.00013186
2902 | 0.00014659 | 0.00012553 | 0 | 3.0052 | 3.0659 | 3.0192 | 4.3871 | 4.526 | 4.4187 | 0.00026371
2903 | 0.0001602 | 0.00012956 | 0 | 2.9809 | 3.0659 | 3.0192 | 4.3322 | 4.526 | 4.4187 | 0
2904 | 0.0001739 | 0.0001322 | 0 | 2.9653 | 3.067 | 3.0192 | 4.2972 | 4.5286 | 4.4187 | 1.0988e-05
2905 | 0.00017841 | 0.00013464 | 0 | 2.9355 | 3.0681 | 3.0192 | 4.2311 | 4.5312 | 4.4187 | 1.8837e-05
2906 | 0.00018382 | 0.00013671 | 0 | 2.9233 | 3.0681 | 3.0192 | 4.2043 | 4.5312 | 4.4187 | 1.2558e-05
2907 | 0.00018871 | 0.0001317 | 0 | 2.9073 | 3.0681 | 3.0192 | 4.1691 | 4.5312 | 4.4187 | 3.4534e-05
2908 | 0.0001941 | 0.00013687 | 0.00055397 | 2.9233 | 3.0693 | 3.0192 | 4.2043 | 4.5338 | 4.4187 | 0
2909 | 0.00020701 | 0.00014249 | 0.0056505 | 2.9314 | 3.0693 | 3.0192 | 4.2221 | 4.5338 | 4.4187 | 0
2910 | 0.00020427 | 0.00014282 | 0.017838 | 3.0138 | 3.0693 | 3.0192 | 4.4065 | 4.5338 | 4.4187 | 1.5697e-05
2911 | 0.00018046 | 0.00013506 | 0.03202 | 3.0851 | 3.0693 | 3.0192 | 4.5707 | 4.5338 | 4.4187 | 0.00053841
2912 | 0.00010914 | 0.00011364 | 0.046977 | 3.1873 | 3.0715 | 3.0192 | 4.8136 | 4.5389 | 4.4187 | 8.1625e-05
2913 | 7.6166e-05 | 0.00010363 | 0.060826 | 3.2722 | 3.0726 | 3.0192 | 5.0228 | 4.5415 | 4.4187 | 7.2207e-05
2914 | 5.9303e-05 | 9.8145e-05 | 0.070964 | 3.3551 | 3.0726 | 3.0192 | 5.2339 | 4.5415 | 4.4187 | 8.6334e-05
2915 | 5.7344e-05 | 9.8121e-05 | 0.062987 | 3.4174 | 3.0726 | 3.0192 | 5.3969 | 4.5415 | 4.4187 | 8.6334e-05
2916 | 5.7212e-05 | 9.8207e-05 | 0.061103 | 3.4649 | 3.0737 | 3.0192 | 5.524 | 4.5441 | 4.4187 | 0.00023232
2917 | 6.4952e-05 | 0.00010075 | 0.042822 | 3.4409 | 3.0737 | 3.0192 | 5.4597 | 4.5441 | 4.4187 | 9.1044e-05
2918 | 5.7989e-05 | 9.8342e-05 | 0.041216 | 3.4023 | 3.0737 | 3.0192 | 5.357 | 4.5441 | 4.4187 | 7.2207e-05
2919 | 4.2945e-05 | 9.2376e-05 | 0.034956 | 3.4256 | 3.0737 | 3.0192 | 5.4189 | 4.5441 | 4.4187 | 8.3195e-05
2920 | 3.3264e-05 | 8.8434e-05 | 0.02155 | 3.3873 | 3.0737 | 3.0192 | 5.3177 | 4.5441 | 4.4187 | 0.00011302
2921 | 3.2096e-05 | 8.7437e-05 | 0.012741 | 3.3067 | 3.0737 | 3.0192 | 5.1098 | 4.5441 | 4.4187 | 8.3195e-05
2922 | 4.6618e-05 | 9.3373e-05 | 0.0054843 | 3.2571 | 3.0748 | 3.0192 | 4.9851 | 4.5467 | 4.4187 | 0.00021191
2923 | 6.5735e-05 | 0.00010246 | 0.00094176 | 3.2029 | 3.0748 | 3.0192 | 4.8516 | 4.5467 | 4.4187 | 0.00020249
2924 | 8.6165e-05 | 0.00010678 | 0 | 3.11 | 3.0737 | 3.0192 | 4.6291 | 4.5441 | 4.4187 | 0.0003783
2925 | 0.0001112 | 0.00011165 | 0 | 3.0751 | 3.0737 | 3.0192 | 4.5472 | 4.5441 | 4.4187 | 0.00021348
2926 | 0.00013664 | 0.00011937 | 0 | 3.0452 | 3.0737 | 3.0192 | 4.4783 | 4.5441 | 4.4187 | 0
2927 | 0.00014767 | 0.00012564 | 0 | 3.0021 | 3.0737 | 3.0192 | 4.3798 | 4.5441 | 4.4187 | 0
2928 | 0.00015115 | 0.00012671 | 0 | 2.9747 | 3.076 | 3.0192 | 4.3182 | 4.5493 | 4.4187 | 3.1394e-05
2929 | 0.00015688 | 0.00012837 | 0 | 2.9601 | 3.076 | 3.0192 | 4.2857 | 4.5493 | 4.4187 | 1.2558e-05
2930 | 0.00016077 | 0.0001286 | 0 | 2.9498 | 3.076 | 3.0192 | 4.2627 | 4.5493 | 4.4187 | 1.0988e-05
2931 | 0.00016486 | 0.00013081 | 0 | 2.9335 | 3.076 | 3.0192 | 4.2266 | 4.5493 | 4.4187 | 0
2932 | 0.00016805 | 0.00013181 | 0.00077556 | 2.9083 | 3.0782 | 3.0192 | 4.1713 | 4.5545 | 4.4187 | 2.5115e-05
2933 | 0.0001832 | 0.00013643 | 0.0053735 | 2.9274 | 3.0782 | 3.0192 | 4.2132 | 4.5545 | 4.4187 | 1.5697e-05
2934 | 0.00019399 | 0.00013705 | 0.014459 | 3.0052 | 3.0782 | 3.0192 | 4.3871 | 4.5545 | 4.4187 | 3.7673e-05
2935 | 0.00013292 | 0.00011995 | 0.02864 | 3.1089 | 3.0793 | 3.0192 | 4.6264 | 4.5571 | 4.4187 | 0.00061533
2936 | 8.0165e-05 | 0.00010416 | 0.040274 | 3.1682 | 3.0816 | 3.0192 | 4.7675 | 4.5624 | 4.4187 | 9.8892e-05
2937 | 5.1569e-05 | 9.5776e-05 | 0.043099 | 3.2273 | 3.0816 | 3.0192 | 4.9114 | 4.5624 | 4.4187 | 0.00010046
2938 | 4.1936e-05 | 9.2304e-05 | 0.056395 | 3.2785 | 3.0816 | 3.0192 | 5.0387 | 4.5624 | 4.4187 | 5.651e-05
2939 | 5.012e-05 | 9.562e-05 | 0.053182 | 3.3274 | 3.0816 | 3.0192 | 5.1627 | 4.5624 | 4.4187 | 2.6685e-05
2940 | 5.3955e-05 | 9.6698e-05 | 0.045758 | 3.2989 | 3.0827 | 3.0192 | 5.0902 | 4.565 | 4.4187 | 0.00016482
2941 | 5.9282e-05 | 9.8486e-05 | 0.049968 | 3.3379 | 3.0838 | 3.0192 | 5.1896 | 4.5676 | 4.4187 | 2.3546e-05
2942 | 5.3039e-05 | 9.6388e-05 | 0.046534 | 3.3392 | 3.0838 | 3.0192 | 5.193 | 4.5676 | 4.4187 | 8.0056e-05
2943 | 4.4463e-05 | 9.3507e-05 | 0.036341 | 3.3353 | 3.0838 | 3.0192 | 5.1828 | 4.5676 | 4.4187 | 8.6334e-05
2944 | 5.5281e-05 | 9.6e-05 | 0.030801 | 3.3366 | 3.0838 | 3.0192 | 5.1862 | 4.5676 | 4.4187 | 0.00010203
2945 | 4.4631e-05 | 9.2775e-05 | 0.016231 | 3.2823 | 3.0838 | 3.0192 | 5.0483 | 4.5676 | 4.4187 | 4.8661e-05
2946 | 3.8968e-05 | 9.1454e-05 | 0.0069801 | 3.2138 | 3.0849 | 3.0192 | 4.8784 | 4.5702 | 4.4187 | 0.00036574
2947 | 6.6722e-05 | 0.0001026 | 0.00072017 | 3.1377 | 3.0849 | 3.0192 | 4.6945 | 4.5702 | 4.4187 | 0.00022133
2948 | 9.2979e-05 | 0.00010891 | 0 | 3.0728 | 3.0849 | 3.0192 | 4.542 | 4.5702 | 4.4187 | 0.000259
2949 | 0.00012734 | 0.0001193 | 0 | 3.0021 | 3.0849 | 3.0192 | 4.3798 | 4.5702 | 4.4187 | 0.00014912
2950 | 0.00013097 | 0.00012017 | 0 | 2.9601 | 3.0849 | 3.0192 | 4.2857 | 4.5702 | 4.4187 | 2.8255e-05
2951 | 0.00014455 | 0.00012441 | 0 | 2.9233 | 3.0849 | 3.0192 | 4.2043 | 4.5702 | 4.4187 | 0
2952 | 0.00015561 | 0.00012776 | 0 | 2.8964 | 3.0849 | 3.0192 | 4.1453 | 4.5702 | 4.4187 | 0
2953 | 0.00016274 | 0.00012995 | 0 | 2.8767 | 3.086 | 3.0192 | 4.1026 | 4.5728 | 4.4187 | 1.4127e-05
2954 | 0.00016951 | 0.0001321 | 0 | 2.8496 | 3.0872 | 3.0192 | 4.0443 | 4.5755 | 4.4187 | 5.0231e-05
2955 | 0.00017456 | 0.00013303 | 0 | 2.8486 | 3.0872 | 3.0192 | 4.0423 | 4.5755 | 4.4187 | 0
2956 | 0.00017928 | 0.00013507 | 0.00077556 | 2.8554 | 3.0872 | 3.0192 | 4.0567 | 4.5755 | 4.4187 | 1.5697e-05
2957 | 0.00017552 | 0.00013347 | 0.0063153 | 2.9243 | 3.0883 | 3.0192 | 4.2065 | 4.5781 | 4.4187 | 3.2964e-05
2958 | 0.0001801 | 0.00013381 | 0.015844 | 3.0127 | 3.0883 | 3.0192 | 4.404 | 4.5781 | 4.4187 | 4.5522e-05
2959 | 0.00015684 | 0.00012716 | 0.026148 | 3.0818 | 3.0883 | 3.0192 | 4.5628 | 4.5781 | 4.4187 | 0.00043167
2960 | 9.3289e-05 | 0.00010799 | 0.03202 | 3.1377 | 3.0883 | 3.0192 | 4.6945 | 4.5781 | 4.4187 | 0.00074875
2961 | 6.1505e-05 | 9.8264e-05 | 0.040274 | 3.1765 | 3.0883 | 3.0192 | 4.7875 | 4.5781 | 4.4187 | 9.1044e-05
2962 | 4.6732e-05 | 9.3433e-05 | 0.041991 | 3.1993 | 3.0894 | 3.0192 | 4.8428 | 4.5807 | 4.4187 | 0.00015383
2963 | 5.1513e-05 | 9.4512e-05 | 0.051852 | 3.2384 | 3.0894 | 3.0192 | 4.9388 | 4.5807 | 4.4187 | 0.00014127
2964 | 4.7766e-05 | 9.3936e-05 | 0.052351 | 3.2471 | 3.0894 | 3.0192 | 4.9603 | 4.5807 | 4.4187 | 0.00010674
2965 | 5.7328e-05 | 9.7524e-05 | 0.050522 | 3.2459 | 3.0906 | 3.0192 | 4.9572 | 4.5834 | 4.4187 | 8.4765e-05
2966 | 4.2552e-05 | 8.8975e-05 | 0.048417 | 3.3054 | 3.0906 | 3.0192 | 5.1065 | 4.5834 | 4.4187 | 6.9067e-05
2967 | 2.9683e-05 | 8.5921e-05 | 0.045703 | 3.2811 | 3.0906 | 3.0192 | 5.0451 | 4.5834 | 4.4187 | 0.00026214
2968 | 2.3958e-05 | 8.5836e-05 | 0.030302 | 3.2671 | 3.0917 | 3.0192 | 5.0102 | 4.586 | 4.4187 | 0.00032493
2969 | 2.0919e-05 | 8.9278e-05 | 0.017062 | 3.2017 | 3.0917 | 3.0192 | 4.8487 | 4.586 | 4.4187 | 2.9825e-05
2970 | 2.1119e-05 | 8.9809e-05 | 0.0083096 | 3.1447 | 3.0906 | 3.0192 | 4.7112 | 4.5834 | 4.4187 | 2.1976e-05
2971 | 3.1462e-05 | 9.7987e-05 | 0.00077556 | 3.0795 | 3.0906 | 3.0192 | 4.5576 | 4.5834 | 4.4187 | 5.0231e-05
2972 | 5.3142e-05 | 0.00010039 | 0 | 3.0213 | 3.0906 | 3.0192 | 4.4236 | 4.5834 | 4.4187 | 7.3777e-05
2973 | 7.2005e-05 | 0.00010489 | 0 | 2.9736 | 3.0906 | 3.0192 | 4.3158 | 4.5834 | 4.4187 | 0.00023389
2974 | 9.6112e-05 | 0.00011095 | 0 | 2.9243 | 3.0894 | 3.0192 | 4.2065 | 4.5807 | 4.4187 | 0.00015069
2975 | 0.00011111 | 0.00011541 | 0 | 2.8924 | 3.0906 | 3.0192 | 4.1367 | 4.5834 | 4.4187 | 1.5697e-05
2976 | 0.00012619 | 0.00011998 | 0 | 2.8738 | 3.0906 | 3.0192 | 4.0963 | 4.5834 | 4.4187 | 3.1394e-05
2977 | 0.00013634 | 0.0001229 | 0 | 2.8544 | 3.0906 | 3.0192 | 4.0546 | 4.5834 | 4.4187 | 4.7091e-05
2978 | 0.00014252 | 0.00012465 | 0 | 2.8477 | 3.0894 | 3.0192 | 4.0402 | 4.5807 | 4.4187 | 3.9243e-05
2979 | 0.00014963 | 0.00012664 | 0 | 2.8221 | 3.0906 | 3.0192 | 3.9857 | 4.5834 | 4.4187 | 0
2980 | 0.0001565 | 0.00012857 | 0.00088636 | 2.8315 | 3.0917 | 3.0192 | 4.0057 | 4.586 | 4.4187 | 3.6103e-05
2981 | 0.00017376 | 0.00013355 | 0.0074787 | 2.8728 | 3.0928 | 3.0192 | 4.0942 | 4.5887 | 4.4187 | 2.5115e-05
2982 | 0.00017333 | 0.00013334 | 0.019832 | 2.9841 | 3.0928 | 3.0192 | 4.3393 | 4.5887 | 4.4187 | 1.0988e-05
2983 | 0.00013849 | 0.00012127 | 0.032684 | 3.0739 | 3.0928 | 3.0192 | 4.5446 | 4.5887 | 4.4187 | 0.00062004
2984 | 9.8065e-05 | 0.00010903 | 0.037892 | 3.1284 | 3.0928 | 3.0192 | 4.6725 | 4.5887 | 4.4187 | 0.00054783
2985 | 6.6439e-05 | 0.00010015 | 0.046534 | 3.1658 | 3.0928 | 3.0192 | 4.7618 | 4.5887 | 4.4187 | 0.00011302
2986 | 6.8748e-05 | 0.00010073 | 0.05501 | 3.2053 | 3.0928 | 3.0192 | 4.8576 | 4.5887 | 4.4187 | 8.3195e-05
2987 | 7.1338e-05 | 0.00010181 | 0.062654 | 3.2521 | 3.094 | 3.0192 | 4.9727 | 4.5913 | 4.4187 | 0.00011616
2988 | 5.8855e-05 | 9.8347e-05 | 0.068527 | 3.3366 | 3.094 | 3.0192 | 5.1862 | 4.5913 | 4.4187 | 0.00014912
2989 | 6.7508e-05 | 0.00010105 | 0.051298 | 3.3274 | 3.094 | 3.0192 | 5.1627 | 4.5913 | 4.4187 | 3.7673e-05
2990 | 5.7509e-05 | 9.7912e-05 | 0.04526 | 3.308 | 3.0928 | 3.0192 | 5.113 | 4.5887 | 4.4187 | 4.3952e-05
2991 | 4.0118e-05 | 9.2014e-05 | 0.036175 | 3.2977 | 3.0928 | 3.0192 | 5.0869 | 4.5887 | 4.4187 | 0.00042696
2992 | 3.7532e-05 | 9.1484e-05 | 0.02781 | 3.2785 | 3.0928 | 3.0192 | 5.0387 | 4.5887 | 4.4187 | 0.00021348
2993 | 4.6031e-05 | 9.3984e-05 | 0.015788 | 3.2384 | 3.0928 | 3.0192 | 4.9388 | 4.5887 | 4.4187 | 0
2994 | 4.3496e-05 | 9.3214e-05 | 0.0065369 | 3.1789 | 3.0928 | 3.0192 | 4.7933 | 4.5887 | 4.4187 | 2.1976e-05
2995 | 7.8809e-05 | 0.0001045 | 0.00077556 | 3.1078 | 3.0928 | 3.0192 | 4.6237 | 4.5887 | 4.4187 | 4.0813e-05
2996 | 0.00010761 | 0.00011283 | 0 | 3.0628 | 3.0928 | 3.0192 | 4.5189 | 4.5887 | 4.4187 | 0.00019935
2997 | 0.00012084 | 0.00011703 | 0 | 3.0246 | 3.094 | 3.0192 | 4.431 | 4.5913 | 4.4187 | 0.00017424
2998 | 0.00013846 | 0.00012255 | 0 | 2.9978 | 3.094 | 3.0192 | 4.3702 | 4.5913 | 4.4187 | 0.00012244
2999 | 0.00015218 | 0.00012638 | 0 | 2.9642 | 3.094 | 3.0192 | 4.2949 | 4.5913 | 4.4187 | 1.0988e-05
3000 | 4.7956e-05 | 9.4399e-05 | 0 | 2.9467 | 3.094 | 3.0192 | 4.2559 | 4.5913 | 4.4187 | 0
3001 | 5.6028e-05 | 9.7122e-05 | 0 | 2.9043 | 3.094 | 3.0192 | 4.1626 | 4.5913 | 4.4187 | 2.6685e-05
3002 | 6.3691e-05 | 9.7251e-05 | 0 | 2.8993 | 3.094 | 3.0192 | 4.1517 | 4.5913 | 4.4187 | 4.0813e-05
3003 | 6.8825e-05 | 0.00010163 | 0 | 2.8835 | 3.0951 | 3.0192 | 4.1174 | 4.594 | 4.4187 | 1.7267e-05
3004 | 7.4979e-05 | 0.00010231 | 0.00099715 | 2.8621 | 3.0962 | 3.0192 | 4.0712 | 4.5966 | 4.4187 | 2.5115e-05
3005 | 8.8849e-05 | 0.00010728 | 0.0068693 | 2.8885 | 3.0985 | 3.0192 | 4.1281 | 4.6019 | 4.4187 | 0
3006 | 7.7917e-05 | 0.00010368 | 0.01673 | 2.9747 | 3.0985 | 3.0192 | 4.3182 | 4.6019 | 4.4187 | 1.0988e-05
3007 | 7.999e-05 | 0.00010461 | 0.029194 | 3.0463 | 3.0985 | 3.0192 | 4.4808 | 4.6019 | 4.4187 | 0.00062789
3008 | 3.472e-05 | 9.0331e-05 | 0.029984 | 3.0762 | 3.0985 | 3.0192 | 4.5498 | 4.6019 | 4.4187 | 2.5115e-05
3009 | 2.6441e-05 | 8.7773e-05 | 0.03954 | 3.1296 | 3.0985 | 3.0192 | 4.6752 | 4.6019 | 4.4187 | 6.5928e-05
3010 | 1.6694e-05 | 8.41e-05 | 0.034831 | 3.1564 | 3.0973 | 3.0192 | 4.7392 | 4.5993 | 4.4187 | 5.651e-05
3011 | 1.883e-05 | 8.5707e-05 | 0.050356 | 3.2372 | 3.0985 | 3.0192 | 4.9358 | 4.6019 | 4.4187 | 8.4765e-05
3012 | 1.8136e-05 | 8.4928e-05 | 0.042601 | 3.2459 | 3.0996 | 3.0192 | 4.9572 | 4.6046 | 4.4187 | 0.00016796
3013 | 1.9672e-05 | 8.5912e-05 | 0.035676 | 3.2212 | 3.0996 | 3.0192 | 4.8963 | 4.6046 | 4.4187 | 6.5928e-05
3014 | 1.5623e-05 | 8.4445e-05 | 0.031355 | 3.2175 | 3.0996 | 3.0192 | 4.8873 | 4.6046 | 4.4187 | 6.9067e-05
3015 | 8.9414e-06 | 8.0938e-05 | 0.027034 | 3.2102 | 3.0996 | 3.0192 | 4.8694 | 4.6046 | 4.4187 | 9.1044e-05
3016 | 1.408e-05 | 8.0918e-05 | 0.023655 | 3.2151 | 3.0996 | 3.0192 | 4.8814 | 4.6046 | 4.4187 | 1.5697e-05
3017 | 3.3587e-05 | 8.7559e-05 | 0.011467 | 3.1717 | 3.0996 | 3.0192 | 4.7761 | 4.6046 | 4.4187 | 7.6916e-05
3018 | 1.3636e-05 | 8.0523e-05 | 0.004875 | 3.1307 | 3.0996 | 3.0192 | 4.678 | 4.6046 | 4.4187 | 0.00024958
3019 | 1.3864e-05 | 8.7044e-05 | 0.00083096 | 3.0851 | 3.0996 | 3.0192 | 4.5707 | 4.6046 | 4.4187 | 0.00022604
3020 | 3.4868e-05 | 9.0927e-05 | 0 | 3.0246 | 3.0996 | 3.0192 | 4.431 | 4.6046 | 4.4187 | 0.0003108
3021 | 3.11e-05 | 8.9948e-05 | 0 | 2.9747 | 3.0996 | 3.0192 | 4.3182 | 4.6046 | 4.4187 | 0.00022447
3022 | 3.518e-05 | 9.1307e-05 | 0 | 2.9213 | 3.0996 | 3.0192 | 4.1999 | 4.6046 | 4.4187 | 2.8255e-05
3023 | 4.8906e-05 | 9.5473e-05 | 0 | 2.9003 | 3.0996 | 3.0192 | 4.1539 | 4.6046 | 4.4187 | 0
3024 | 6.2892e-05 | 9.9042e-05 | 0 | 2.8777 | 3.0996 | 3.0192 | 4.1047 | 4.6046 | 4.4187 | 0
3025 | 6.8265e-05 | 0.0001 | 0 | 2.8525 | 3.1008 | 3.0192 | 4.0505 | 4.6073 | 4.4187 | 1.5697e-05
3026 | 7.2492e-05 | 9.9767e-05 | 0 | 2.8315 | 3.0996 | 3.0192 | 4.0057 | 4.6046 | 4.4187 | 2.6685e-05
3027 | 7.3175e-05 | 0.00010206 | 0 | 2.8249 | 3.1008 | 3.0192 | 3.9917 | 4.6073 | 4.4187 | 1.5697e-05
3028 | 7.9605e-05 | 0.00010446 | 0.0011633 | 2.8146 | 3.1008 | 3.0192 | 3.9698 | 4.6073 | 4.4187 | 1.0988e-05
3029 | 7.3051e-05 | 0.00010286 | 0.0074233 | 2.842 | 3.1008 | 3.0192 | 4.028 | 4.6073 | 4.4187 | 0
3030 | 9.0536e-05 | 0.00010783 | 0.0195 | 2.9385 | 3.1008 | 3.0192 | 4.2378 | 4.6073 | 4.4187 | 2.3546e-05
3031 | 6.1952e-05 | 9.8201e-05 | 0.029361 | 2.9946 | 3.1019 | 3.0192 | 4.3631 | 4.6099 | 4.4187 | 0.00067812
3032 | 3.5619e-05 | 9.0611e-05 | 0.045204 | 3.0908 | 3.1019 | 3.0192 | 4.5838 | 4.6099 | 4.4187 | 8.4765e-05
3033 | 2.4345e-05 | 8.7577e-05 | 0.052074 | 3.1599 | 3.1019 | 3.0192 | 4.7476 | 4.6099 | 4.4187 | 3.9243e-05
3034 | 1.8961e-05 | 8.5851e-05 | 0.058444 | 3.209 | 3.103 | 3.0192 | 4.8665 | 4.6126 | 4.4187 | 4.2382e-05
3035 | 2.0976e-05 | 8.6845e-05 | 0.056007 | 3.2347 | 3.103 | 3.0192 | 4.9296 | 4.6126 | 4.4187 | 0.00010988
3036 | 2.6792e-05 | 8.8478e-05 | 0.056782 | 3.2785 | 3.103 | 3.0192 | 5.0387 | 4.6126 | 4.4187 | 0.00016011
3037 | 2.3333e-05 | 8.7437e-05 | 0.047586 | 3.276 | 3.103 | 3.0192 | 5.0323 | 4.6126 | 4.4187 | 8.6334e-05
3038 | 2.3603e-05 | 8.688e-05 | 0.047365 | 3.308 | 3.1019 | 3.0192 | 5.113 | 4.6099 | 4.4187 | 0.0001036
3039 | 1.7557e-05 | 8.4802e-05 | 0.039443 | 3.2874 | 3.1019 | 3.0192 | 5.0611 | 4.6099 | 4.4187 | 6.4358e-05
3040 | 1.2923e-05 | 8.246e-05 | 0.022658 | 3.2521 | 3.1019 | 3.0192 | 4.9727 | 4.6099 | 4.4187 | 9.2613e-05
3041 | 1.759e-05 | 8.3274e-05 | 0.015622 | 3.2285 | 3.1008 | 3.0192 | 4.9145 | 4.6073 | 4.4187 | 6.5928e-05
3042 | 3.5709e-05 | 9.2334e-05 | 0.007811 | 3.1873 | 3.1008 | 3.0192 | 4.8136 | 4.6073 | 4.4187 | 0.00034691
3043 | 2.2022e-05 | 8.6632e-05 | 0.0012741 | 3.1307 | 3.1008 | 3.0192 | 4.678 | 4.6073 | 4.4187 | 0.00015854
3044 | 4.5688e-05 | 9.3947e-05 | 0 | 3.0739 | 3.1008 | 3.0192 | 4.5446 | 4.6073 | 4.4187 | 0.00024488
3045 | 5.0234e-05 | 9.5394e-05 | 0 | 3.0246 | 3.1008 | 3.0192 | 4.431 | 4.6073 | 4.4187 | 0.00017267
3046 | 4.9536e-05 | 9.5345e-05 | 0 | 2.9883 | 3.1008 | 3.0192 | 4.3488 | 4.6073 | 4.4187 | 0
3047 | 5.8529e-05 | 9.7667e-05 | 0 | 2.9653 | 3.1008 | 3.0192 | 4.2972 | 4.6073 | 4.4187 | 2.3546e-05
3048 | 6.661e-05 | 0.00010055 | 0 | 2.9539 | 3.0996 | 3.0192 | 4.2719 | 4.6046 | 4.4187 | 0
3049 | 7.2631e-05 | 0.00010232 | 0 | 2.9601 | 3.1008 | 3.0192 | 4.2857 | 4.6073 | 4.4187 | 0
3050 | 7.7741e-05 | 0.00010405 | 0 | 2.9694 | 3.1008 | 3.0192 | 4.3065 | 4.6073 | 4.4187 | 2.6685e-05
3051 | 8.5274e-05 | 0.00010642 | 0 | 2.9883 | 3.1008 | 3.0192 | 4.3488 | 4.6073 | 4.4187 | 2.5115e-05
3052 | 9.4299e-05 | 0.0001088 | 0.00072017 | 2.9883 | 3.1008 | 3.0192 | 4.3488 | 4.6073 | 4.4187 | 1.5697e-05
3053 | 0.00010889 | 0.00011335 | 0.0038778 | 2.9999 | 3.1008 | 3.0192 | 4.375 | 4.6073 | 4.4187 | 1.0988e-05
3054 | 0.00010666 | 0.00011012 | 0.009196 | 3.0321 | 3.1008 | 3.0192 | 4.4483 | 4.6073 | 4.4187 | 3.9243e-05
3055 | 9.5861e-05 | 0.00010851 | 0.016896 | 3.0795 | 3.1008 | 3.0192 | 4.5576 | 4.6073 | 4.4187 | 0.00063103
3056 | 5.5852e-05 | 9.657e-05 | 0.025538 | 3.1066 | 3.103 | 3.0192 | 4.621 | 4.6126 | 4.4187 | 4.8661e-05
3057 | 4.8418e-05 | 9.42e-05 | 0.03839 | 3.147 | 3.1042 | 3.0192 | 4.7167 | 4.6153 | 4.4187 | 0.000135
3058 | 4.134e-05 | 9.1617e-05 | 0.039 | 3.1587 | 3.1042 | 3.0192 | 4.7448 | 4.6153 | 4.4187 | 9.7322e-05
3059 | 4.4219e-05 | 9.3346e-05 | 0.042047 | 3.2041 | 3.1042 | 3.0192 | 4.8546 | 4.6153 | 4.4187 | 6.1219e-05
3060 | 5.0157e-05 | 9.5201e-05 | 0.040496 | 3.2102 | 3.1042 | 3.0192 | 4.8694 | 4.6153 | 4.4187 | 0.00014127
3061 | 4.7237e-05 | 9.3895e-05 | 0.052517 | 3.2722 | 3.1042 | 3.0192 | 5.0228 | 4.6153 | 4.4187 | 0.00011302
3062 | 3.6156e-05 | 9.0701e-05 | 0.051741 | 3.3028 | 3.1042 | 3.0192 | 5.0999 | 4.6153 | 4.4187 | 5.1801e-05
3063 | 3.4834e-05 | 8.8486e-05 | 0.042324 | 3.334 | 3.103 | 3.0192 | 5.1795 | 4.6126 | 4.4187 | 1.4127e-05
3064 | 4.1519e-05 | 9.0792e-05 | 0.027643 | 3.3105 | 3.1042 | 3.0192 | 5.1196 | 4.6153 | 4.4187 | 5.8079e-05
3065 | 3.4959e-05 | 8.8784e-05 | 0.020275 | 3.3054 | 3.1042 | 3.0192 | 5.1065 | 4.6153 | 4.4187 | 6.7498e-05
3066 | 2.4982e-05 | 8.3879e-05 | 0.0085866 | 3.2335 | 3.1042 | 3.0192 | 4.9266 | 4.6153 | 4.4187 | 0.00018366
3067 | 3.6546e-05 | 9.2042e-05 | 0.0014403 | 3.1505 | 3.1042 | 3.0192 | 4.7251 | 4.6153 | 4.4187 | 0.00027313
3068 | 6.1866e-05 | 9.8181e-05 | 0 | 3.0739 | 3.1042 | 3.0192 | 4.5446 | 4.6153 | 4.4187 | 0.00030296
3069 | 6.631e-05 | 9.9982e-05 | 0 | 3.0031 | 3.1042 | 3.0192 | 4.3823 | 4.6153 | 4.4187 | 0.00015226
3070 | 6.4921e-05 | 9.9879e-05 | 0 | 2.9591 | 3.1042 | 3.0192 | 4.2834 | 4.6153 | 4.4187 | 1.2558e-05
3071 | 7.3043e-05 | 0.00010189 | 0 | 2.9223 | 3.1042 | 3.0192 | 4.2021 | 4.6153 | 4.4187 | 1.2558e-05
3072 | 7.9517e-05 | 0.00010393 | 0 | 2.8973 | 3.1042 | 3.0192 | 4.1474 | 4.6153 | 4.4187 | 3.2964e-05
3073 | 8.4721e-05 | 0.00010618 | 0 | 2.867 | 3.1042 | 3.0192 | 4.0816 | 4.6153 | 4.4187 | 8.1625e-05
3074 | 9.1462e-05 | 0.00010782 | 0 | 2.8164 | 3.1042 | 3.0192 | 3.9738 | 4.6153 | 4.4187 | 0
3075 | 9.4714e-05 | 0.00010897 | 0 | 2.7978 | 3.1064 | 3.0192 | 3.9345 | 4.6206 | 4.4187 | 0
3076 | 9.7556e-05 | 0.0001094 | 0.0016065 | 2.7668 | 3.1064 | 3.0192 | 3.8696 | 4.6206 | 4.4187 | 1.2558e-05
3077 | 0.0001094 | 0.00011306 | 0.0098607 | 2.8127 | 3.1064 | 3.0192 | 3.9659 | 4.6206 | 4.4187 | 1.5697e-05
3078 | 9.7558e-05 | 0.00011006 | 0.025649 | 2.9294 | 3.1064 | 3.0192 | 4.2176 | 4.6206 | 4.4187 | 0
3079 | 8.7183e-05 | 0.00010597 | 0.043819 | 3.0354 | 3.1064 | 3.0192 | 4.4557 | 4.6206 | 4.4187 | 0.00056824
3080 | 4.2524e-05 | 9.2014e-05 | 0.05717 | 3.1307 | 3.1064 | 3.0192 | 4.678 | 4.6206 | 4.4187 | 7.8486e-05
3081 | 3.0525e-05 | 8.7985e-05 | 0.067917 | 3.2005 | 3.1064 | 3.0192 | 4.8457 | 4.6206 | 4.4187 | 7.0637e-05
3082 | 2.4554e-05 | 8.5524e-05 | 0.07318 | 3.2785 | 3.1076 | 3.0192 | 5.0387 | 4.6233 | 4.4187 | 6.5928e-05
3083 | 2.4639e-05 | 8.645e-05 | 0.077889 | 3.3525 | 3.1076 | 3.0192 | 5.227 | 4.6233 | 4.4187 | 7.6916e-05
3084 | 2.8432e-05 | 8.7338e-05 | 0.078498 | 3.4119 | 3.1087 | 3.0192 | 5.3823 | 4.626 | 4.4187 | 0.0001868
3085 | 3.0565e-05 | 8.7015e-05 | 0.072903 | 3.4635 | 3.1087 | 3.0192 | 5.5202 | 4.626 | 4.4187 | 4.7091e-05
3086 | 2.2871e-05 | 8.4867e-05 | 0.06138 | 3.5007 | 3.1076 | 3.0192 | 5.6214 | 4.6233 | 4.4187 | 0.00010674
3087 | 1.596e-05 | 8.1898e-05 | 0.048473 | 3.5123 | 3.1076 | 3.0192 | 5.6533 | 4.6233 | 4.4187 | 7.2207e-05
3088 | 1.4732e-05 | 8.2928e-05 | 0.034734 | 3.505 | 3.1076 | 3.0192 | 5.6333 | 4.6233 | 4.4187 | 5.494e-05
3089 | 2.6097e-05 | 9.0029e-05 | 0.022436 | 3.482 | 3.1076 | 3.0192 | 5.5703 | 4.6233 | 4.4187 | 2.3546e-05
3090 | 1.6885e-05 | 8.8351e-05 | 0.0089744 | 3.4023 | 3.1076 | 3.0192 | 5.357 | 4.6233 | 4.4187 | 0.00024017
3091 | 2.5287e-05 | 9.2817e-05 | 0.0011079 | 3.2798 | 3.1076 | 3.0192 | 5.0419 | 4.6233 | 4.4187 | 0.00012872
3092 | 3.0483e-05 | 9.4112e-05 | 0 | 3.1658 | 3.1087 | 3.0192 | 4.7618 | 4.626 | 4.4187 | 0.00014912
3093 | 3.1449e-05 | 9.2758e-05 | 0 | 3.0874 | 3.1087 | 3.0192 | 4.5759 | 4.626 | 4.4187 | 0.00016639
3094 | 2.6881e-05 | 9.0387e-05 | 0 | 3.031 | 3.1087 | 3.0192 | 4.4458 | 4.626 | 4.4187 | 2.5115e-05
3095 | 3.2008e-05 | 9.1732e-05 | 0 | 2.9978 | 3.1087 | 3.0192 | 4.3702 | 4.626 | 4.4187 | 1.2558e-05
3096 | 4.3223e-05 | 9.3685e-05 | 0 | 2.9883 | 3.1087 | 3.0192 | 4.3488 | 4.626 | 4.4187 | 1.5697e-05
3097 | 5.0055e-05 | 9.7063e-05 | 0 | 2.9684 | 3.1087 | 3.0192 | 4.3042 | 4.626 | 4.4187 | 0
3098 | 5.7912e-05 | 9.6261e-05 | 0 | 2.9457 | 3.111 | 3.0192 | 4.2536 | 4.6314 | 4.4187 | 4.3952e-05
3099 | 5.83e-05 | 9.7523e-05 | 0 | 2.9213 | 3.111 | 3.0192 | 4.1999 | 4.6314 | 4.4187 | 1.2558e-05
3100 | 6.3726e-05 | 9.7648e-05 | 0.0017173 | 2.9243 | 3.1122 | 3.0192 | 4.2065 | 4.6341 | 4.4187 | 2.5115e-05
3101 | 6.8114e-05 | 0.00010062 | 0.0095838 | 3.0021 | 3.1122 | 3.0192 | 4.3798 | 4.6341 | 4.4187 | 0
3102 | 8.2694e-05 | 0.00010538 | 0.022713 | 3.1505 | 3.1133 | 3.0192 | 4.7251 | 4.6368 | 4.4187 | 0
3103 | 6.4237e-05 | 9.8789e-05 | 0.040052 | 3.2583 | 3.1133 | 3.0192 | 4.9883 | 4.6368 | 4.4187 | 0.00054155
3104 | 3.1399e-05 | 8.7291e-05 | 0.056838 | 3.4105 | 3.1145 | 3.0192 | 5.3787 | 4.6395 | 4.4187 | 2.5115e-05
3105 | 2.894e-05 | 8.6994e-05 | 0.06969 | 3.549 | 3.1145 | 3.0192 | 5.7553 | 4.6395 | 4.4187 | 0.00011616
3106 | 1.5871e-05 | 7.9305e-05 | 0.076836 | 3.6296 | 3.1156 | 3.0192 | 5.9843 | 4.6422 | 4.4187 | 3.2964e-05
3107 | 1.9135e-05 | 8.5763e-05 | 0.082875 | 3.7287 | 3.1179 | 3.0192 | 6.2764 | 4.6476 | 4.4187 | 7.6916e-05
3108 | 1.9311e-05 | 8.6051e-05 | 0.078443 | 3.7921 | 3.119 | 3.0192 | 6.47 | 4.6503 | 4.4187 | 0.00021505
3109 | 2.5567e-05 | 8.8538e-05 | 0.071629 | 3.8647 | 3.119 | 3.0192 | 6.6983 | 4.6503 | 4.4187 | 9.1044e-05
3110 | 2.3358e-05 | 8.7737e-05 | 0.058333 | 3.8789 | 3.119 | 3.0192 | 6.7437 | 4.6503 | 4.4187 | 7.5346e-05
3111 | 1.5789e-05 | 8.2509e-05 | 0.045647 | 3.8629 | 3.119 | 3.0192 | 6.6927 | 4.6503 | 4.4187 | 5.8079e-05
3112 | 1.0906e-05 | 8.2134e-05 | 0.035621 | 3.8507 | 3.119 | 3.0192 | 6.6536 | 4.6503 | 4.4187 | 8.1625e-05
3113 | 1.7233e-05 | 8.7589e-05 | 0.020331 | 3.816 | 3.119 | 3.0192 | 6.5444 | 4.6503 | 4.4187 | 7.6916e-05
3114 | 2.2422e-05 | 9.0449e-05 | 0.0083096 | 3.7435 | 3.119 | 3.0192 | 6.3212 | 4.6503 | 4.4187 | 0.0002386
3115 | 3.1491e-05 | 9.4008e-05 | 0.0016065 | 3.6234 | 3.119 | 3.0192 | 5.9664 | 4.6503 | 4.4187 | 0.00043795
3116 | 3.1244e-05 | 9.5013e-05 | 0 | 3.5476 | 3.1213 | 3.0192 | 5.7512 | 4.6558 | 4.4187 | 0.00018209
3117 | 3.3351e-05 | 8.9896e-05 | 0 | 3.4494 | 3.1213 | 3.0192 | 5.4822 | 4.6558 | 4.4187 | 0.00030296
3118 | 2.9185e-05 | 9.1168e-05 | 0 | 3.405 | 3.1225 | 3.0192 | 5.3642 | 4.6585 | 4.4187 | 3.1394e-05
3119 | 3.1624e-05 | 9.1397e-05 | 0 | 3.3564 | 3.1225 | 3.0192 | 5.2373 | 4.6585 | 4.4187 | 1.0988e-05
3120 | 3.7461e-05 | 9.3817e-05 | 0 | 3.3144 | 3.1225 | 3.0192 | 5.1295 | 4.6585 | 4.4187 | 3.1394e-05
3121 | 4.0563e-05 | 9.3254e-05 | 0 | 3.2772 | 3.1225 | 3.0192 | 5.0355 | 4.6585 | 4.4187 | 2.8255e-05
3122 | 4.471e-05 | 9.4611e-05 | 0 | 3.2066 | 3.1237 | 3.0192 | 4.8605 | 4.6612 | 4.4187 | 2.6685e-05
3123 | 5.1266e-05 | 9.6646e-05 | 0 | 3.1957 | 3.1248 | 3.0192 | 4.834 | 4.664 | 4.4187 | 0
3124 | 5.3203e-05 | 9.7276e-05 | 0.0018835 | 3.2053 | 3.1271 | 3.0192 | 4.8576 | 4.6694 | 4.4187 | 4.3952e-05
3125 | 6.8116e-05 | 9.8588e-05 | 0.0091406 | 3.2372 | 3.1294 | 3.0192 | 4.9358 | 4.6749 | 4.4187 | 2.8255e-05
3126 | 6.7197e-05 | 0.00010128 | 0.022547 | 3.3458 | 3.1294 | 3.0192 | 5.2099 | 4.6749 | 4.4187 | 2.6685e-05
3127 | 6.6713e-05 | 9.9981e-05 | 0.033128 | 3.4508 | 3.1306 | 3.0192 | 5.486 | 4.6777 | 4.4187 | 0.0006169
3128 | 3.5364e-05 | 8.9718e-05 | 0.045869 | 3.57 | 3.1317 | 3.0192 | 5.8141 | 4.6804 | 4.4187 | 0.00061219
3129 | 2.2651e-05 | 8.131e-05 | 0.053902 | 3.7042 | 3.1329 | 3.0192 | 6.2032 | 4.6832 | 4.4187 | 9.8892e-05
3130 | 2.0242e-05 | 8.6196e-05 | 0.061879 | 3.8023 | 3.1341 | 3.0192 | 6.5017 | 4.6859 | 4.4187 | 0.00017738
3131 | 2.4018e-05 | 9.2607e-05 | 0.059774 | 3.8125 | 3.1341 | 3.0192 | 6.5336 | 4.6859 | 4.4187 | 4.2382e-05
3132 | 2.0146e-05 | 8.8112e-05 | 0.0467 | 3.8143 | 3.1364 | 3.0192 | 6.539 | 4.6914 | 4.4187 | 6.9067e-05
3133 | 2.8447e-05 | 8.9605e-05 | 0.047365 | 3.8194 | 3.1376 | 3.0192 | 6.5551 | 4.6942 | 4.4187 | 6.7498e-05
3134 | 3.4302e-05 | 9.0965e-05 | 0.03551 | 3.7887 | 3.1387 | 3.0192 | 6.4595 | 4.697 | 4.4187 | 7.5346e-05
3135 | 1.642e-05 | 8.2984e-05 | 0.026092 | 3.6897 | 3.1387 | 3.0192 | 6.16 | 4.697 | 4.4187 | 0.00034063
3136 | 1.1386e-05 | 8.2668e-05 | 0.021217 | 3.6468 | 3.1387 | 3.0192 | 6.0341 | 4.697 | 4.4187 | 0.00030296
3137 | 1.058e-05 | 8.6131e-05 | 0.012187 | 3.521 | 3.1399 | 3.0192 | 5.6775 | 4.6998 | 4.4187 | 2.6685e-05
3138 | 2.0357e-05 | 9.0361e-05 | 0.0054289 | 3.4036 | 3.1399 | 3.0192 | 5.3606 | 4.6998 | 4.4187 | 2.6685e-05
3139 | 3.169e-05 | 9.3933e-05 | 0.0011079 | 3.2874 | 3.1399 | 3.0192 | 5.0611 | 4.6998 | 4.4187 | 5.651e-05
3140 | 2.0024e-05 | 9.2175e-05 | 0 | 3.2285 | 3.1422 | 3.0192 | 4.9145 | 4.7053 | 4.4187 | 0.0002072
3141 | 1.8722e-05 | 8.8021e-05 | 0 | 3.209 | 3.1434 | 3.0192 | 4.8665 | 4.7081 | 4.4187 | 0.00022447
3142 | 1.0279e-05 | 8.6144e-05 | 0 | 3.1564 | 3.1446 | 3.0192 | 4.7392 | 4.7109 | 4.4187 | 0.00024488
3143 | 1.0041e-05 | 8.533e-05 | 0 | 3.1342 | 3.1457 | 3.0192 | 4.6862 | 4.7137 | 4.4187 | 3.2964e-05
3144 | 1.9398e-05 | 8.6971e-05 | 0 | 3.1181 | 3.1457 | 3.0192 | 4.648 | 4.7137 | 4.4187 | 2.9825e-05
3145 | 2.4733e-05 | 8.8668e-05 | 0 | 3.0829 | 3.1469 | 3.0192 | 4.5655 | 4.7165 | 4.4187 | 3.7673e-05
3146 | 2.966e-05 | 8.9659e-05 | 0 | 3.0762 | 3.1481 | 3.0192 | 4.5498 | 4.7193 | 4.4187 | 1.4127e-05
3147 | 3.9176e-05 | 9.2966e-05 | 0 | 3.0739 | 3.1481 | 3.0192 | 4.5446 | 4.7193 | 4.4187 | 1.4127e-05
3148 | 5.2508e-05 | 9.6195e-05 | 0.00088636 | 3.0606 | 3.1481 | 3.0192 | 4.5138 | 4.7193 | 4.4187 | 6.7498e-05
3149 | 7.2642e-05 | 0.0001028 | 0.0043764 | 3.0661 | 3.1504 | 3.0192 | 4.5266 | 4.7249 | 4.4187 | 4.0813e-05
3150 | 6.0631e-05 | 9.9277e-05 | 0.0076448 | 3.0885 | 3.1528 | 3.0192 | 4.5786 | 4.7305 | 4.4187 | 0
3151 | 5.5743e-05 | 9.7305e-05 | 0.012686 | 3.1203 | 3.1539 | 3.0192 | 4.6534 | 4.7333 | 4.4187 | 0.00057766
3152 | 3.977e-05 | 9.1284e-05 | 0.021937 | 3.1694 | 3.1539 | 3.0192 | 4.7704 | 4.7333 | 4.4187 | 0.0005337
3153 | 2.5444e-05 | 8.423e-05 | 0.03069 | 3.2066 | 3.1563 | 3.0192 | 4.8605 | 4.7389 | 4.4187 | 1.5697e-05
3154 | 2.0978e-05 | 8.4099e-05 | 0.042933 | 3.2874 | 3.1563 | 3.0192 | 5.0611 | 4.7389 | 4.4187 | 7.5346e-05
3155 | 2.4269e-05 | 9.1484e-05 | 0.046977 | 3.3406 | 3.1563 | 3.0192 | 5.1964 | 4.7389 | 4.4187 | 5.651e-05
3156 | 2.4858e-05 | 8.8881e-05 | 0.051353 | 3.416 | 3.1563 | 3.0192 | 5.3932 | 4.7389 | 4.4187 | 7.8486e-05
3157 | 2.8515e-05 | 8.9071e-05 | 0.053791 | 3.4479 | 3.1575 | 3.0192 | 5.4785 | 4.7418 | 4.4187 | 7.5346e-05
3158 | 3.3977e-05 | 9.0537e-05 | 0.049193 | 3.4663 | 3.1575 | 3.0192 | 5.5279 | 4.7418 | 4.4187 | 9.8892e-05
3159 | 1.6981e-05 | 8.2847e-05 | 0.040385 | 3.4978 | 3.1586 | 3.0192 | 5.6135 | 4.7446 | 4.4187 | 0.00039086
3160 | 1.1244e-05 | 8.2099e-05 | 0.032352 | 3.482 | 3.1586 | 3.0192 | 5.5703 | 4.7446 | 4.4187 | 0.00045208
3161 | 1.0712e-05 | 8.5779e-05 | 0.019555 | 3.4201 | 3.1598 | 3.0192 | 5.4042 | 4.7474 | 4.4187 | 2.0406e-05
3162 | 1.2913e-05 | 8.7611e-05 | 0.0076448 | 3.334 | 3.161 | 3.0192 | 5.1795 | 4.7502 | 4.4187 | 2.5115e-05
3163 | 1.3752e-05 | 8.8407e-05 | 0.0013295 | 3.2583 | 3.161 | 3.0192 | 4.9883 | 4.7502 | 4.4187 | 4.3952e-05
3164 | 3.1474e-05 | 9.5193e-05 | 0 | 3.1993 | 3.1622 | 3.0192 | 4.8428 | 4.7531 | 4.4187 | 0.0001868
3165 | 2.7556e-05 | 9.1246e-05 | 0 | 3.1529 | 3.1622 | 3.0192 | 4.7307 | 4.7531 | 4.4187 | 0.00016482
3166 | 2.8548e-05 | 9.0484e-05 | 0 | 3.1181 | 3.1622 | 3.0192 | 4.648 | 4.7531 | 4.4187 | 0.00016796
3167 | 2.9288e-05 | 9.0602e-05 | 0 | 3.0818 | 3.1622 | 3.0192 | 4.5628 | 4.7531 | 4.4187 | 1.0988e-05
3168 | 3.1792e-05 | 9.1365e-05 | 0 | 3.0751 | 3.1622 | 3.0192 | 4.5472 | 4.7531 | 4.4187 | 0
3169 | 3.7624e-05 | 9.2442e-05 | 0 | 3.0584 | 3.1634 | 3.0192 | 4.5087 | 4.7559 | 4.4187 | 0
3170 | 4.627e-05 | 9.4911e-05 | 0 | 3.0529 | 3.1646 | 3.0192 | 4.4959 | 4.7588 | 4.4187 | 2.1976e-05
3171 | 6.1027e-05 | 9.9569e-05 | 0 | 3.0573 | 3.1646 | 3.0192 | 4.5061 | 4.7588 | 4.4187 | 1.8837e-05
3172 | 8.0889e-05 | 0.0001046 | 0.0014957 | 3.0332 | 3.1646 | 3.0192 | 4.4508 | 4.7588 | 4.4187 | 4.0813e-05
3173 | 7.5428e-05 | 0.00010363 | 0.0071463 | 3.0739 | 3.1646 | 3.0192 | 4.5446 | 4.7588 | 4.4187 | 0
3174 | 7.5009e-05 | 0.00010366 | 0.013739 | 3.1112 | 3.1657 | 3.0192 | 4.6318 | 4.7616 | 4.4187 | 4.3952e-05
3175 | 6.2776e-05 | 9.9139e-05 | 0.028474 | 3.1993 | 3.1669 | 3.0192 | 4.8428 | 4.7645 | 4.4187 | 0.00055568
3176 | 2.5651e-05 | 8.735e-05 | 0.033626 | 3.2421 | 3.1669 | 3.0192 | 4.948 | 4.7645 | 4.4187 | 3.7673e-05
3177 | 2.1472e-05 | 8.4243e-05 | 0.051686 | 3.3054 | 3.1669 | 3.0192 | 5.1065 | 4.7645 | 4.4187 | 8.7904e-05
3178 | 1.0632e-05 | 7.918e-05 | 0.052184 | 3.4091 | 3.1681 | 3.0192 | 5.375 | 4.7673 | 4.4187 | 7.8486e-05
3179 | 1.6725e-05 | 8.782e-05 | 0.038446 | 3.4146 | 3.1681 | 3.0192 | 5.3896 | 4.7673 | 4.4187 | 6.9067e-05
3180 | 1.1674e-05 | 8.4366e-05 | 0.051575 | 3.4382 | 3.1681 | 3.0192 | 5.4522 | 4.7673 | 4.4187 | 0.00019778
3181 | 1.4249e-05 | 8.4578e-05 | 0.060383 | 3.4791 | 3.1681 | 3.0192 | 5.5626 | 4.7673 | 4.4187 | 7.5346e-05
3182 | 1.3205e-05 | 8.4285e-05 | 0.045703 | 3.4564 | 3.1693 | 3.0192 | 5.5012 | 4.7702 | 4.4187 | 6.7498e-05
3183 | 6.0896e-06 | 7.9581e-05 | 0.038446 | 3.4606 | 3.1693 | 3.0192 | 5.5126 | 4.7702 | 4.4187 | 5.337e-05
3184 | 1.2037e-05 | 8.2726e-05 | 0.025871 | 3.4494 | 3.1693 | 3.0192 | 5.4822 | 4.7702 | 4.4187 | 5.0231e-05
3185 | 2.023e-05 | 8.9027e-05 | 0.020663 | 3.4174 | 3.1693 | 3.0192 | 5.3969 | 4.7702 | 4.4187 | 5.651e-05
3186 | 1.2749e-05 | 8.8161e-05 | 0.0077002 | 3.3631 | 3.1693 | 3.0192 | 5.2546 | 4.7702 | 4.4187 | 0.00022604
3187 | 1.1276e-05 | 8.7945e-05 | 0.0011633 | 3.276 | 3.1693 | 3.0192 | 5.0323 | 4.7702 | 4.4187 | 0.00032179
3188 | 1.659e-05 | 9.1178e-05 | 0 | 3.1909 | 3.1681 | 3.0192 | 4.8223 | 4.7673 | 4.4187 | 0.00020092
3189 | 1.6848e-05 | 8.5386e-05 | 0 | 3.1226 | 3.1681 | 3.0192 | 4.6588 | 4.7673 | 4.4187 | 0.00030296
3190 | 1.5503e-05 | 8.7161e-05 | 0 | 3.1055 | 3.1693 | 3.0192 | 4.6184 | 4.7702 | 4.4187 | 0
3191 | 2.0748e-05 | 8.854e-05 | 0 | 3.0751 | 3.1693 | 3.0192 | 4.5472 | 4.7702 | 4.4187 | 2.3546e-05
3192 | 3.2331e-05 | 9.2746e-05 | 0 | 3.0784 | 3.1693 | 3.0192 | 4.555 | 4.7702 | 4.4187 | 0
3193 | 3.6887e-05 | 9.1726e-05 | 0 | 3.0332 | 3.1705 | 3.0192 | 4.4508 | 4.773 | 4.4187 | 1.0988e-05
3194 | 4.0398e-05 | 9.304e-05 | 0 | 3.0192 | 3.1717 | 3.0192 | 4.4187 | 4.7759 | 4.4187 | 5.9649e-05
3195 | 3.8146e-05 | 9.1654e-05 | 0 | 3.001 | 3.1717 | 3.0192 | 4.3774 | 4.7759 | 4.4187 | 2.8255e-05
3196 | 3.7661e-05 | 9.1285e-05 | 0.0017727 | 3.0021 | 3.1717 | 3.0192 | 4.3798 | 4.7759 | 4.4187 | 0
3197 | 4.5276e-05 | 9.4106e-05 | 0.0095838 | 3.0562 | 3.1705 | 3.0192 | 4.5036 | 4.773 | 4.4187 | 0
3198 | 3.9048e-05 | 9.2467e-05 | 0.017893 | 3.1181 | 3.1741 | 3.0192 | 4.648 | 4.7816 | 4.4187 | 1.2558e-05
3199 | 4.7027e-05 | 9.3576e-05 | 0.028973 | 3.1993 | 3.1741 | 3.0192 | 4.8428 | 4.7816 | 4.4187 | 0.00040342
3200 | 2.297e-05 | 8.6204e-05 | 0.037061 | 3.276 | 3.1741 | 3.0192 | 5.0323 | 4.7816 | 4.4187 | 0.00011145
3201 | 1.0939e-05 | 8.2891e-05 | 0.044484 | 3.3564 | 3.1741 | 3.0192 | 5.2373 | 4.7816 | 4.4187 | 6.4358e-05
3202 | 8.3769e-06 | 8.1298e-05 | 0.04465 | 3.3982 | 3.1741 | 3.0192 | 5.3462 | 4.7816 | 4.4187 | 8.0056e-05
3203 | 1.4701e-05 | 8.397e-05 | 0.042047 | 3.3819 | 3.1752 | 3.0192 | 5.3035 | 4.7845 | 4.4187 | 6.5928e-05
3204 | 1.836e-05 | 8.5856e-05 | 0.046922 | 3.4494 | 3.1752 | 3.0192 | 5.4822 | 4.7845 | 4.4187 | 0.00030296
3205 | 2.1915e-05 | 8.6951e-05 | 0.042102 | 3.4705 | 3.1752 | 3.0192 | 5.5394 | 4.7845 | 4.4187 | 7.3777e-05
3206 | 2.4011e-05 | 8.7576e-05 | 0.040717 | 3.4834 | 3.1741 | 3.0192 | 5.5742 | 4.7816 | 4.4187 | 5.337e-05
3207 | 1.9748e-05 | 8.3608e-05 | 0.03767 | 3.5152 | 3.1741 | 3.0192 | 5.6613 | 4.7816 | 4.4187 | 5.9649e-05
3208 | 1.2158e-05 | 8.284e-05 | 0.024209 | 3.4805 | 3.1741 | 3.0192 | 5.5665 | 4.7816 | 4.4187 | 5.9649e-05
3209 | 2.8341e-05 | 9.1646e-05 | 0.01745 | 3.4215 | 3.1741 | 3.0192 | 5.4079 | 4.7816 | 4.4187 | 7.5346e-05
3210 | 1.6776e-05 | 8.9591e-05 | 0.010969 | 3.3995 | 3.1741 | 3.0192 | 5.3498 | 4.7816 | 4.4187 | 0.00025115
3211 | 1.3828e-05 | 8.8323e-05 | 0.0019943 | 3.3248 | 3.1741 | 3.0192 | 5.156 | 4.7816 | 4.4187 | 0.00015069
3212 | 2.3858e-05 | 9.2988e-05 | 0 | 3.2421 | 3.1752 | 3.0192 | 4.948 | 4.7845 | 4.4187 | 0.00030452
3213 | 1.883e-05 | 8.7116e-05 | 0 | 3.1706 | 3.1741 | 3.0192 | 4.7732 | 4.7816 | 4.4187 | 0.00027627
3214 | 1.2002e-05 | 8.6102e-05 | 0 | 3.0941 | 3.1741 | 3.0192 | 4.5918 | 4.7816 | 4.4187 | 0
3215 | 1.293e-05 | 8.5868e-05 | 0 | 3.0684 | 3.1741 | 3.0192 | 4.5317 | 4.7816 | 4.4187 | 2.5115e-05
3216 | 2.2504e-05 | 9.0091e-05 | 0 | 3.0639 | 3.1752 | 3.0192 | 4.5214 | 4.7845 | 4.4187 | 2.8255e-05
3217 | 3.0311e-05 | 9.1019e-05 | 0 | 3.0397 | 3.1752 | 3.0192 | 4.4657 | 4.7845 | 4.4187 | 0
3218 | 3.6159e-05 | 9.2483e-05 | 0 | 3.0376 | 3.1752 | 3.0192 | 4.4607 | 4.7845 | 4.4187 | 3.1394e-05
3219 | 4.1078e-05 | 9.3148e-05 | 0 | 3.0149 | 3.1764 | 3.0192 | 4.4089 | 4.7874 | 4.4187 | 0
3220 | 4.873e-05 | 9.4623e-05 | 0.0022713 | 2.9946 | 3.1764 | 3.0192 | 4.3631 | 4.7874 | 4.4187 | 1.7267e-05
3221 | 4.2258e-05 | 9.3372e-05 | 0.0098053 | 3.0529 | 3.1764 | 3.0192 | 4.4959 | 4.7874 | 4.4187 | 0
3222 | 6.1165e-05 | 9.9149e-05 | 0.020829 | 3.1423 | 3.1788 | 3.0192 | 4.7056 | 4.7932 | 4.4187 | 1.0988e-05
3223 | 6.6377e-05 | 9.8816e-05 | 0.035067 | 3.2359 | 3.18 | 3.0192 | 4.9327 | 4.796 | 4.4187 | 0.0005494
3224 | 1.9237e-05 | 7.8646e-05 | 0.043902 | 3.317 | 3.1788 | 3.0192 | 5.1361 | 4.7932 | 4.4187 | 9.1044e-05
3225 | 1.1886e-05 | 8.3573e-05 | 0.055397 | 3.3819 | 3.1788 | 3.0192 | 5.3035 | 4.7932 | 4.4187 | 4.8661e-05
3226 | 9.0403e-06 | 8.635e-05 | 0.049414 | 3.4312 | 3.1788 | 3.0192 | 5.4337 | 4.7932 | 4.4187 | 5.337e-05
3227 | 1.4286e-05 | 9.0733e-05 | 0.049248 | 3.4298 | 3.1788 | 3.0192 | 5.43 | 4.7932 | 4.4187 | 5.0231e-05
3228 | 1.8993e-05 | 9.035e-05 | 0.045537 | 3.4354 | 3.1788 | 3.0192 | 5.4448 | 4.7932 | 4.4187 | 0.0003108
3229 | 2.4193e-05 | 8.9763e-05 | 0.05645 | 3.492 | 3.1812 | 3.0192 | 5.5977 | 4.7989 | 4.4187 | 5.1801e-05
3230 | 2.1387e-05 | 8.8385e-05 | 0.04598 | 3.4635 | 3.18 | 3.0192 | 5.5202 | 4.796 | 4.4187 | 8.0056e-05
3231 | 1.3997e-05 | 8.3382e-05 | 0.039886 | 3.4877 | 3.18 | 3.0192 | 5.586 | 4.796 | 4.4187 | 4.3952e-05
3232 | 2.9879e-05 | 8.9152e-05 | 0.032629 | 3.4906 | 3.1788 | 3.0192 | 5.5938 | 4.7932 | 4.4187 | 8.3195e-05
3233 | 1.4695e-05 | 8.8038e-05 | 0.022491 | 3.4536 | 3.1788 | 3.0192 | 5.4936 | 4.7932 | 4.4187 | 2.9825e-05
3234 | 1.3006e-05 | 8.8535e-05 | 0.011135 | 3.4036 | 3.1788 | 3.0192 | 5.3606 | 4.7932 | 4.4187 | 0.00028412
3235 | 1.3201e-05 | 8.8191e-05 | 0.0019943 | 3.317 | 3.1788 | 3.0192 | 5.1361 | 4.7932 | 4.4187 | 0.00024017
3236 | 1.9488e-05 | 9.2001e-05 | 0 | 3.231 | 3.1788 | 3.0192 | 4.9205 | 4.7932 | 4.4187 | 0.00023389
3237 | 2.2412e-05 | 8.7781e-05 | 0 | 3.125 | 3.1788 | 3.0192 | 4.6643 | 4.7932 | 4.4187 | 0.00033121
3238 | 8.3719e-06 | 8.7286e-05 | 0 | 3.0617 | 3.18 | 3.0192 | 4.5163 | 4.796 | 4.4187 | 2.6685e-05
3239 | 7.4701e-06 | 8.9967e-05 | 0 | 3.0063 | 3.1788 | 3.0192 | 4.3895 | 4.7932 | 4.4187 | 9.4183e-06
3240 | 1.0206e-05 | 9.2749e-05 | 0 | 2.9736 | 3.1788 | 3.0192 | 4.3158 | 4.7932 | 4.4187 | 1.4127e-05
3241 | 1.2394e-05 | 9.4999e-05 | 0 | 2.9663 | 3.18 | 3.0192 | 4.2995 | 4.796 | 4.4187 | 0
3242 | 1.5021e-05 | 9.518e-05 | 0 | 2.9467 | 3.1788 | 3.0192 | 4.2559 | 4.7932 | 4.4187 | 1.4127e-05
3243 | 1.8841e-05 | 9.3642e-05 | 0 | 2.9073 | 3.1788 | 3.0192 | 4.1691 | 4.7932 | 4.4187 | 3.6103e-05
3244 | 2.8079e-05 | 9.6017e-05 | 0.0024929 | 2.9053 | 3.1788 | 3.0192 | 4.1648 | 4.7932 | 4.4187 | 0
3245 | 4.6972e-05 | 9.5629e-05 | 0.011356 | 2.9757 | 3.18 | 3.0192 | 4.3205 | 4.796 | 4.4187 | 2.3546e-05
3246 | 3.6352e-05 | 9.2184e-05 | 0.02443 | 3.1112 | 3.1812 | 3.0192 | 4.6318 | 4.7989 | 4.4187 | 0
3247 | 4.4679e-05 | 8.9845e-05 | 0.037061 | 3.2583 | 3.1812 | 3.0192 | 4.9883 | 4.7989 | 4.4187 | 0.00062789
3248 | 1.2619e-05 | 8.2254e-05 | 0.047531 | 3.3353 | 3.1824 | 3.0192 | 5.1828 | 4.8018 | 4.4187 | 4.7091e-05
3249 | 1.156e-05 | 8.7819e-05 | 0.05163 | 3.3927 | 3.1824 | 3.0192 | 5.3319 | 4.8018 | 4.4187 | 6.4358e-05
3250 | 7.973e-06 | 8.6697e-05 | 0.063264 | 3.4677 | 3.1836 | 3.0192 | 5.5317 | 4.8047 | 4.4187 | 8.3195e-05
3251 | 1.4176e-05 | 9.3085e-05 | 0.069745 | 3.5357 | 3.1836 | 3.0192 | 5.7182 | 4.8047 | 4.4187 | 8.4765e-05
3252 | 2.1912e-05 | 9.2034e-05 | 0.068693 | 3.5851 | 3.1848 | 3.0192 | 5.8568 | 4.8076 | 4.4187 | 0.0002386
3253 | 2.5539e-05 | 9.0241e-05 | 0.046368 | 3.5836 | 3.1848 | 3.0192 | 5.8525 | 4.8076 | 4.4187 | 3.2964e-05
3254 | 1.8754e-05 | 8.7497e-05 | 0.043875 | 3.5912 | 3.1848 | 3.0192 | 5.8741 | 4.8076 | 4.4187 | 5.337e-05
3255 | 1.9567e-05 | 8.4927e-05 | 0.043709 | 3.5431 | 3.1848 | 3.0192 | 5.7388 | 4.8076 | 4.4187 | 5.494e-05
3256 | 1.6082e-05 | 8.4892e-05 | 0.03346 | 3.5535 | 3.1848 | 3.0192 | 5.7678 | 4.8076 | 4.4187 | 7.3777e-05
3257 | 8.6461e-06 | 8.6083e-05 | 0.021162 | 3.5036 | 3.1848 | 3.0192 | 5.6293 | 4.8076 | 4.4187 | 9.1044e-05
3258 | 9.5494e-06 | 8.7361e-05 | 0.011467 | 3.4677 | 3.1848 | 3.0192 | 5.5317 | 4.8076 | 4.4187 | 0.00024017
3259 | 2.3567e-05 | 9.1165e-05 | 0.0018835 | 3.3301 | 3.1824 | 3.0192 | 5.1694 | 4.8018 | 4.4187 | 0.00030296
3260 | 3.6855e-05 | 9.7067e-05 | 0 | 3.2359 | 3.1824 | 3.0192 | 4.9327 | 4.8018 | 4.4187 | 0.00028883
3261 | 2.3323e-05 | 8.7873e-05 | 0 | 3.1777 | 3.1824 | 3.0192 | 4.7904 | 4.8018 | 4.4187 | 0.00027156
3262 | 1.5447e-05 | 8.9385e-05 | 0 | 3.1482 | 3.1824 | 3.0192 | 4.7195 | 4.8018 | 4.4187 | 1.2558e-05
3263 | 1.7049e-05 | 9.3045e-05 | 0 | 3.1307 | 3.1848 | 3.0192 | 4.678 | 4.8076 | 4.4187 | 0
3264 | 2.4143e-05 | 9.6921e-05 | 0 | 3.1135 | 3.1848 | 3.0192 | 4.6372 | 4.8076 | 4.4187 | 2.5115e-05
3265 | 2.6392e-05 | 9.9141e-05 | 0 | 3.1112 | 3.1848 | 3.0192 | 4.6318 | 4.8076 | 4.4187 | 0
3266 | 2.7848e-05 | 9.9939e-05 | 0 | 3.0975 | 3.1848 | 3.0192 | 4.5997 | 4.8076 | 4.4187 | 5.337e-05
3267 | 2.8335e-05 | 9.9731e-05 | 0 | 3.084 | 3.1848 | 3.0192 | 4.5681 | 4.8076 | 4.4187 | 1.0988e-05
3268 | 3.2824e-05 | 0.00010069 | 0.0024375 | 3.0695 | 3.186 | 3.0192 | 4.5343 | 4.8105 | 4.4187 | 0
3269 | 5.0225e-05 | 0.0001057 | 0.0118 | 3.1158 | 3.1884 | 3.0192 | 4.6426 | 4.8164 | 4.4187 | 0
3270 | 4.917e-05 | 0.00010502 | 0.025261 | 3.1825 | 3.1896 | 3.0192 | 4.802 | 4.8193 | 4.4187 | 0
3271 | 5.3626e-05 | 9.4911e-05 | 0.037947 | 3.2608 | 3.1896 | 3.0192 | 4.9945 | 4.8193 | 4.4187 | 0.00059806
3272 | 1.5756e-05 | 9.0384e-05 | 0.04875 | 3.3631 | 3.1896 | 3.0192 | 5.2546 | 4.8193 | 4.4187 | 6.4358e-05
3273 | 1.1882e-05 | 8.9489e-05 | 0.057447 | 3.4508 | 3.1908 | 3.0192 | 5.486 | 4.8222 | 4.4187 | 5.1801e-05
3274 | 8.8843e-06 | 8.9987e-05 | 0.061768 | 3.4805 | 3.192 | 3.0192 | 5.5665 | 4.8251 | 4.4187 | 6.2789e-05
3275 | 1.8284e-05 | 9.568e-05 | 0.058389 | 3.5357 | 3.192 | 3.0192 | 5.7182 | 4.8251 | 4.4187 | 0.00011302
3276 | 2.1158e-05 | 9.1764e-05 | 0.065258 | 3.5401 | 3.1908 | 3.0192 | 5.7305 | 4.8222 | 4.4187 | 0.00026685
3277 | 2.1377e-05 | 8.8787e-05 | 0.057115 | 3.5625 | 3.192 | 3.0192 | 5.793 | 4.8251 | 4.4187 | 9.8892e-05
3278 | 1.8734e-05 | 8.7286e-05 | 0.050356 | 3.5655 | 3.192 | 3.0192 | 5.8014 | 4.8251 | 4.4187 | 0.0001711
3279 | 2.0302e-05 | 8.4925e-05 | 0.033682 | 3.558 | 3.192 | 3.0192 | 5.7804 | 4.8251 | 4.4187 | 0.00012087
3280 | 1.1093e-05 | 8.3063e-05 | 0.025981 | 3.4777 | 3.192 | 3.0192 | 5.5587 | 4.8251 | 4.4187 | 6.7498e-05
3281 | 2.1536e-05 | 8.9682e-05 | 0.02094 | 3.4564 | 3.192 | 3.0192 | 5.5012 | 4.8251 | 4.4187 | 6.1219e-05
3282 | 2.111e-05 | 9.0586e-05 | 0.0083096 | 3.4119 | 3.1932 | 3.0192 | 5.3823 | 4.828 | 4.4187 | 0.00030296
3283 | 1.702e-05 | 8.8681e-05 | 0.0019943 | 3.3551 | 3.1932 | 3.0192 | 5.2339 | 4.828 | 4.4187 | 0.00027156
3284 | 2.3672e-05 | 9.2312e-05 | 0 | 3.2925 | 3.1932 | 3.0192 | 5.074 | 4.828 | 4.4187 | 0.00026842
3285 | 2.4289e-05 | 8.7267e-05 | 0 | 3.2608 | 3.1944 | 3.0192 | 4.9945 | 4.831 | 4.4187 | 0.00034848
3286 | 1.3838e-05 | 8.7312e-05 | 0 | 3.2496 | 3.1944 | 3.0192 | 4.9665 | 4.831 | 4.4187 | 0
3287 | 1.5589e-05 | 9.0673e-05 | 0 | 3.1897 | 3.1944 | 3.0192 | 4.8194 | 4.831 | 4.4187 | 0
3288 | 2.1562e-05 | 8.9488e-05 | 0 | 3.1388 | 3.1944 | 3.0192 | 4.6973 | 4.831 | 4.4187 | 5.9649e-05
3289 | 2.2093e-05 | 8.809e-05 | 0 | 3.1192 | 3.1944 | 3.0192 | 4.6507 | 4.831 | 4.4187 | 0
3290 | 2.1729e-05 | 8.6284e-05 | 0 | 3.1055 | 3.1944 | 3.0192 | 4.6184 | 4.831 | 4.4187 | 2.8255e-05
3291 | 2.4584e-05 | 8.7446e-05 | 0 | 3.0762 | 3.1956 | 3.0192 | 4.5498 | 4.8339 | 4.4187 | 2.5115e-05
3292 | 3.0669e-05 | 8.9386e-05 | 0.0019389 | 3.0673 | 3.1968 | 3.0192 | 4.5291 | 4.8368 | 4.4187 | 0
3293 | 4.5571e-05 | 9.1344e-05 | 0.0073125 | 3.1181 | 3.1968 | 3.0192 | 4.648 | 4.8368 | 4.4187 | 4.0813e-05
3294 | 3.4087e-05 | 9.0316e-05 | 0.015068 | 3.1694 | 3.198 | 3.0192 | 4.7704 | 4.8398 | 4.4187 | 8.9474e-05
3295 | 4.1758e-05 | 9.1735e-05 | 0.026258 | 3.22 | 3.198 | 3.0192 | 4.8933 | 4.8398 | 4.4187 | 0.0006326
3296 | 1.7454e-05 | 8.4308e-05 | 0.04537 | 3.3067 | 3.1993 | 3.0192 | 5.1098 | 4.8427 | 4.4187 | 0.00054626
3297 | 7.1854e-06 | 7.868e-05 | 0.057281 | 3.3752 | 3.2005 | 3.0192 | 5.2859 | 4.8457 | 4.4187 | 9.4183e-05
3298 | 9.5376e-06 | 7.8738e-05 | 0.056561 | 3.4564 | 3.2017 | 3.0192 | 5.5012 | 4.8486 | 4.4187 | 8.1625e-05
3299 | 1.7457e-05 | 8.7694e-05 | 0.064039 | 3.4949 | 3.2005 | 3.0192 | 5.6056 | 4.8457 | 4.4187 | 0.00010203
3300 | 2.2462e-05 | 8.8463e-05 | 0.05224 | 3.4748 | 3.2005 | 3.0192 | 5.5509 | 4.8457 | 4.4187 | 0.00011773
3301 | 2.4143e-05 | 8.8028e-05 | 0.042711 | 3.4906 | 3.2005 | 3.0192 | 5.5938 | 4.8457 | 4.4187 | 0.00010046
3302 | 2.1255e-05 | 8.738e-05 | 0.045814 | 3.5269 | 3.2005 | 3.0192 | 5.6937 | 4.8457 | 4.4187 | 5.0231e-05
3303 | 1.4388e-05 | 8.3066e-05 | 0.033405 | 3.5152 | 3.2017 | 3.0192 | 5.6613 | 4.8486 | 4.4187 | 0.00033278
3304 | 2.5411e-05 | 8.7286e-05 | 0.030524 | 3.492 | 3.2017 | 3.0192 | 5.5977 | 4.8486 | 4.4187 | 0.00031551
3305 | 1.0969e-05 | 8.628e-05 | 0.021273 | 3.4663 | 3.2017 | 3.0192 | 5.5279 | 4.8486 | 4.4187 | 1.2558e-05
3306 | 1.0327e-05 | 8.7152e-05 | 0.0088636 | 3.3819 | 3.2017 | 3.0192 | 5.3035 | 4.8486 | 4.4187 | 3.7673e-05
3307 | 1.7915e-05 | 8.8834e-05 | 0.0017173 | 3.2964 | 3.2017 | 3.0192 | 5.0837 | 4.8486 | 4.4187 | 8.4765e-05
3308 | 1.9733e-05 | 9.112e-05 | 0 | 3.2261 | 3.2017 | 3.0192 | 4.9084 | 4.8486 | 4.4187 | 0.00012087
3309 | 2.1961e-05 | 8.6934e-05 | 0 | 3.1861 | 3.2029 | 3.0192 | 4.8107 | 4.8516 | 4.4187 | 0.00017267
3310 | 5.1871e-06 | 8.2607e-05 | 0 | 3.1611 | 3.2029 | 3.0192 | 4.7505 | 4.8516 | 4.4187 | 0.00018366
3311 | 1.9305e-06 | 8.2919e-05 | 0 | 3.1458 | 3.2041 | 3.0192 | 4.7139 | 4.8546 | 4.4187 | 1.5697e-05
3312 | 1.7449e-06 | 8.2394e-05 | 0 | 3.133 | 3.2041 | 3.0192 | 4.6835 | 4.8546 | 4.4187 | 1.0988e-05
3313 | 5.746e-07 | 7.8076e-05 | 0 | 3.1123 | 3.2041 | 3.0192 | 4.6345 | 4.8546 | 4.4187 | 1.4127e-05
3314 | 5.1039e-07 | 8.2129e-05 | 0 | 3.0941 | 3.2053 | 3.0192 | 4.5918 | 4.8575 | 4.4187 | 2.5115e-05
3315 | 5.6723e-07 | 8.0287e-05 | 0 | 3.0739 | 3.2041 | 3.0192 | 4.5446 | 4.8546 | 4.4187 | 2.5115e-05
3316 | 1.7618e-06 | 8.0354e-05 | 0.0022159 | 3.0728 | 3.2053 | 3.0192 | 4.542 | 4.8575 | 4.4187 | 0
3317 | 3.4409e-06 | 8.0424e-05 | 0.01047 | 3.1261 | 3.2065 | 3.0192 | 4.667 | 4.8605 | 4.4187 | 3.7673e-05
3318 | 2.2329e-05 | 8.5379e-05 | 0.020663 | 3.1825 | 3.2065 | 3.0192 | 4.802 | 4.8605 | 4.4187 | 1.5697e-05
3319 | 3.2129e-05 | 8.8111e-05 | 0.026979 | 3.2634 | 3.2078 | 3.0192 | 5.0008 | 4.8634 | 4.4187 | 0.00051016
3320 | 1.1662e-05 | 8.2487e-05 | 0.039498 | 3.3118 | 3.2078 | 3.0192 | 5.1229 | 4.8634 | 4.4187 | 0.00052429
3321 | 1.6206e-05 | 8.3398e-05 | 0.049027 | 3.3873 | 3.2078 | 3.0192 | 5.3177 | 4.8634 | 4.4187 | 8.4765e-05
3322 | 2.1607e-05 | 8.6643e-05 | 0.059663 | 3.4705 | 3.209 | 3.0192 | 5.5394 | 4.8664 | 4.4187 | 0.0001554
3323 | 1.8934e-05 | 8.5787e-05 | 0.051464 | 3.4978 | 3.209 | 3.0192 | 5.6135 | 4.8664 | 4.4187 | 4.7091e-05
3324 | 2.162e-05 | 8.6582e-05 | 0.048805 | 3.5196 | 3.209 | 3.0192 | 5.6734 | 4.8664 | 4.4187 | 0.0001193
3325 | 2.9609e-05 | 8.8495e-05 | 0.052184 | 3.6034 | 3.209 | 3.0192 | 5.9089 | 4.8664 | 4.4187 | 6.7498e-05
3326 | 2.9179e-05 | 8.6045e-05 | 0.042656 | 3.5821 | 3.209 | 3.0192 | 5.8482 | 4.8664 | 4.4187 | 0.00012087
3327 | 1.8619e-05 | 7.9807e-05 | 0.041437 | 3.6405 | 3.2102 | 3.0192 | 6.0159 | 4.8694 | 4.4187 | 0.00024174
3328 | 1.0659e-05 | 8.0511e-05 | 0.035676 | 3.661 | 3.2102 | 3.0192 | 6.0755 | 4.8694 | 4.4187 | 0.00019778
3329 | 9.9623e-06 | 8.3998e-05 | 0.019777 | 3.5973 | 3.2102 | 3.0192 | 5.8914 | 4.8694 | 4.4187 | 3.9243e-05
3330 | 9.9856e-06 | 8.5196e-05 | 0.010858 | 3.549 | 3.2114 | 3.0192 | 5.7553 | 4.8724 | 4.4187 | 4.0813e-05
3331 | 1.0755e-05 | 8.5944e-05 | 0.0024375 | 3.4368 | 3.2114 | 3.0192 | 5.4485 | 4.8724 | 4.4187 | 2.6685e-05
3332 | 2.4298e-05 | 9.219e-05 | 0 | 3.3859 | 3.2114 | 3.0192 | 5.3141 | 4.8724 | 4.4187 | 0.00017895
3333 | 1.5324e-05 | 8.6597e-05 | 0 | 3.3118 | 3.2114 | 3.0192 | 5.1229 | 4.8724 | 4.4187 | 0.00017738
3334 | 5.2528e-06 | 8.2661e-05 | 0 | 3.2347 | 3.2114 | 3.0192 | 4.9296 | 4.8724 | 4.4187 | 0.00016325
3335 | 2.0714e-06 | 8.1256e-05 | 0 | 3.1945 | 3.2114 | 3.0192 | 4.8311 | 4.8724 | 4.4187 | 2.9825e-05
3336 | 2.0786e-06 | 8.1794e-05 | 0 | 3.1587 | 3.2114 | 3.0192 | 4.7448 | 4.8724 | 4.4187 | 0
3337 | 1.6516e-06 | 8.0536e-05 | 0 | 3.1066 | 3.2114 | 3.0192 | 4.621 | 4.8724 | 4.4187 | 4.5522e-05
3338 | 2.2616e-06 | 8.0721e-05 | 0 | 3.0908 | 3.2114 | 3.0192 | 4.5838 | 4.8724 | 4.4187 | 4.0813e-05
3339 | 4.1065e-06 | 8.1452e-05 | 0 | 3.0863 | 3.2138 | 3.0192 | 4.5733 | 4.8784 | 4.4187 | 0
3340 | 7.0216e-06 | 8.2185e-05 | 0.0018281 | 3.0728 | 3.2151 | 3.0192 | 4.542 | 4.8813 | 4.4187 | 0
3341 | 2.1394e-05 | 8.6459e-05 | 0.0081988 | 3.1307 | 3.2151 | 3.0192 | 4.678 | 4.8813 | 4.4187 | 9.4183e-06
3342 | 2.8493e-05 | 8.8623e-05 | 0.019555 | 3.2261 | 3.2151 | 3.0192 | 4.9084 | 4.8813 | 4.4187 | 2.5115e-05
3343 | 2.7791e-05 | 8.7286e-05 | 0.032795 | 3.3196 | 3.2151 | 3.0192 | 5.1427 | 4.8813 | 4.4187 | 0.00074248
3344 | 1.2707e-05 | 8.2326e-05 | 0.047309 | 3.4437 | 3.2163 | 3.0192 | 5.4672 | 4.8843 | 4.4187 | 6.4358e-05
3345 | 5.8785e-06 | 8.0996e-05 | 0.056339 | 3.5595 | 3.2175 | 3.0192 | 5.7846 | 4.8873 | 4.4187 | 5.651e-05
3346 | 7.6355e-06 | 8.1333e-05 | 0.071296 | 3.6421 | 3.2187 | 3.0192 | 6.0205 | 4.8903 | 4.4187 | 8.9474e-05
3347 | 1.0532e-05 | 8.3023e-05 | 0.064372 | 3.6547 | 3.2187 | 3.0192 | 6.0571 | 4.8903 | 4.4187 | 7.6916e-05
3348 | 8.6132e-06 | 8.2471e-05 | 0.062544 | 3.6562 | 3.2187 | 3.0192 | 6.0617 | 4.8903 | 4.4187 | 0.00030139
3349 | 1.13e-05 | 8.2395e-05 | 0.058001 | 3.7139 | 3.2187 | 3.0192 | 6.2323 | 4.8903 | 4.4187 | 2.9825e-05
3350 | 8.4013e-06 | 8.2048e-05 | 0.048861 | 3.7484 | 3.2187 | 3.0192 | 6.3363 | 4.8903 | 4.4187 | 2.9825e-05
3351 | 1.7613e-05 | 8.2157e-05 | 0.035953 | 3.6374 | 3.2175 | 3.0192 | 6.0069 | 4.8873 | 4.4187 | 4.3952e-05
3352 | 1.8848e-05 | 8.0982e-05 | 0.023987 | 3.5821 | 3.2187 | 3.0192 | 5.8482 | 4.8903 | 4.4187 | 7.3777e-05
3353 | 3.1906e-06 | 8.0132e-05 | 0.022491 | 3.4805 | 3.22 | 3.0192 | 5.5665 | 4.8934 | 4.4187 | 2.9825e-05
3354 | 8.8869e-06 | 8.2774e-05 | 0.010692 | 3.4396 | 3.22 | 3.0192 | 5.456 | 4.8934 | 4.4187 | 0.00021034
3355 | 6.1952e-06 | 8.6691e-05 | 0.0028253 | 3.3711 | 3.22 | 3.0192 | 5.2754 | 4.8934 | 4.4187 | 0.00036103
3356 | 1.1826e-05 | 8.3574e-05 | 0 | 3.3028 | 3.22 | 3.0192 | 5.0999 | 4.8934 | 4.4187 | 0.00027627
3357 | 1.3887e-05 | 8.4066e-05 | 0 | 3.2434 | 3.22 | 3.0192 | 4.9511 | 4.8934 | 4.4187 | 0.00024174
3358 | 1.197e-05 | 8.355e-05 | 0 | 3.1909 | 3.22 | 3.0192 | 4.8223 | 4.8934 | 4.4187 | 0
3359 | 1.1034e-05 | 8.2896e-05 | 0 | 3.1564 | 3.22 | 3.0192 | 4.7392 | 4.8934 | 4.4187 | 0
3360 | 1.5012e-05 | 8.4367e-05 | 0 | 3.1135 | 3.2212 | 3.0192 | 4.6372 | 4.8964 | 4.4187 | 0
3361 | 1.8239e-05 | 8.5019e-05 | 0 | 3.0851 | 3.2224 | 3.0192 | 4.5707 | 4.8994 | 4.4187 | 1.0988e-05
3362 | 2.2462e-05 | 8.6237e-05 | 0 | 3.0419 | 3.2224 | 3.0192 | 4.4707 | 4.8994 | 4.4187 | 0
3363 | 2.725e-05 | 8.5503e-05 | 5.5397e-05 | 3.0031 | 3.2236 | 3.0192 | 4.3823 | 4.9024 | 4.4187 | 3.7673e-05
3364 | 3.4496e-05 | 8.8845e-05 | 0.0029915 | 3.03 | 3.2249 | 3.0192 | 4.4433 | 4.9054 | 4.4187 | 0
3365 | 3.51e-05 | 8.9934e-05 | 0.010138 | 3.0908 | 3.2261 | 3.0192 | 4.5838 | 4.9084 | 4.4187 | 0
3366 | 4.5555e-05 | 9.3078e-05 | 0.024541 | 3.1729 | 3.2261 | 3.0192 | 4.7789 | 4.9084 | 4.4187 | 0
3367 | 6.7304e-05 | 9.8398e-05 | 0.035565 | 3.2697 | 3.2261 | 3.0192 | 5.0165 | 4.9084 | 4.4187 | 0.00078486
3368 | 2.8149e-05 | 8.5959e-05 | 0.044983 | 3.3752 | 3.2261 | 3.0192 | 5.2859 | 4.9084 | 4.4187 | 7.2207e-05
3369 | 2.0467e-05 | 8.5305e-05 | 0.056339 | 3.4437 | 3.2286 | 3.0192 | 5.4672 | 4.9145 | 4.4187 | 0.00010203
3370 | 1.2497e-05 | 8.3081e-05 | 0.064206 | 3.434 | 3.2298 | 3.0192 | 5.4411 | 4.9175 | 4.4187 | 0.00010674
3371 | 1.9759e-05 | 8.4966e-05 | 0.060993 | 3.5196 | 3.2298 | 3.0192 | 5.6734 | 4.9175 | 4.4187 | 9.7322e-05
3372 | 2.4974e-05 | 8.6554e-05 | 0.052628 | 3.5284 | 3.2298 | 3.0192 | 5.6977 | 4.9175 | 4.4187 | 0.00028883
3373 | 2.7222e-05 | 8.6103e-05 | 0.039609 | 3.4536 | 3.2298 | 3.0192 | 5.4936 | 4.9175 | 4.4187 | 3.2964e-05
3374 | 2.2961e-05 | 8.536e-05 | 0.047919 | 3.5065 | 3.2298 | 3.0192 | 5.6373 | 4.9175 | 4.4187 | 4.5522e-05
3375 | 1.7869e-05 | 8.2034e-05 | 0.03479 | 3.5357 | 3.231 | 3.0192 | 5.7182 | 4.9206 | 4.4187 | 0.00012872
3376 | 1.4265e-05 | 8.1771e-05 | 0.023101 | 3.5313 | 3.231 | 3.0192 | 5.7059 | 4.9206 | 4.4187 | 8.6334e-05
3377 | 1.3315e-05 | 8.5231e-05 | 0.019278 | 3.5416 | 3.231 | 3.0192 | 5.7346 | 4.9206 | 4.4187 | 5.0231e-05
3378 | 2.7514e-05 | 9.0695e-05 | 0.008919 | 3.4848 | 3.231 | 3.0192 | 5.5781 | 4.9206 | 4.4187 | 0.00029511
3379 | 1.9613e-05 | 9.0832e-05 | 0.0019943 | 3.3982 | 3.2323 | 3.0192 | 5.3462 | 4.9236 | 4.4187 | 0.00029825
3380 | 3.175e-05 | 9.3499e-05 | 0.00011079 | 3.2912 | 3.2323 | 3.0192 | 5.0708 | 4.9236 | 4.4187 | 0.00038458
3381 | 3.8613e-05 | 9.1891e-05 | 0 | 3.2471 | 3.2323 | 3.0192 | 4.9603 | 4.9236 | 4.4187 | 0.00018366
3382 | 3.2408e-05 | 8.8918e-05 | 0 | 3.2126 | 3.2323 | 3.0192 | 4.8754 | 4.9236 | 4.4187 | 1.5697e-05
3383 | 3.1808e-05 | 8.698e-05 | 0 | 3.1885 | 3.2323 | 3.0192 | 4.8165 | 4.9236 | 4.4187 | 3.1394e-05
3384 | 4.173e-05 | 9.2235e-05 | 0 | 3.154 | 3.2323 | 3.0192 | 4.7335 | 4.9236 | 4.4187 | 0
3385 | 5.0743e-05 | 9.5068e-05 | 0 | 3.1123 | 3.2323 | 3.0192 | 4.6345 | 4.9236 | 4.4187 | 1.2558e-05
3386 | 5.5966e-05 | 9.6392e-05 | 0 | 3.0998 | 3.2347 | 3.0192 | 4.605 | 4.9297 | 4.4187 | 0
3387 | 6.1674e-05 | 9.8187e-05 | 0 | 3.0953 | 3.2347 | 3.0192 | 4.5944 | 4.9297 | 4.4187 | 0
3388 | 6.5783e-05 | 9.9313e-05 | 0.0022713 | 3.1089 | 3.2347 | 3.0192 | 4.6264 | 4.9297 | 4.4187 | 0
3389 | 6.2921e-05 | 9.844e-05 | 0.007811 | 3.1635 | 3.236 | 3.0192 | 4.7561 | 4.9328 | 4.4187 | 0
3390 | 9.0332e-05 | 0.00010616 | 0.014182 | 3.2249 | 3.2372 | 3.0192 | 4.9054 | 4.9358 | 4.4187 | 1.8837e-05
3391 | 6.8865e-05 | 9.8213e-05 | 0.025095 | 3.2951 | 3.2397 | 3.0192 | 5.0804 | 4.942 | 4.4187 | 0.00063417
3392 | 3.3302e-05 | 8.7471e-05 | 0.040385 | 3.4023 | 3.2397 | 3.0192 | 5.357 | 4.942 | 4.4187 | 8.9474e-05
3393 | 2.5308e-05 | 8.607e-05 | 0.044207 | 3.3968 | 3.2397 | 3.0192 | 5.3426 | 4.942 | 4.4187 | 8.3195e-05
3394 | 1.9911e-05 | 8.4375e-05 | 0.063818 | 3.5065 | 3.2397 | 3.0192 | 5.6373 | 4.942 | 4.4187 | 7.6916e-05
3395 | 2.5188e-05 | 8.7476e-05 | 0.076559 | 3.6359 | 3.2409 | 3.0192 | 6.0023 | 4.945 | 4.4187 | 6.2789e-05
3396 | 2.7488e-05 | 8.7696e-05 | 0.061713 | 3.6626 | 3.2409 | 3.0192 | 6.0802 | 4.945 | 4.4187 | 0.00027156
3397 | 2.5594e-05 | 8.6124e-05 | 0.068028 | 3.7123 | 3.2409 | 3.0192 | 6.2274 | 4.945 | 4.4187 | 7.0637e-05
3398 | 2.256e-05 | 8.563e-05 | 0.05501 | 3.7237 | 3.2409 | 3.0192 | 6.2616 | 4.945 | 4.4187 | 0.00011302
3399 | 1.5509e-05 | 8.0505e-05 | 0.047254 | 3.6961 | 3.2409 | 3.0192 | 6.1791 | 4.945 | 4.4187 | 5.337e-05
3400 | 2.0554e-05 | 8.3175e-05 | 0.030524 | 3.6594 | 3.2397 | 3.0192 | 6.0709 | 4.942 | 4.4187 | 0.00012872
3401 | 2.7081e-05 | 8.5014e-05 | 0.019888 | 3.5715 | 3.2397 | 3.0192 | 5.8183 | 4.942 | 4.4187 | 3.9243e-05
3402 | 1.3649e-05 | 8.2822e-05 | 0.0098607 | 3.524 | 3.2397 | 3.0192 | 5.6856 | 4.942 | 4.4187 | 0.00023389
3403 | 1.7605e-05 | 8.8737e-05 | 0.0024929 | 3.4465 | 3.2409 | 3.0192 | 5.4747 | 4.945 | 4.4187 | 0.00014127
3404 | 2.7033e-05 | 8.8117e-05 | 0 | 3.3859 | 3.2409 | 3.0192 | 5.3141 | 4.945 | 4.4187 | 0.00024488
3405 | 2.66e-05 | 8.766e-05 | 0 | 3.3274 | 3.2409 | 3.0192 | 5.1627 | 4.945 | 4.4187 | 0.00029825
3406 | 2.1853e-05 | 8.6097e-05 | 0 | 3.3028 | 3.2409 | 3.0192 | 5.0999 | 4.945 | 4.4187 | 0
3407 | 2.3389e-05 | 8.6503e-05 | 0 | 3.2722 | 3.2409 | 3.0192 | 5.0228 | 4.945 | 4.4187 | 1.2558e-05
3408 | 2.9962e-05 | 8.8107e-05 | 0 | 3.2571 | 3.2409 | 3.0192 | 4.9851 | 4.945 | 4.4187 | 2.1976e-05
3409 | 3.0567e-05 | 8.7668e-05 | 0 | 3.2359 | 3.2422 | 3.0192 | 4.9327 | 4.9481 | 4.4187 | 1.8837e-05
3410 | 3.1802e-05 | 8.8392e-05 | 0 | 3.2066 | 3.2447 | 3.0192 | 4.8605 | 4.9543 | 4.4187 | 0
3411 | 3.3385e-05 | 8.8372e-05 | 0.00011079 | 3.2224 | 3.2447 | 3.0192 | 4.8994 | 4.9543 | 4.4187 | 2.5115e-05
3412 | 3.6154e-05 | 8.9414e-05 | 0.0028253 | 3.2126 | 3.2447 | 3.0192 | 4.8754 | 4.9543 | 4.4187 | 1.5697e-05
3413 | 3.1675e-05 | 8.7956e-05 | 0.0093622 | 3.2772 | 3.2447 | 3.0192 | 5.0355 | 4.9543 | 4.4187 | 0
3414 | 4.543e-05 | 9.1968e-05 | 0.016121 | 3.3353 | 3.2459 | 3.0192 | 5.1828 | 4.9574 | 4.4187 | 1.0988e-05
3415 | 5.0239e-05 | 9.1782e-05 | 0.024375 | 3.4036 | 3.2472 | 3.0192 | 5.3606 | 4.9604 | 4.4187 | 0.00050388
3416 | 3.085e-05 | 8.5918e-05 | 0.033349 | 3.4992 | 3.2472 | 3.0192 | 5.6174 | 4.9604 | 4.4187 | 6.2789e-05
3417 | 1.6656e-05 | 8.1838e-05 | 0.042767 | 3.5745 | 3.2472 | 3.0192 | 5.8268 | 4.9604 | 4.4187 | 4.0813e-05
3418 | 1.2377e-05 | 7.9521e-05 | 0.043542 | 3.6203 | 3.2472 | 3.0192 | 5.9575 | 4.9604 | 4.4187 | 4.5522e-05
3419 | 1.4034e-05 | 8.1502e-05 | 0.042656 | 3.6721 | 3.2484 | 3.0192 | 6.1081 | 4.9635 | 4.4187 | 6.5928e-05
3420 | 2.0644e-05 | 8.3595e-05 | 0.039443 | 3.6359 | 3.2496 | 3.0192 | 6.0023 | 4.9666 | 4.4187 | 9.2613e-05
3421 | 2.0665e-05 | 8.3673e-05 | 0.031577 | 3.6312 | 3.2496 | 3.0192 | 5.9888 | 4.9666 | 4.4187 | 0.00010046
3422 | 3.0539e-05 | 8.6893e-05 | 0.031854 | 3.6095 | 3.2496 | 3.0192 | 5.9265 | 4.9666 | 4.4187 | 1.5697e-05
3423 | 1.7402e-05 | 8.231e-05 | 0.023045 | 3.5836 | 3.2496 | 3.0192 | 5.8525 | 4.9666 | 4.4187 | 6.5928e-05
3424 | 1.2047e-05 | 8.0226e-05 | 0.015068 | 3.4863 | 3.2496 | 3.0192 | 5.582 | 4.9666 | 4.4187 | 5.9649e-05
3425 | 1.8576e-05 | 8.5452e-05 | 0.0071463 | 3.4256 | 3.2496 | 3.0192 | 5.4189 | 4.9666 | 4.4187 | 6.2789e-05
3426 | 8.8029e-06 | 8.3422e-05 | 0.0032131 | 3.4077 | 3.2509 | 3.0192 | 5.3714 | 4.9697 | 4.4187 | 0.00021348
3427 | 1.0703e-05 | 8.9913e-05 | 0.0012187 | 3.3778 | 3.2509 | 3.0192 | 5.293 | 4.9697 | 4.4187 | 0.00019464
3428 | 1.9847e-05 | 8.7272e-05 | 5.5397e-05 | 3.3301 | 3.2509 | 3.0192 | 5.1694 | 4.9697 | 4.4187 | 0.00024645
3429 | 1.6727e-05 | 8.4248e-05 | 0 | 3.3157 | 3.2496 | 3.0192 | 5.1328 | 4.9666 | 4.4187 | 0.00017738
3430 | 7.4396e-06 | 8.1471e-05 | 0 | 3.2938 | 3.2509 | 3.0192 | 5.0772 | 4.9697 | 4.4187 | 0
3431 | 4.7922e-06 | 8.0355e-05 | 0 | 3.2659 | 3.2509 | 3.0192 | 5.0071 | 4.9697 | 4.4187 | 0
3432 | 5.5856e-06 | 8.0053e-05 | 0 | 3.2409 | 3.2496 | 3.0192 | 4.9449 | 4.9666 | 4.4187 | 0
3433 | 8.5357e-06 | 8.1268e-05 | 0 | 3.2212 | 3.2496 | 3.0192 | 4.8963 | 4.9666 | 4.4187 | 1.4127e-05
3434 | 1.2313e-05 | 8.2028e-05 | 0 | 3.2078 | 3.2496 | 3.0192 | 4.8635 | 4.9666 | 4.4187 | 0
3435 | 1.5744e-05 | 8.2922e-05 | 5.5397e-05 | 3.1706 | 3.2521 | 3.0192 | 4.7732 | 4.9728 | 4.4187 | 2.3546e-05
3436 | 1.9442e-05 | 8.4343e-05 | 0.0021605 | 3.1587 | 3.2521 | 3.0192 | 4.7448 | 4.9728 | 4.4187 | 0
3437 | 4.1292e-05 | 9.0963e-05 | 0.0096945 | 3.1897 | 3.2521 | 3.0192 | 4.8194 | 4.9728 | 4.4187 | 0
3438 | 4.1828e-05 | 9.0493e-05 | 0.019057 | 3.2558 | 3.2521 | 3.0192 | 4.982 | 4.9728 | 4.4187 | 3.9243e-05
3439 | 3.8373e-05 | 8.8728e-05 | 0.02925 | 3.3144 | 3.2521 | 3.0192 | 5.1295 | 4.9728 | 4.4187 | 0.00047405
3440 | 2.0774e-05 | 8.31e-05 | 0.039498 | 3.3684 | 3.2534 | 3.0192 | 5.2685 | 4.976 | 4.4187 | 8.1625e-05
3441 | 9.5304e-06 | 7.9471e-05 | 0.045758 | 3.3968 | 3.2534 | 3.0192 | 5.3426 | 4.976 | 4.4187 | 0.00010988
3442 | 1.0596e-05 | 7.9301e-05 | 0.049636 | 3.4312 | 3.2534 | 3.0192 | 5.4337 | 4.976 | 4.4187 | 9.7322e-05
3443 | 1.7339e-05 | 8.2312e-05 | 0.052683 | 3.4663 | 3.2534 | 3.0192 | 5.5279 | 4.976 | 4.4187 | 0.00010517
3444 | 3.8423e-05 | 8.8198e-05 | 0.05789 | 3.5079 | 3.2534 | 3.0192 | 5.6413 | 4.976 | 4.4187 | 0.00016011
3445 | 2.5051e-05 | 8.2765e-05 | 0.052517 | 3.4848 | 3.2534 | 3.0192 | 5.5781 | 4.976 | 4.4187 | 7.2207e-05
3446 | 2.0227e-05 | 8.3082e-05 | 0.042545 | 3.5196 | 3.2534 | 3.0192 | 5.6734 | 4.976 | 4.4187 | 6.2789e-05
3447 | 1.482e-05 | 7.9808e-05 | 0.035565 | 3.4934 | 3.2521 | 3.0192 | 5.6017 | 4.9728 | 4.4187 | 4.2382e-05
3448 | 1.353e-05 | 8.0953e-05 | 0.032352 | 3.492 | 3.2521 | 3.0192 | 5.5977 | 4.9728 | 4.4187 | 0.00013813
3449 | 1.9829e-05 | 8.6586e-05 | 0.020165 | 3.4091 | 3.2521 | 3.0192 | 5.375 | 4.9728 | 4.4187 | 0.0001036
3450 | 1.0442e-05 | 8.5222e-05 | 0.0098607 | 3.3887 | 3.2521 | 3.0192 | 5.3212 | 4.9728 | 4.4187 | 0.00022918
3451 | 1.9064e-05 | 8.8963e-05 | 0.0029361 | 3.3392 | 3.2534 | 3.0192 | 5.193 | 4.976 | 4.4187 | 0.00025586
3452 | 2.9447e-05 | 9.3235e-05 | 0.00022159 | 3.2772 | 3.2521 | 3.0192 | 5.0355 | 4.9728 | 4.4187 | 0.00026371
3453 | 3.2068e-05 | 8.9039e-05 | 0 | 3.2359 | 3.2509 | 3.0192 | 4.9327 | 4.9697 | 4.4187 | 0.00019308
3454 | 2.4241e-05 | 8.7309e-05 | 0 | 3.1611 | 3.2509 | 3.0192 | 4.7505 | 4.9697 | 4.4187 | 0
3455 | 2.7802e-05 | 8.7094e-05 | 0 | 3.1203 | 3.2509 | 3.0192 | 4.6534 | 4.9697 | 4.4187 | 5.494e-05
3456 | 3.1884e-05 | 8.6502e-05 | 0 | 3.1181 | 3.2509 | 3.0192 | 4.648 | 4.9697 | 4.4187 | 0
3457 | 3.3595e-05 | 8.8776e-05 | 0 | 3.1261 | 3.2509 | 3.0192 | 4.667 | 4.9697 | 4.4187 | 4.5522e-05
3458 | 3.6255e-05 | 8.8774e-05 | 0 | 3.1215 | 3.2521 | 3.0192 | 4.6561 | 4.9728 | 4.4187 | 3.9243e-05
3459 | 3.854e-05 | 8.9732e-05 | 5.5397e-05 | 3.1043 | 3.2521 | 3.0192 | 4.6157 | 4.9728 | 4.4187 | 4.2382e-05
3460 | 4.1727e-05 | 9.0846e-05 | 0.0019389 | 3.0987 | 3.2534 | 3.0192 | 4.6024 | 4.976 | 4.4187 | 1.2558e-05
3461 | 4.5487e-05 | 9.1706e-05 | 0.0084758 | 3.147 | 3.2546 | 3.0192 | 4.7167 | 4.9791 | 4.4187 | 3.1394e-05
3462 | 6.2619e-05 | 9.6451e-05 | 0.019278 | 3.2409 | 3.2534 | 3.0192 | 4.9449 | 4.976 | 4.4187 | 4.2382e-05
3463 | 5.9649e-05 | 9.4199e-05 | 0.029084 | 3.3183 | 3.2534 | 3.0192 | 5.1394 | 4.976 | 4.4187 | 0.0004458
3464 | 4.0291e-05 | 8.4035e-05 | 0.035898 | 3.3819 | 3.2534 | 3.0192 | 5.3035 | 4.976 | 4.4187 | 0.00064672
3465 | 2.7284e-05 | 8.1665e-05 | 0.043321 | 3.4187 | 3.2534 | 3.0192 | 5.4005 | 4.976 | 4.4187 | 9.2613e-05
3466 | 1.7127e-05 | 8.4647e-05 | 0.050966 | 3.4906 | 3.2546 | 3.0192 | 5.5938 | 4.9791 | 4.4187 | 8.0056e-05
3467 | 2.6286e-05 | 9.1598e-05 | 0.047254 | 3.4949 | 3.2546 | 3.0192 | 5.6056 | 4.9791 | 4.4187 | 7.2207e-05
3468 | 3.1429e-05 | 9.1432e-05 | 0.047642 | 3.521 | 3.2546 | 3.0192 | 5.6775 | 4.9791 | 4.4187 | 2.1976e-05
3469 | 2.8482e-05 | 8.8772e-05 | 0.049525 | 3.573 | 3.2546 | 3.0192 | 5.8226 | 4.9791 | 4.4187 | 0.0001036
3470 | 2.1254e-05 | 8.6546e-05 | 0.042434 | 3.5851 | 3.2546 | 3.0192 | 5.8568 | 4.9791 | 4.4187 | 6.9067e-05
3471 | 1.766e-05 | 8.3151e-05 | 0.042324 | 3.5655 | 3.2521 | 3.0192 | 5.8014 | 4.9728 | 4.4187 | 0.00030609
3472 | 1.2476e-05 | 8.2545e-05 | 0.031854 | 3.5372 | 3.2521 | 3.0192 | 5.7223 | 4.9728 | 4.4187 | 0.00024017
3473 | 1.4044e-05 | 8.6432e-05 | 0.017949 | 3.4834 | 3.2509 | 3.0192 | 5.5742 | 4.9697 | 4.4187 | 5.8079e-05
3474 | 3.1114e-05 | 9.2595e-05 | 0.0093068 | 3.3485 | 3.2509 | 3.0192 | 5.2168 | 4.9697 | 4.4187 | 4.2382e-05
3475 | 2.1198e-05 | 8.8973e-05 | 0.0029915 | 3.2849 | 3.2509 | 3.0192 | 5.0547 | 4.9697 | 4.4187 | 2.0406e-05
3476 | 3.6002e-05 | 9.5136e-05 | 0.00022159 | 3.2187 | 3.2509 | 3.0192 | 4.8903 | 4.9697 | 4.4187 | 0.00017738
3477 | 2.4141e-05 | 8.6712e-05 | 0 | 3.1861 | 3.2496 | 3.0192 | 4.8107 | 4.9666 | 4.4187 | 0.00016796
3478 | 1.7871e-05 | 8.7232e-05 | 0 | 3.1909 | 3.2496 | 3.0192 | 4.8223 | 4.9666 | 4.4187 | 0.00028098
3479 | 1.8211e-05 | 8.7309e-05 | 0 | 3.1813 | 3.2496 | 3.0192 | 4.7991 | 4.9666 | 4.4187 | 4.0813e-05
3480 | 2.0451e-05 | 8.5401e-05 | 0 | 3.1423 | 3.2509 | 3.0192 | 4.7056 | 4.9697 | 4.4187 | 2.5115e-05
3481 | 2.2235e-05 | 8.6177e-05 | 0 | 3.1296 | 3.2509 | 3.0192 | 4.6752 | 4.9697 | 4.4187 | 1.2558e-05
3482 | 2.4989e-05 | 8.636e-05 | 0 | 3.1261 | 3.2509 | 3.0192 | 4.667 | 4.9697 | 4.4187 | 0
3483 | 2.688e-05 | 8.7114e-05 | 5.5397e-05 | 3.1135 | 3.2509 | 3.0192 | 4.6372 | 4.9697 | 4.4187 | 2.6685e-05
3484 | 3.2585e-05 | 8.853e-05 | 0.0017727 | 3.1009 | 3.2509 | 3.0192 | 4.6077 | 4.9697 | 4.4187 | 5.1801e-05
3485 | 3.8165e-05 | 9.0218e-05 | 0.0077556 | 3.1238 | 3.2509 | 3.0192 | 4.6616 | 4.9697 | 4.4187 | 1.2558e-05
3486 | 4.3652e-05 | 9.2236e-05 | 0.017561 | 3.1576 | 3.2509 | 3.0192 | 4.742 | 4.9697 | 4.4187 | 1.7267e-05
3487 | 5.3461e-05 | 9.3053e-05 | 0.025594 | 3.2066 | 3.2521 | 3.0192 | 4.8605 | 4.9728 | 4.4187 | 0.00078172
3488 | 4.2939e-05 | 8.528e-05 | 0.039332 | 3.2697 | 3.2521 | 3.0192 | 5.0165 | 4.9728 | 4.4187 | 0.00064358
3489 | 3.0142e-05 | 8.7371e-05 | 0.042157 | 3.2912 | 3.2521 | 3.0192 | 5.0708 | 4.9728 | 4.4187 | 0.00012872
3490 | 1.5321e-05 | 8.7205e-05 | 0.045592 | 3.3445 | 3.2534 | 3.0192 | 5.2065 | 4.976 | 4.4187 | 3.9243e-05
3491 | 2.526e-05 | 9.2849e-05 | 0.050301 | 3.3846 | 3.2534 | 3.0192 | 5.3106 | 4.976 | 4.4187 | 9.1044e-05
3492 | 2.5227e-05 | 9.1506e-05 | 0.055951 | 3.4229 | 3.2521 | 3.0192 | 5.4115 | 4.9728 | 4.4187 | 3.7673e-05
3493 | 2.2257e-05 | 8.7869e-05 | 0.056782 | 3.4734 | 3.2521 | 3.0192 | 5.5471 | 4.9728 | 4.4187 | 7.8486e-05
3494 | 2.1373e-05 | 8.6913e-05 | 0.04803 | 3.4791 | 3.2509 | 3.0192 | 5.5626 | 4.9697 | 4.4187 | 4.5522e-05
3495 | 1.4941e-05 | 8.2268e-05 | 0.043598 | 3.4564 | 3.2509 | 3.0192 | 5.5012 | 4.9697 | 4.4187 | 0.0002904
3496 | 1.3787e-05 | 8.2799e-05 | 0.034956 | 3.4437 | 3.2496 | 3.0192 | 5.4672 | 4.9666 | 4.4187 | 0.00022604
3497 | 1.1662e-05 | 8.5581e-05 | 0.020442 | 3.3914 | 3.2496 | 3.0192 | 5.3283 | 4.9666 | 4.4187 | 2.5115e-05
3498 | 8.6411e-06 | 8.572e-05 | 0.010802 | 3.3698 | 3.2496 | 3.0192 | 5.272 | 4.9666 | 4.4187 | 6.4358e-05
3499 | 1.9293e-05 | 8.8528e-05 | 0.0026037 | 3.3105 | 3.2484 | 3.0192 | 5.1196 | 4.9635 | 4.4187 | 3.7673e-05
3500 | 3.0825e-05 | 9.3833e-05 | 0.00011079 | 3.2621 | 3.2484 | 3.0192 | 4.9976 | 4.9635 | 4.4187 | 0.00018366
3501 | 3.097e-05 | 8.8864e-05 | 0 | 3.1873 | 3.2484 | 3.0192 | 4.8136 | 4.9635 | 4.4187 | 0.00014284
3502 | 1.9207e-05 | 8.9089e-05 | 0 | 3.1765 | 3.2484 | 3.0192 | 4.7875 | 4.9635 | 4.4187 | 0.000135
3503 | 2.0164e-05 | 9.258e-05 | 0 | 3.1342 | 3.2484 | 3.0192 | 4.6862 | 4.9635 | 4.4187 | 2.6685e-05
3504 | 2.3545e-05 | 9.532e-05 | 0 | 3.1055 | 3.2484 | 3.0192 | 4.6184 | 4.9635 | 4.4187 | 2.5115e-05
3505 | 2.4179e-05 | 9.6978e-05 | 0 | 3.1112 | 3.2484 | 3.0192 | 4.6318 | 4.9635 | 4.4187 | 3.9243e-05
3506 | 3.1718e-05 | 0.00010004 | 0 | 3.0908 | 3.2484 | 3.0192 | 4.5838 | 4.9635 | 4.4187 | 0
3507 | 3.4705e-05 | 0.00010058 | 0.00011079 | 3.0896 | 3.2484 | 3.0192 | 4.5812 | 4.9635 | 4.4187 | 4.0813e-05
3508 | 4.0906e-05 | 9.8554e-05 | 0.0024375 | 3.0661 | 3.2496 | 3.0192 | 4.5266 | 4.9666 | 4.4187 | 3.1394e-05
3509 | 5.2839e-05 | 0.00010187 | 0.0082542 | 3.11 | 3.2496 | 3.0192 | 4.6291 | 4.9666 | 4.4187 | 0
3510 | 5.945e-05 | 9.7852e-05 | 0.021993 | 3.1706 | 3.2509 | 3.0192 | 4.7732 | 4.9697 | 4.4187 | 2.8255e-05
3511 | 5.8437e-05 | 8.9653e-05 | 0.028474 | 3.2212 | 3.2509 | 3.0192 | 4.8963 | 4.9697 | 4.4187 | 0.00060905
3512 | 3.1802e-05 | 8.9698e-05 | 0.042988 | 3.2912 | 3.2509 | 3.0192 | 5.0708 | 4.9697 | 4.4187 | 9.1044e-05
3513 | 1.7484e-05 | 8.9275e-05 | 0.053403 | 3.3564 | 3.2509 | 3.0192 | 5.2373 | 4.9697 | 4.4187 | 2.6685e-05
3514 | 1.0465e-05 | 8.7412e-05 | 0.06897 | 3.4201 | 3.2509 | 3.0192 | 5.4042 | 4.9697 | 4.4187 | 6.4358e-05
3515 | 1.9322e-05 | 9.4082e-05 | 0.057226 | 3.4368 | 3.2509 | 3.0192 | 5.4485 | 4.9697 | 4.4187 | 5.1801e-05
3516 | 2.1589e-05 | 9.0689e-05 | 0.045481 | 3.4522 | 3.2509 | 3.0192 | 5.4898 | 4.9697 | 4.4187 | 0.00021662
3517 | 1.2424e-05 | 8.4756e-05 | 0.060937 | 3.5357 | 3.2521 | 3.0192 | 5.7182 | 4.9728 | 4.4187 | 0.00011773
3518 | 9.752e-06 | 8.3284e-05 | 0.036064 | 3.4677 | 3.2521 | 3.0192 | 5.5317 | 4.9728 | 4.4187 | 9.5753e-05
3519 | 1.0345e-05 | 8.0765e-05 | 0.026812 | 3.4578 | 3.2521 | 3.0192 | 5.5049 | 4.9728 | 4.4187 | 7.5346e-05
3520 | 7.2315e-06 | 8.0693e-05 | 0.030912 | 3.4465 | 3.2521 | 3.0192 | 5.4747 | 4.9728 | 4.4187 | 6.7498e-05
3521 | 1.034e-05 | 8.5044e-05 | 0.019998 | 3.4396 | 3.2521 | 3.0192 | 5.456 | 4.9728 | 4.4187 | 7.3777e-05
3522 | 1.2331e-05 | 8.6692e-05 | 0.0083096 | 3.3954 | 3.2521 | 3.0192 | 5.339 | 4.9728 | 4.4187 | 0.00027627
3523 | 1.7304e-05 | 8.7796e-05 | 0.0021605 | 3.3472 | 3.2521 | 3.0192 | 5.2133 | 4.9728 | 4.4187 | 0.000135
3524 | 2.9306e-05 | 9.3234e-05 | 0.00011079 | 3.2722 | 3.2521 | 3.0192 | 5.0228 | 4.9728 | 4.4187 | 0.00022133
3525 | 4.021e-05 | 9.1505e-05 | 0 | 3.2273 | 3.2521 | 3.0192 | 4.9114 | 4.9728 | 4.4187 | 0.00021819
3526 | 3.5246e-05 | 9.3763e-05 | 0 | 3.2066 | 3.2521 | 3.0192 | 4.8605 | 4.9728 | 4.4187 | 0
3527 | 3.6905e-05 | 9.7464e-05 | 0 | 3.1741 | 3.2521 | 3.0192 | 4.7818 | 4.9728 | 4.4187 | 0
3528 | 4.0066e-05 | 0.00010017 | 0 | 3.1203 | 3.2521 | 3.0192 | 4.6534 | 4.9728 | 4.4187 | 2.6685e-05
3529 | 4.157e-05 | 0.00010228 | 0 | 3.1066 | 3.2521 | 3.0192 | 4.621 | 4.9728 | 4.4187 | 1.4127e-05
3530 | 4.4707e-05 | 0.00010386 | 0 | 3.0998 | 3.2521 | 3.0192 | 4.605 | 4.9728 | 4.4187 | 0
3531 | 4.6954e-05 | 0.00010459 | 0.00022159 | 3.0606 | 3.2521 | 3.0192 | 4.5138 | 4.9728 | 4.4187 | 0
3532 | 5.0844e-05 | 0.00010534 | 0.00349 | 3.0441 | 3.2521 | 3.0192 | 4.4757 | 4.9728 | 4.4187 | 1.4127e-05
3533 | 5.1633e-05 | 0.00010451 | 0.013018 | 3.1135 | 3.2521 | 3.0192 | 4.6372 | 4.9728 | 4.4187 | 0
3534 | 7.8829e-05 | 0.00010971 | 0.023765 | 3.1801 | 3.2521 | 3.0192 | 4.7962 | 4.9728 | 4.4187 | 0
3535 | 6.6724e-05 | 0.00010013 | 0.035344 | 3.2861 | 3.2546 | 3.0192 | 5.0579 | 4.9791 | 4.4187 | 0.00074248
3536 | 5.0465e-05 | 9.8547e-05 | 0.046534 | 3.3485 | 3.2559 | 3.0192 | 5.2168 | 4.9822 | 4.4187 | 6.5928e-05
3537 | 2.7773e-05 | 9.1777e-05 | 0.060439 | 3.4326 | 3.2559 | 3.0192 | 5.4374 | 4.9822 | 4.4187 | 2.9825e-05
3538 | 2.0133e-05 | 8.9832e-05 | 0.067308 | 3.4635 | 3.2559 | 3.0192 | 5.5202 | 4.9822 | 4.4187 | 2.5115e-05
3539 | 2.2904e-05 | 9.3579e-05 | 0.062931 | 3.4564 | 3.2559 | 3.0192 | 5.5012 | 4.9822 | 4.4187 | 0.00012715
3540 | 3.0481e-05 | 9.2212e-05 | 0.062654 | 3.4934 | 3.2546 | 3.0192 | 5.6017 | 4.9791 | 4.4187 | 0.0001868
3541 | 3.5649e-05 | 9.1239e-05 | 0.056561 | 3.5535 | 3.2546 | 3.0192 | 5.7678 | 4.9791 | 4.4187 | 9.5753e-05
3542 | 2.8543e-05 | 8.8726e-05 | 0.040939 | 3.455 | 3.2546 | 3.0192 | 5.4974 | 4.9791 | 4.4187 | 5.651e-05
3543 | 2.2118e-05 | 8.4169e-05 | 0.033405 | 3.4508 | 3.2559 | 3.0192 | 5.486 | 4.9822 | 4.4187 | 8.7904e-05
3544 | 2.111e-05 | 8.4718e-05 | 0.031355 | 3.4834 | 3.2559 | 3.0192 | 5.5742 | 4.9822 | 4.4187 | 0
3545 | 2.4312e-05 | 8.9097e-05 | 0.023156 | 3.4522 | 3.2559 | 3.0192 | 5.4898 | 4.9822 | 4.4187 | 0.00010674
3546 | 2.4574e-05 | 9.0229e-05 | 0.0085866 | 3.4201 | 3.2559 | 3.0192 | 5.4042 | 4.9822 | 4.4187 | 0.00024802
3547 | 3.7881e-05 | 9.3836e-05 | 0.0027145 | 3.3015 | 3.2559 | 3.0192 | 5.0967 | 4.9822 | 4.4187 | 0.00030766
3548 | 4.9775e-05 | 9.9071e-05 | 0.00027699 | 3.2521 | 3.2559 | 3.0192 | 4.9727 | 4.9822 | 4.4187 | 0.00040499
3549 | 5.1906e-05 | 9.4875e-05 | 0 | 3.2066 | 3.2559 | 3.0192 | 4.8605 | 4.9822 | 4.4187 | 0.0002229
3550 | 4.6563e-05 | 9.6779e-05 | 0 | 3.1717 | 3.2559 | 3.0192 | 4.7761 | 4.9822 | 4.4187 | 0
3551 | 4.5649e-05 | 9.5141e-05 | 0 | 3.1169 | 3.2559 | 3.0192 | 4.6453 | 4.9822 | 4.4187 | 0
3552 | 4.9621e-05 | 9.5367e-05 | 0 | 3.0863 | 3.2559 | 3.0192 | 4.5733 | 4.9822 | 4.4187 | 0
3553 | 5.1229e-05 | 9.4263e-05 | 0 | 3.0529 | 3.2584 | 3.0192 | 4.4959 | 4.9884 | 4.4187 | 1.0988e-05
3554 | 5.2499e-05 | 9.4712e-05 | 0 | 3.0202 | 3.2584 | 3.0192 | 4.4211 | 4.9884 | 4.4187 | 0
3555 | 5.4288e-05 | 9.5128e-05 | 0.00027699 | 2.9915 | 3.2584 | 3.0192 | 4.3559 | 4.9884 | 4.4187 | 2.6685e-05
3556 | 5.1788e-05 | 9.3925e-05 | 0.0040994 | 2.9989 | 3.2584 | 3.0192 | 4.3726 | 4.9884 | 4.4187 | 0
3557 | 5.9145e-05 | 9.6429e-05 | 0.014403 | 3.0739 | 3.2584 | 3.0192 | 4.5446 | 4.9884 | 4.4187 | 1.2558e-05
3558 | 4.9654e-05 | 9.3273e-05 | 0.022658 | 3.1412 | 3.2584 | 3.0192 | 4.7028 | 4.9884 | 4.4187 | 1.5697e-05
3559 | 6.5301e-05 | 9.73e-05 | 0.028197 | 3.1837 | 3.2597 | 3.0192 | 4.8049 | 4.9916 | 4.4187 | 0.00059806
3560 | 3.3396e-05 | 8.145e-05 | 0.04688 | 3.22 | 3.2597 | 3.0192 | 4.8933 | 4.9916 | 4.4187 | 8.7904e-05
3561 | 2.4158e-05 | 8.2593e-05 | 0.058306 | 3.3261 | 3.2597 | 3.0192 | 5.1594 | 4.9916 | 4.4187 | 8.1625e-05
3562 | 1.7159e-05 | 8.6527e-05 | 0.062807 | 3.3775 | 3.2597 | 3.0192 | 5.2921 | 4.9916 | 4.4187 | 9.4183e-05
3563 | 2.4969e-05 | 9.1048e-05 | 0.063776 | 3.4305 | 3.2609 | 3.0192 | 5.4318 | 4.9947 | 4.4187 | 3.7673e-05
3564 | 2.6002e-05 | 8.9633e-05 | 0.065092 | 3.4427 | 3.2634 | 3.0192 | 5.4644 | 5.001 | 4.4187 | 0.00018209
3565 | 3.3796e-05 | 9.0056e-05 | 0.05699 | 3.4592 | 3.2634 | 3.0192 | 5.5088 | 5.001 | 4.4187 | 9.5753e-05
3566 | 3.2922e-05 | 8.9351e-05 | 0.049636 | 3.4368 | 3.2634 | 3.0192 | 5.4485 | 5.001 | 4.4187 | 7.3777e-05
3567 | 2.3469e-05 | 8.4372e-05 | 0.043487 | 3.4592 | 3.2634 | 3.0192 | 5.5088 | 5.001 | 4.4187 | 0.00016011
3568 | 2.0493e-05 | 8.4393e-05 | 0.027643 | 3.3982 | 3.2622 | 3.0192 | 5.3462 | 4.9978 | 4.4187 | 0.00012872
3569 | 1.6837e-05 | 8.6719e-05 | 0.020996 | 3.3765 | 3.2609 | 3.0192 | 5.2894 | 4.9947 | 4.4187 | 8.1625e-05
3570 | 2.1014e-05 | 8.9026e-05 | 0.0089744 | 3.3144 | 3.2609 | 3.0192 | 5.1295 | 4.9947 | 4.4187 | 0.00019935
3571 | 2.9212e-05 | 9.11e-05 | 0.0028807 | 3.2823 | 3.2609 | 3.0192 | 5.0483 | 4.9947 | 4.4187 | 0.00024645
3572 | 3.7655e-05 | 9.5294e-05 | 0.00027699 | 3.2384 | 3.2609 | 3.0192 | 4.9388 | 4.9947 | 4.4187 | 0.00020092
3573 | 3.6637e-05 | 8.9796e-05 | 0 | 3.1861 | 3.2609 | 3.0192 | 4.8107 | 4.9947 | 4.4187 | 0.00024017
3574 | 3.0182e-05 | 9.1693e-05 | 0 | 3.1377 | 3.2622 | 3.0192 | 4.6945 | 4.9978 | 4.4187 | 1.4127e-05
3575 | 2.9613e-05 | 9.0773e-05 | 0 | 3.084 | 3.2622 | 3.0192 | 4.5681 | 4.9978 | 4.4187 | 9.4183e-06
3576 | 3.2385e-05 | 9.361e-05 | 0 | 3.0584 | 3.2609 | 3.0192 | 4.5087 | 4.9947 | 4.4187 | 0
3577 | 3.3313e-05 | 8.9861e-05 | 0 | 3.0376 | 3.2622 | 3.0192 | 4.4607 | 4.9978 | 4.4187 | 1.4127e-05
3578 | 3.4879e-05 | 9.0169e-05 | 0 | 3.0106 | 3.2622 | 3.0192 | 4.3992 | 4.9978 | 4.4187 | 1.4127e-05
3579 | 3.6627e-05 | 8.9855e-05 | 0.00011079 | 2.9989 | 3.2622 | 3.0192 | 4.3726 | 4.9978 | 4.4187 | 3.2964e-05
3580 | 4.0527e-05 | 9.0803e-05 | 0.0028807 | 3.001 | 3.2634 | 3.0192 | 4.3774 | 5.001 | 4.4187 | 2.3546e-05
3581 | 4.1025e-05 | 9.0999e-05 | 0.0091406 | 3.0529 | 3.2634 | 3.0192 | 4.4959 | 5.001 | 4.4187 | 1.4127e-05
3582 | 6.8974e-05 | 9.9109e-05 | 0.017561 | 3.1169 | 3.2634 | 3.0192 | 4.6453 | 5.001 | 4.4187 | 1.2558e-05
3583 | 4.9741e-05 | 9.1421e-05 | 0.027311 | 3.1789 | 3.2647 | 3.0192 | 4.7933 | 5.0041 | 4.4187 | 0.00073463
3584 | 4.0581e-05 | 8.4543e-05 | 0.036064 | 3.2446 | 3.2672 | 3.0192 | 4.9542 | 5.0104 | 4.4187 | 0.00062789
3585 | 3.8457e-05 | 9.1496e-05 | 0.049802 | 3.3105 | 3.2672 | 3.0192 | 5.1196 | 5.0104 | 4.4187 | 6.4358e-05
3586 | 3.7434e-05 | 9.3382e-05 | 0.052461 | 3.3419 | 3.2672 | 3.0192 | 5.1997 | 5.0104 | 4.4187 | 8.0056e-05
3587 | 3.4194e-05 | 9.5562e-05 | 0.055841 | 3.3954 | 3.266 | 3.0192 | 5.339 | 5.0073 | 4.4187 | 5.337e-05
3588 | 3.4742e-05 | 9.3553e-05 | 0.057558 | 3.4229 | 3.2672 | 3.0192 | 5.4115 | 5.0104 | 4.4187 | 0.00010988
3589 | 3.6293e-05 | 9.1385e-05 | 0.053846 | 3.4437 | 3.2672 | 3.0192 | 5.4672 | 5.0104 | 4.4187 | 2.8255e-05
3590 | 3.2434e-05 | 8.9676e-05 | 0.056893 | 3.4992 | 3.2685 | 3.0192 | 5.6174 | 5.0136 | 4.4187 | 4.7091e-05
3591 | 3.0611e-05 | 8.6465e-05 | 0.05019 | 3.5137 | 3.2685 | 3.0192 | 5.6573 | 5.0136 | 4.4187 | 0.00025743
3592 | 2.0184e-05 | 8.417e-05 | 0.036507 | 3.4805 | 3.2672 | 3.0192 | 5.5665 | 5.0104 | 4.4187 | 0.00025272
3593 | 1.6907e-05 | 8.6596e-05 | 0.023544 | 3.4663 | 3.2672 | 3.0192 | 5.5279 | 5.0104 | 4.4187 | 3.1394e-05
3594 | 1.8072e-05 | 8.8005e-05 | 0.010359 | 3.3995 | 3.2672 | 3.0192 | 5.3498 | 5.0104 | 4.4187 | 7.8486e-05
3595 | 2.8665e-05 | 9.0803e-05 | 0.0029915 | 3.308 | 3.2672 | 3.0192 | 5.113 | 5.0104 | 4.4187 | 5.494e-05
3596 | 5.1107e-05 | 9.9337e-05 | 0.00022159 | 3.2409 | 3.266 | 3.0192 | 4.9449 | 5.0073 | 4.4187 | 0.00015226
3597 | 4.2761e-05 | 9.1877e-05 | 0 | 3.1765 | 3.266 | 3.0192 | 4.7875 | 5.0073 | 4.4187 | 0.00018994
3598 | 3.7701e-05 | 9.3963e-05 | 0 | 3.1112 | 3.266 | 3.0192 | 4.6318 | 5.0073 | 4.4187 | 0.00016168
3599 | 3.8235e-05 | 9.7107e-05 | 0 | 3.0661 | 3.266 | 3.0192 | 4.5266 | 5.0073 | 4.4187 | 3.1394e-05
3600 | 4.3066e-05 | 9.9911e-05 | 0 | 3.017 | 3.2672 | 3.0192 | 4.4138 | 5.0104 | 4.4187 | 0
3601 | 4.685e-05 | 0.00010286 | 0 | 2.9862 | 3.2685 | 3.0192 | 4.344 | 5.0136 | 4.4187 | 2.8255e-05
3602 | 4.9197e-05 | 0.00010082 | 0 | 2.9642 | 3.2672 | 3.0192 | 4.2949 | 5.0104 | 4.4187 | 0
3603 | 5.2911e-05 | 0.00010137 | 0.00027699 | 2.9611 | 3.2672 | 3.0192 | 4.288 | 5.0104 | 4.4187 | 0
3604 | 6.0374e-05 | 9.7806e-05 | 0.0036562 | 2.9778 | 3.2672 | 3.0192 | 4.3252 | 5.0104 | 4.4187 | 2.3546e-05
3605 | 6.2065e-05 | 9.4383e-05 | 0.010304 | 3.065 | 3.2697 | 3.0192 | 4.524 | 5.0167 | 4.4187 | 9.4183e-06
3606 | 8.6128e-05 | 0.00010429 | 0.019888 | 3.1226 | 3.271 | 3.0192 | 4.6588 | 5.0199 | 4.4187 | 0
3607 | 7.3577e-05 | 9.5697e-05 | 0.028031 | 3.1825 | 3.271 | 3.0192 | 4.802 | 5.0199 | 4.4187 | 0.00043795
3608 | 4.7115e-05 | 9.0552e-05 | 0.041049 | 3.2471 | 3.271 | 3.0192 | 4.9603 | 5.0199 | 4.4187 | 0.00013029
3609 | 2.5155e-05 | 9.0511e-05 | 0.052849 | 3.3183 | 3.271 | 3.0192 | 5.1394 | 5.0199 | 4.4187 | 6.4358e-05
3610 | 2.4652e-05 | 9.0643e-05 | 0.052905 | 3.3525 | 3.271 | 3.0192 | 5.227 | 5.0199 | 4.4187 | 9.1044e-05
3611 | 2.3459e-05 | 9.4228e-05 | 0.05163 | 3.4229 | 3.271 | 3.0192 | 5.4115 | 5.0199 | 4.4187 | 3.6103e-05
3612 | 2.9605e-05 | 9.2579e-05 | 0.054733 | 3.4649 | 3.271 | 3.0192 | 5.524 | 5.0199 | 4.4187 | 0.00024802
3613 | 2.6402e-05 | 8.8443e-05 | 0.052129 | 3.5021 | 3.2723 | 3.0192 | 5.6254 | 5.0231 | 4.4187 | 2.6685e-05
3614 | 2.7884e-05 | 8.8177e-05 | 0.055397 | 3.5625 | 3.2723 | 3.0192 | 5.793 | 5.0231 | 4.4187 | 4.2382e-05
3615 | 2.3221e-05 | 8.4123e-05 | 0.043819 | 3.5881 | 3.2723 | 3.0192 | 5.8654 | 5.0231 | 4.4187 | 0.00013029
3616 | 2.0783e-05 | 8.4213e-05 | 0.032795 | 3.5881 | 3.2723 | 3.0192 | 5.8654 | 5.0231 | 4.4187 | 9.5753e-05
3617 | 1.8519e-05 | 8.6942e-05 | 0.023322 | 3.5866 | 3.2723 | 3.0192 | 5.8611 | 5.0231 | 4.4187 | 0.00013657
3618 | 1.2996e-05 | 8.6348e-05 | 0.013739 | 3.5284 | 3.2723 | 3.0192 | 5.6977 | 5.0231 | 4.4187 | 0.00024174
3619 | 1.9493e-05 | 8.7919e-05 | 0.0039332 | 3.4256 | 3.2723 | 3.0192 | 5.4189 | 5.0231 | 4.4187 | 0.00020406
3620 | 3.9455e-05 | 9.5702e-05 | 0.00027699 | 3.2925 | 3.2723 | 3.0192 | 5.074 | 5.0231 | 4.4187 | 0.00024017
3621 | 3.4769e-05 | 8.935e-05 | 0 | 3.1909 | 3.2735 | 3.0192 | 4.8223 | 5.0262 | 4.4187 | 0.000259
3622 | 2.9866e-05 | 9.1583e-05 | 0 | 3.1089 | 3.2723 | 3.0192 | 4.6264 | 5.0231 | 4.4187 | 1.2558e-05
3623 | 2.8525e-05 | 9.4396e-05 | 0 | 3.0529 | 3.2723 | 3.0192 | 4.4959 | 5.0231 | 4.4187 | 0
3624 | 3.3134e-05 | 9.7545e-05 | 0 | 3.0376 | 3.2723 | 3.0192 | 4.4607 | 5.0231 | 4.4187 | 2.8255e-05
3625 | 3.6587e-05 | 0.00010024 | 0 | 3.0052 | 3.2723 | 3.0192 | 4.3871 | 5.0231 | 4.4187 | 2.3546e-05
3626 | 3.8211e-05 | 0.00010132 | 0 | 2.9715 | 3.2723 | 3.0192 | 4.3112 | 5.0231 | 4.4187 | 4.3952e-05
3627 | 4.1498e-05 | 0.00010221 | 0.00022159 | 2.9674 | 3.2735 | 3.0192 | 4.3018 | 5.0262 | 4.4187 | 2.8255e-05
3628 | 3.7359e-05 | 0.00010059 | 0.0038224 | 2.9508 | 3.2735 | 3.0192 | 4.265 | 5.0262 | 4.4187 | 1.4127e-05
3629 | 4.5053e-05 | 0.00010254 | 0.012852 | 3.1066 | 3.2761 | 3.0192 | 4.621 | 5.0326 | 4.4187 | 3.4534e-05
3630 | 5.0766e-05 | 0.00010405 | 0.026702 | 3.2434 | 3.2761 | 3.0192 | 4.9511 | 5.0326 | 4.4187 | 2.6685e-05
3631 | 6.6509e-05 | 0.00010799 | 0.03695 | 3.3618 | 3.2761 | 3.0192 | 5.2511 | 5.0326 | 4.4187 | 0.00064358
3632 | 3.0618e-05 | 9.7541e-05 | 0.048528 | 3.4326 | 3.2761 | 3.0192 | 5.4374 | 5.0326 | 4.4187 | 0.00067655
3633 | 1.336e-05 | 9.1341e-05 | 0.052849 | 3.4863 | 3.2773 | 3.0192 | 5.582 | 5.0358 | 4.4187 | 8.7904e-05
3634 | 1.6295e-05 | 9.1502e-05 | 0.062045 | 3.573 | 3.2786 | 3.0192 | 5.8226 | 5.039 | 4.4187 | 5.0231e-05
3635 | 2.6446e-05 | 9.5962e-05 | 0.066145 | 3.6327 | 3.2786 | 3.0192 | 5.9933 | 5.039 | 4.4187 | 0.00010831
3636 | 2.0058e-05 | 8.9576e-05 | 0.069745 | 3.6849 | 3.2786 | 3.0192 | 6.1458 | 5.039 | 4.4187 | 8.4765e-05
3637 | 2.2618e-05 | 8.7126e-05 | 0.063098 | 3.6833 | 3.2773 | 3.0192 | 6.141 | 5.0358 | 4.4187 | 9.1044e-05
3638 | 2.0845e-05 | 8.5934e-05 | 0.056395 | 3.6897 | 3.2773 | 3.0192 | 6.16 | 5.0358 | 4.4187 | 0.00011145
3639 | 1.6804e-05 | 8.2075e-05 | 0.048916 | 3.6801 | 3.2773 | 3.0192 | 6.1316 | 5.0358 | 4.4187 | 0.00024802
3640 | 1.4366e-05 | 8.2151e-05 | 0.035454 | 3.6642 | 3.2773 | 3.0192 | 6.0848 | 5.0358 | 4.4187 | 0.00028726
3641 | 1.0787e-05 | 8.4483e-05 | 0.026591 | 3.6219 | 3.2773 | 3.0192 | 5.9619 | 5.0358 | 4.4187 | 8.0056e-05
3642 | 1.6951e-05 | 8.7401e-05 | 0.015013 | 3.5988 | 3.2773 | 3.0192 | 5.8958 | 5.0358 | 4.4187 | 2.3546e-05
3643 | 2.0671e-05 | 8.8139e-05 | 0.0036562 | 3.4978 | 3.2786 | 3.0192 | 5.6135 | 5.039 | 4.4187 | 3.4534e-05
3644 | 2.8842e-05 | 9.2378e-05 | 0.00022159 | 3.3564 | 3.2773 | 3.0192 | 5.2373 | 5.0358 | 4.4187 | 0.00018837
3645 | 2.9617e-05 | 8.7676e-05 | 0 | 3.2671 | 3.2773 | 3.0192 | 5.0102 | 5.0358 | 4.4187 | 0.00020877
3646 | 2.9647e-05 | 9.1382e-05 | 0 | 3.1957 | 3.2773 | 3.0192 | 4.834 | 5.0358 | 4.4187 | 0.00018209
3647 | 2.519e-05 | 9.3261e-05 | 0 | 3.1682 | 3.2761 | 3.0192 | 4.7675 | 5.0326 | 4.4187 | 0
3648 | 2.8146e-05 | 9.5913e-05 | 0 | 3.147 | 3.2773 | 3.0192 | 4.7167 | 5.0358 | 4.4187 | 3.9243e-05
3649 | 3.0267e-05 | 9.8211e-05 | 0 | 3.1226 | 3.2786 | 3.0192 | 4.6588 | 5.039 | 4.4187 | 3.6103e-05
3650 | 3.2903e-05 | 9.9646e-05 | 0 | 3.0818 | 3.2799 | 3.0192 | 4.5628 | 5.0421 | 4.4187 | 1.0988e-05
3651 | 3.5128e-05 | 0.00010042 | 0.00044318 | 3.0874 | 3.2799 | 3.0192 | 4.5759 | 5.0421 | 4.4187 | 1.4127e-05
3652 | 3.754e-05 | 0.00010115 | 0.0043764 | 3.0818 | 3.2812 | 3.0192 | 4.5628 | 5.0453 | 4.4187 | 1.2558e-05
3653 | 4.5051e-05 | 0.0001034 | 0.011024 | 3.1717 | 3.2837 | 3.0192 | 4.7761 | 5.0518 | 4.4187 | 9.4183e-06
3654 | 4.3913e-05 | 0.00010305 | 0.01673 | 3.2359 | 3.2837 | 3.0192 | 4.9327 | 5.0518 | 4.4187 | 6.4358e-05
3655 | 4.5629e-05 | 0.00010345 | 0.025981 | 3.308 | 3.2837 | 3.0192 | 5.113 | 5.0518 | 4.4187 | 0.00043167
3656 | 4.2417e-05 | 0.00010208 | 0.03828 | 3.4009 | 3.285 | 3.0192 | 5.3534 | 5.055 | 4.4187 | 0.00059335
3657 | 1.131e-05 | 9.1059e-05 | 0.051021 | 3.4834 | 3.2863 | 3.0192 | 5.5742 | 5.0582 | 4.4187 | 9.5753e-05
3658 | 1.5454e-05 | 9.1167e-05 | 0.06764 | 3.555 | 3.2863 | 3.0192 | 5.772 | 5.0582 | 4.4187 | 0.00010988
3659 | 2.2682e-05 | 9.4685e-05 | 0.072792 | 3.6203 | 3.2863 | 3.0192 | 5.9575 | 5.0582 | 4.4187 | 0.00010988
3660 | 1.9513e-05 | 8.9286e-05 | 0.074953 | 3.7026 | 3.2863 | 3.0192 | 6.1983 | 5.0582 | 4.4187 | 0.000135
3661 | 2.2856e-05 | 8.7061e-05 | 0.070964 | 3.7402 | 3.2875 | 3.0192 | 6.3112 | 5.0614 | 4.4187 | 0.00013186
3662 | 2.288e-05 | 8.6411e-05 | 0.050412 | 3.6499 | 3.2875 | 3.0192 | 6.0433 | 5.0614 | 4.4187 | 0.00013813
3663 | 1.847e-05 | 8.2449e-05 | 0.042878 | 3.6499 | 3.2875 | 3.0192 | 6.0433 | 5.0614 | 4.4187 | 0.00031708
3664 | 1.0568e-05 | 8.088e-05 | 0.03479 | 3.6359 | 3.2875 | 3.0192 | 6.0023 | 5.0614 | 4.4187 | 0.00033121
3665 | 1.1298e-05 | 8.4501e-05 | 0.022048 | 3.5836 | 3.2875 | 3.0192 | 5.8525 | 5.0614 | 4.4187 | 0
3666 | 9.3764e-06 | 8.4996e-05 | 0.011633 | 3.5298 | 3.2875 | 3.0192 | 5.7018 | 5.0614 | 4.4187 | 2.3546e-05
3667 | 1.1323e-05 | 8.5203e-05 | 0.0031023 | 3.4465 | 3.2875 | 3.0192 | 5.4747 | 5.0614 | 4.4187 | 1.5697e-05
3668 | 2.8487e-05 | 9.2132e-05 | 0.00027699 | 3.3538 | 3.2888 | 3.0192 | 5.2304 | 5.0646 | 4.4187 | 0.00016168
3669 | 2.158e-05 | 8.5135e-05 | 0 | 3.2925 | 3.2888 | 3.0192 | 5.074 | 5.0646 | 4.4187 | 0.0001036
3670 | 1.0883e-05 | 8.5611e-05 | 0 | 3.2434 | 3.2888 | 3.0192 | 4.9511 | 5.0646 | 4.4187 | 0.00024017
3671 | 1.0238e-05 | 8.8638e-05 | 0 | 3.2029 | 3.2901 | 3.0192 | 4.8516 | 5.0678 | 4.4187 | 1.0988e-05
3672 | 1.4542e-05 | 9.1696e-05 | 0 | 3.1933 | 3.2901 | 3.0192 | 4.8281 | 5.0678 | 4.4187 | 0
3673 | 1.814e-05 | 9.4438e-05 | 0 | 3.1493 | 3.2914 | 3.0192 | 4.7223 | 5.0711 | 4.4187 | 3.4534e-05
3674 | 2.5241e-05 | 9.7215e-05 | 0 | 3.1412 | 3.2927 | 3.0192 | 4.7028 | 5.0743 | 4.4187 | 2.8255e-05
3675 | 3.1295e-05 | 9.9142e-05 | 0.00038778 | 3.1043 | 3.2927 | 3.0192 | 4.6157 | 5.0743 | 4.4187 | 0
3676 | 3.6899e-05 | 0.00010083 | 0.004044 | 3.0908 | 3.2939 | 3.0192 | 4.5838 | 5.0775 | 4.4187 | 0
3677 | 5.3665e-05 | 0.00010585 | 0.0118 | 3.1694 | 3.2952 | 3.0192 | 4.7704 | 5.0808 | 4.4187 | 0
3678 | 4.168e-05 | 0.00010225 | 0.018004 | 3.2533 | 3.2965 | 3.0192 | 4.9758 | 5.084 | 4.4187 | 0
3679 | 3.5227e-05 | 0.00010019 | 0.028253 | 3.3551 | 3.2965 | 3.0192 | 5.2339 | 5.084 | 4.4187 | 0.00050702
3680 | 1.3614e-05 | 9.3307e-05 | 0.031078 | 3.3914 | 3.2965 | 3.0192 | 5.3283 | 5.084 | 4.4187 | 9.5753e-05
3681 | 9.3381e-06 | 9.0337e-05 | 0.045038 | 3.4691 | 3.2991 | 3.0192 | 5.5355 | 5.0905 | 4.4187 | 9.7322e-05
3682 | 5.6646e-06 | 8.81e-05 | 0.049193 | 3.5313 | 3.2991 | 3.0192 | 5.7059 | 5.0905 | 4.4187 | 7.2207e-05
3683 | 1.0286e-05 | 9.0814e-05 | 0.057503 | 3.6141 | 3.3004 | 3.0192 | 5.9397 | 5.0938 | 4.4187 | 0.00014441
3684 | 1.1945e-05 | 8.6911e-05 | 0.056228 | 3.6484 | 3.3004 | 3.0192 | 6.0387 | 5.0938 | 4.4187 | 0.00010988
3685 | 8.3764e-06 | 8.2582e-05 | 0.061048 | 3.6705 | 3.3004 | 3.0192 | 6.1034 | 5.0938 | 4.4187 | 7.2207e-05
3686 | 9.0647e-06 | 8.2126e-05 | 0.059386 | 3.7188 | 3.3004 | 3.0192 | 6.2469 | 5.0938 | 4.4187 | 8.3195e-05
3687 | 9.8546e-06 | 7.9742e-05 | 0.057558 | 3.7435 | 3.3016 | 3.0192 | 6.3212 | 5.097 | 4.4187 | 6.9067e-05
3688 | 3.765e-06 | 7.8705e-05 | 0.04249 | 3.7303 | 3.3016 | 3.0192 | 6.2814 | 5.097 | 4.4187 | 5.651e-05
3689 | 1.8479e-05 | 8.6517e-05 | 0.027533 | 3.701 | 3.3004 | 3.0192 | 6.1935 | 5.0938 | 4.4187 | 0.00010831
3690 | 1.5707e-05 | 8.6759e-05 | 0.013185 | 3.6359 | 3.3004 | 3.0192 | 6.0023 | 5.0938 | 4.4187 | 0.00019464
3691 | 1.5729e-05 | 8.6391e-05 | 0.003767 | 3.5342 | 3.3004 | 3.0192 | 5.7141 | 5.0938 | 4.4187 | 0.00021819
3692 | 1.1472e-05 | 8.6887e-05 | 0.00027699 | 3.4354 | 3.3004 | 3.0192 | 5.4448 | 5.0938 | 4.4187 | 0.00018209
3693 | 1.7356e-05 | 8.3737e-05 | 0 | 3.3472 | 3.3004 | 3.0192 | 5.2133 | 5.0938 | 4.4187 | 0.00033749
3694 | 1.2194e-05 | 8.5865e-05 | 0 | 3.2634 | 3.3004 | 3.0192 | 5.0008 | 5.0938 | 4.4187 | 0
3695 | 1.2989e-05 | 8.9327e-05 | 0 | 3.2151 | 3.3016 | 3.0192 | 4.8814 | 5.097 | 4.4187 | 2.8255e-05
3696 | 1.8164e-05 | 9.2648e-05 | 0 | 3.1813 | 3.3029 | 3.0192 | 4.7991 | 5.1003 | 4.4187 | 1.5697e-05
3697 | 2.2519e-05 | 9.5617e-05 | 0 | 3.1458 | 3.3029 | 3.0192 | 4.7139 | 5.1003 | 4.4187 | 1.5697e-05
3698 | 2.7783e-05 | 9.7845e-05 | 0 | 3.11 | 3.3029 | 3.0192 | 4.6291 | 5.1003 | 4.4187 | 1.5697e-05
3699 | 3.3436e-05 | 9.9653e-05 | 0.00066477 | 3.0795 | 3.3029 | 3.0192 | 4.5576 | 5.1003 | 4.4187 | 1.5697e-05
3700 | 3.7006e-05 | 0.00010073 | 0.0058721 | 3.1112 | 3.3029 | 3.0192 | 4.6318 | 5.1003 | 4.4187 | 0
3701 | 5.672e-05 | 0.00010664 | 0.015345 | 3.2298 | 3.3055 | 3.0192 | 4.9175 | 5.1069 | 4.4187 | 0
3702 | 5.1696e-05 | 0.00010513 | 0.027754 | 3.3738 | 3.3055 | 3.0192 | 5.2824 | 5.1069 | 4.4187 | 1.2558e-05
3703 | 4.9841e-05 | 0.00010444 | 0.036341 | 3.4354 | 3.3055 | 3.0192 | 5.4448 | 5.1069 | 4.4187 | 0.00043324
3704 | 1.8216e-05 | 9.4558e-05 | 0.049525 | 3.5284 | 3.3055 | 3.0192 | 5.6977 | 5.1069 | 4.4187 | 0.00010046
3705 | 1.1061e-05 | 9.0727e-05 | 0.060162 | 3.6312 | 3.3055 | 3.0192 | 5.9888 | 5.1069 | 4.4187 | 5.494e-05
3706 | 9.5741e-06 | 8.9142e-05 | 0.063485 | 3.7107 | 3.3081 | 3.0192 | 6.2225 | 5.1134 | 4.4187 | 6.7498e-05
3707 | 1.4504e-05 | 9.1931e-05 | 0.067252 | 3.7501 | 3.3081 | 3.0192 | 6.3413 | 5.1134 | 4.4187 | 7.2207e-05
3708 | 2.017e-05 | 8.9251e-05 | 0.063984 | 3.8125 | 3.3081 | 3.0192 | 6.5336 | 5.1134 | 4.4187 | 0.00018523
3709 | 2.3548e-05 | 8.7001e-05 | 0.056228 | 3.8315 | 3.3081 | 3.0192 | 6.5931 | 5.1134 | 4.4187 | 9.2613e-05
3710 | 1.9575e-05 | 8.5152e-05 | 0.046478 | 3.8177 | 3.3081 | 3.0192 | 6.5497 | 5.1134 | 4.4187 | 4.0813e-05
3711 | 1.7155e-05 | 8.1805e-05 | 0.03202 | 3.8023 | 3.3094 | 3.0192 | 6.5017 | 5.1167 | 4.4187 | 9.2613e-05
3712 | 1.4399e-05 | 8.1753e-05 | 0.025372 | 3.6531 | 3.3094 | 3.0192 | 6.0525 | 5.1167 | 4.4187 | 6.5928e-05
3713 | 1.9041e-05 | 8.6549e-05 | 0.016342 | 3.6203 | 3.3107 | 3.0192 | 5.9575 | 5.12 | 4.4187 | 6.4358e-05
3714 | 1.6868e-05 | 8.6976e-05 | 0.0092514 | 3.552 | 3.3107 | 3.0192 | 5.7637 | 5.12 | 4.4187 | 0.00020249
3715 | 2.7782e-05 | 8.9875e-05 | 0.0032684 | 3.4663 | 3.3107 | 3.0192 | 5.5279 | 5.12 | 4.4187 | 0.0002229
3716 | 2.4168e-05 | 9.0557e-05 | 0.00038778 | 3.4146 | 3.3107 | 3.0192 | 5.3896 | 5.12 | 4.4187 | 0.00029354
3717 | 1.543e-05 | 8.3028e-05 | 0 | 3.3406 | 3.3094 | 3.0192 | 5.1964 | 5.1167 | 4.4187 | 0.00022761
3718 | 8.6207e-06 | 8.4657e-05 | 0 | 3.29 | 3.3094 | 3.0192 | 5.0675 | 5.1167 | 4.4187 | 0
3719 | 8.7764e-06 | 8.793e-05 | 0 | 3.2446 | 3.3107 | 3.0192 | 4.9542 | 5.12 | 4.4187 | 0
3720 | 1.4092e-05 | 9.1292e-05 | 0 | 3.2212 | 3.3107 | 3.0192 | 4.8963 | 5.12 | 4.4187 | 2.3546e-05
3721 | 1.7513e-05 | 9.3982e-05 | 0 | 3.2066 | 3.312 | 3.0192 | 4.8605 | 5.1233 | 4.4187 | 1.2558e-05
3722 | 2.0617e-05 | 9.5564e-05 | 0 | 3.1801 | 3.3133 | 3.0192 | 4.7962 | 5.1266 | 4.4187 | 1.4127e-05
3723 | 2.3373e-05 | 9.6502e-05 | 0.00038778 | 3.1493 | 3.3133 | 3.0192 | 4.7223 | 5.1266 | 4.4187 | 2.6685e-05
3724 | 2.9686e-05 | 9.8401e-05 | 0.0032684 | 3.1365 | 3.3133 | 3.0192 | 4.6917 | 5.1266 | 4.4187 | 0
3725 | 3.6625e-05 | 0.00010048 | 0.011689 | 3.2114 | 3.3133 | 3.0192 | 4.8724 | 5.1266 | 4.4187 | 1.7267e-05
3726 | 4.7089e-05 | 0.00010361 | 0.02299 | 3.3209 | 3.3133 | 3.0192 | 5.146 | 5.1266 | 4.4187 | 1.2558e-05
3727 | 3.2622e-05 | 9.9236e-05 | 0.034956 | 3.4243 | 3.3172 | 3.0192 | 5.4152 | 5.1365 | 4.4187 | 0.00052272
3728 | 1.1958e-05 | 9.2549e-05 | 0.047586 | 3.5196 | 3.3185 | 3.0192 | 5.6734 | 5.1398 | 4.4187 | 5.1801e-05
3729 | 7.582e-06 | 8.9554e-05 | 0.057115 | 3.639 | 3.3185 | 3.0192 | 6.0114 | 5.1398 | 4.4187 | 7.3777e-05
3730 | 8.3165e-06 | 8.8636e-05 | 0.056838 | 3.6785 | 3.3185 | 3.0192 | 6.1269 | 5.1398 | 4.4187 | 0.00012244
3731 | 1.5507e-05 | 9.2087e-05 | 0.056727 | 3.727 | 3.3185 | 3.0192 | 6.2715 | 5.1398 | 4.4187 | 3.4534e-05
3732 | 1.8287e-05 | 8.8564e-05 | 0.061048 | 3.7221 | 3.3185 | 3.0192 | 6.2567 | 5.1398 | 4.4187 | 0.00011773
3733 | 2.3307e-05 | 8.6793e-05 | 0.053237 | 3.7237 | 3.3198 | 3.0192 | 6.2616 | 5.1432 | 4.4187 | 7.2207e-05
3734 | 2.7804e-05 | 8.7489e-05 | 0.045093 | 3.7435 | 3.3198 | 3.0192 | 6.3212 | 5.1432 | 4.4187 | 7.6916e-05
3735 | 1.695e-05 | 8.1622e-05 | 0.04526 | 3.7534 | 3.3198 | 3.0192 | 6.3514 | 5.1432 | 4.4187 | 0.0001397
3736 | 1.186e-05 | 8.0858e-05 | 0.033571 | 3.7651 | 3.3185 | 3.0192 | 6.3871 | 5.1398 | 4.4187 | 5.1801e-05
3737 | 2.5484e-05 | 8.8351e-05 | 0.019998 | 3.6817 | 3.3185 | 3.0192 | 6.1363 | 5.1398 | 4.4187 | 2.3546e-05
3738 | 1.9723e-05 | 8.77e-05 | 0.012077 | 3.6265 | 3.3185 | 3.0192 | 5.9753 | 5.1398 | 4.4187 | 0.00031865
3739 | 1.4864e-05 | 8.5869e-05 | 0.0044872 | 3.5298 | 3.3185 | 3.0192 | 5.7018 | 5.1398 | 4.4187 | 0.00029668
3740 | 1.8273e-05 | 8.8653e-05 | 0.00038778 | 3.427 | 3.3185 | 3.0192 | 5.4226 | 5.1398 | 4.4187 | 0.00025743
3741 | 1.4968e-05 | 8.2762e-05 | 0 | 3.3498 | 3.3211 | 3.0192 | 5.2202 | 5.1465 | 4.4187 | 0.00014755
3742 | 5.6566e-06 | 8.3627e-05 | 0 | 3.2836 | 3.3224 | 3.0192 | 5.0515 | 5.1498 | 4.4187 | 3.9243e-05
3743 | 2.3527e-06 | 8.5866e-05 | 0 | 3.2384 | 3.3224 | 3.0192 | 4.9388 | 5.1498 | 4.4187 | 0
3744 | 2.8322e-06 | 8.7778e-05 | 0 | 3.1885 | 3.3224 | 3.0192 | 4.8165 | 5.1498 | 4.4187 | 2.8255e-05
3745 | 2.3491e-06 | 8.9299e-05 | 0 | 3.1861 | 3.3224 | 3.0192 | 4.8107 | 5.1498 | 4.4187 | 0
3746 | 2.8049e-06 | 9.0088e-05 | 0 | 3.1435 | 3.3224 | 3.0192 | 4.7084 | 5.1498 | 4.4187 | 1.0988e-05
3747 | 4.9305e-06 | 9.0839e-05 | 0.00038778 | 3.1158 | 3.325 | 3.0192 | 4.6426 | 5.1565 | 4.4187 | 2.6685e-05
3748 | 6.6343e-06 | 9.1355e-05 | 0.0039886 | 3.1284 | 3.3237 | 3.0192 | 4.6725 | 5.1531 | 4.4187 | 0
3749 | 2.1819e-05 | 9.5905e-05 | 0.01396 | 3.2236 | 3.325 | 3.0192 | 4.9024 | 5.1565 | 4.4187 | 0
3750 | 2.1236e-05 | 9.5726e-05 | 0.026148 | 3.3157 | 3.325 | 3.0192 | 5.1328 | 5.1565 | 4.4187 | 1.0988e-05
3751 | 1.4878e-05 | 9.3777e-05 | 0.044096 | 3.4215 | 3.3276 | 3.0192 | 5.4079 | 5.1632 | 4.4187 | 0.00057452
3752 | 1.2306e-05 | 9.2523e-05 | 0.057004 | 3.5357 | 3.3276 | 3.0192 | 5.7182 | 5.1632 | 4.4187 | 1.4127e-05
3753 | 1.1173e-05 | 9.0502e-05 | 0.067419 | 3.6172 | 3.3276 | 3.0192 | 5.9486 | 5.1632 | 4.4187 | 6.9067e-05
3754 | 8.0447e-06 | 8.8424e-05 | 0.072238 | 3.7042 | 3.3276 | 3.0192 | 6.2032 | 5.1632 | 4.4187 | 8.3195e-05
3755 | 1.452e-05 | 9.1589e-05 | 0.074233 | 3.7634 | 3.3302 | 3.0192 | 6.3819 | 5.1699 | 4.4187 | 5.8079e-05
3756 | 1.9408e-05 | 8.8759e-05 | 0.076615 | 3.816 | 3.3302 | 3.0192 | 6.5444 | 5.1699 | 4.4187 | 0.00022133
3757 | 2.8208e-05 | 8.813e-05 | 0.064483 | 3.8454 | 3.3316 | 3.0192 | 6.637 | 5.1732 | 4.4187 | 2.6685e-05
3758 | 2.0668e-05 | 8.5209e-05 | 0.049414 | 3.8612 | 3.3316 | 3.0192 | 6.6871 | 5.1732 | 4.4187 | 4.7091e-05
3759 | 1.4588e-05 | 8.0793e-05 | 0.033017 | 3.8023 | 3.3302 | 3.0192 | 6.5017 | 5.1699 | 4.4187 | 6.1219e-05
3760 | 2.2292e-05 | 8.3862e-05 | 0.02792 | 3.7735 | 3.3316 | 3.0192 | 6.4127 | 5.1732 | 4.4187 | 3.9243e-05
3761 | 1.6291e-05 | 8.5453e-05 | 0.015511 | 3.6141 | 3.3316 | 3.0192 | 5.9397 | 5.1732 | 4.4187 | 8.0056e-05
3762 | 1.5097e-05 | 8.6181e-05 | 0.0086974 | 3.561 | 3.3302 | 3.0192 | 5.7888 | 5.1699 | 4.4187 | 0.00024958
3763 | 2.7471e-05 | 8.9523e-05 | 0.0030469 | 3.4748 | 3.3302 | 3.0192 | 5.5509 | 5.1699 | 4.4187 | 0.00014598
3764 | 2.4878e-05 | 9.0493e-05 | 0.00033238 | 3.4187 | 3.3302 | 3.0192 | 5.4005 | 5.1699 | 4.4187 | 0.00024174
3765 | 3.5517e-05 | 8.8802e-05 | 0 | 3.3287 | 3.3302 | 3.0192 | 5.166 | 5.1699 | 4.4187 | 0.00018837
3766 | 2.6441e-05 | 8.9728e-05 | 0 | 3.276 | 3.3329 | 3.0192 | 5.0323 | 5.1766 | 4.4187 | 0
3767 | 2.6925e-05 | 9.3105e-05 | 0 | 3.2409 | 3.3316 | 3.0192 | 4.9449 | 5.1732 | 4.4187 | 1.0988e-05
3768 | 3.034e-05 | 9.5899e-05 | 0 | 3.2261 | 3.3316 | 3.0192 | 4.9084 | 5.1732 | 4.4187 | 0
3769 | 3.3203e-05 | 9.8424e-05 | 0 | 3.1849 | 3.3329 | 3.0192 | 4.8078 | 5.1766 | 4.4187 | 0
3770 | 3.7001e-05 | 0.00010022 | 0 | 3.1599 | 3.3329 | 3.0192 | 4.7476 | 5.1766 | 4.4187 | 0
3771 | 3.8912e-05 | 0.0001009 | 0.00038778 | 3.1576 | 3.3342 | 3.0192 | 4.742 | 5.18 | 4.4187 | 1.2558e-05
3772 | 3.6855e-05 | 0.00010029 | 0.0038778 | 3.1552 | 3.3355 | 3.0192 | 4.7363 | 5.1833 | 4.4187 | 0
3773 | 4.3809e-05 | 0.00010237 | 0.011689 | 3.2187 | 3.3355 | 3.0192 | 4.8903 | 5.1833 | 4.4187 | 0
3774 | 4.7987e-05 | 0.00010362 | 0.018891 | 3.2938 | 3.3368 | 3.0192 | 5.0772 | 5.1867 | 4.4187 | 1.4127e-05
3775 | 3.5755e-05 | 9.9905e-05 | 0.02864 | 3.3618 | 3.3368 | 3.0192 | 5.2511 | 5.1867 | 4.4187 | 0.00058864
3776 | 1.4619e-05 | 9.3089e-05 | 0.043709 | 3.4368 | 3.3381 | 3.0192 | 5.4485 | 5.1901 | 4.4187 | 7.3777e-05
3777 | 1.4219e-05 | 9.1289e-05 | 0.049027 | 3.4978 | 3.3381 | 3.0192 | 5.6135 | 5.1901 | 4.4187 | 4.5522e-05
3778 | 1.1312e-05 | 8.9276e-05 | 0.054843 | 3.5416 | 3.3394 | 3.0192 | 5.7346 | 5.1935 | 4.4187 | 5.9649e-05
3779 | 1.6487e-05 | 9.2034e-05 | 0.060328 | 3.6296 | 3.3394 | 3.0192 | 5.9843 | 5.1935 | 4.4187 | 0.00013029
3780 | 2.2536e-05 | 8.9574e-05 | 0.058278 | 3.6673 | 3.3394 | 3.0192 | 6.0941 | 5.1935 | 4.4187 | 0.00022604
3781 | 2.1931e-05 | 8.6114e-05 | 0.052905 | 3.7091 | 3.3408 | 3.0192 | 6.2177 | 5.1969 | 4.4187 | 5.337e-05
3782 | 2.223e-05 | 8.5547e-05 | 0.05789 | 3.6881 | 3.3408 | 3.0192 | 6.1553 | 5.1969 | 4.4187 | 2.6685e-05
3783 | 2.4055e-05 | 8.351e-05 | 0.044318 | 3.6594 | 3.3408 | 3.0192 | 6.0709 | 5.1969 | 4.4187 | 8.6334e-05
3784 | 1.1046e-05 | 8.0359e-05 | 0.03418 | 3.6452 | 3.3408 | 3.0192 | 6.0296 | 5.1969 | 4.4187 | 5.9649e-05
3785 | 1.8228e-05 | 8.5901e-05 | 0.024098 | 3.5821 | 3.3394 | 3.0192 | 5.8482 | 5.1935 | 4.4187 | 3.7673e-05
3786 | 1.1968e-05 | 8.5113e-05 | 0.01119 | 3.5372 | 3.3408 | 3.0192 | 5.7223 | 5.1969 | 4.4187 | 0.00031865
3787 | 1.2888e-05 | 8.5019e-05 | 0.0032131 | 3.4748 | 3.3408 | 3.0192 | 5.5509 | 5.1969 | 4.4187 | 0.00018366
3788 | 2.1469e-05 | 8.9334e-05 | 0.00027699 | 3.3564 | 3.3394 | 3.0192 | 5.2373 | 5.1935 | 4.4187 | 0.00026528
3789 | 1.9716e-05 | 8.3936e-05 | 0 | 3.3028 | 3.3394 | 3.0192 | 5.0999 | 5.1935 | 4.4187 | 0.00019935
3790 | 1.4443e-05 | 8.5993e-05 | 0 | 3.2347 | 3.3408 | 3.0192 | 4.9296 | 5.1969 | 4.4187 | 1.5697e-05
3791 | 1.6671e-05 | 8.9893e-05 | 0 | 3.1837 | 3.3408 | 3.0192 | 4.8049 | 5.1969 | 4.4187 | 1.2558e-05
3792 | 2.8029e-05 | 9.5073e-05 | 0 | 3.1388 | 3.3408 | 3.0192 | 4.6973 | 5.1969 | 4.4187 | 3.2964e-05
3793 | 3.1128e-05 | 9.7669e-05 | 0 | 3.1203 | 3.3408 | 3.0192 | 4.6534 | 5.1969 | 4.4187 | 2.6685e-05
3794 | 3.3999e-05 | 9.9186e-05 | 0 | 3.1169 | 3.3408 | 3.0192 | 4.6453 | 5.1969 | 4.4187 | 1.8837e-05
3795 | 3.507e-05 | 9.9621e-05 | 0.00049858 | 3.1078 | 3.3408 | 3.0192 | 4.6237 | 5.1969 | 4.4187 | 0
3796 | 3.5582e-05 | 9.978e-05 | 0.0028253 | 3.1238 | 3.3434 | 3.0192 | 4.6616 | 5.2037 | 4.4187 | 3.9243e-05
3797 | 4.6389e-05 | 0.00010302 | 0.0085866 | 3.1611 | 3.3434 | 3.0192 | 4.7505 | 5.2037 | 4.4187 | 3.7673e-05
3798 | 4.607e-05 | 0.00010292 | 0.015788 | 3.2224 | 3.3434 | 3.0192 | 4.8994 | 5.2037 | 4.4187 | 3.6103e-05
3799 | 5.2183e-05 | 0.00010465 | 0.028419 | 3.2951 | 3.3421 | 3.0192 | 5.0804 | 5.2003 | 4.4187 | 0.00060277
3800 | 2.1389e-05 | 9.4991e-05 | 0.039775 | 3.3684 | 3.3434 | 3.0192 | 5.2685 | 5.2037 | 4.4187 | 0.00052742
3801 | 1.5344e-05 | 9.15e-05 | 0.05091 | 3.4592 | 3.3434 | 3.0192 | 5.5088 | 5.2037 | 4.4187 | 5.494e-05
3802 | 2.0794e-05 | 9.1992e-05 | 0.059995 | 3.5866 | 3.3434 | 3.0192 | 5.8611 | 5.2037 | 4.4187 | 7.2207e-05
3803 | 1.8742e-05 | 9.2563e-05 | 0.049802 | 3.5881 | 3.3434 | 3.0192 | 5.8654 | 5.2037 | 4.4187 | 6.7498e-05
3804 | 2.0418e-05 | 8.8836e-05 | 0.052351 | 3.6234 | 3.3434 | 3.0192 | 5.9664 | 5.2037 | 4.4187 | 0.00019308
3805 | 2.0916e-05 | 8.5677e-05 | 0.046035 | 3.5851 | 3.3434 | 3.0192 | 5.8568 | 5.2037 | 4.4187 | 0.00016482
3806 | 3.7466e-05 | 8.9992e-05 | 0.044152 | 3.6374 | 3.3447 | 3.0192 | 6.0069 | 5.2071 | 4.4187 | 8.4765e-05
3807 | 2.0714e-05 | 8.2389e-05 | 0.030746 | 3.5927 | 3.3447 | 3.0192 | 5.8784 | 5.2071 | 4.4187 | 0.00039086
3808 | 1.0896e-05 | 8.0188e-05 | 0.032629 | 3.6157 | 3.3434 | 3.0192 | 5.9442 | 5.2037 | 4.4187 | 0.00031708
3809 | 1.332e-05 | 8.4296e-05 | 0.020442 | 3.5357 | 3.3434 | 3.0192 | 5.7182 | 5.2037 | 4.4187 | 4.7091e-05
3810 | 2.6788e-05 | 8.9424e-05 | 0.012132 | 3.5079 | 3.3434 | 3.0192 | 5.6413 | 5.2037 | 4.4187 | 2.6685e-05
3811 | 2.7793e-05 | 8.9359e-05 | 0.0037116 | 3.4368 | 3.3434 | 3.0192 | 5.4485 | 5.2037 | 4.4187 | 2.6685e-05
3812 | 3.25e-05 | 9.2465e-05 | 0.00044318 | 3.3752 | 3.3434 | 3.0192 | 5.2859 | 5.2037 | 4.4187 | 0.00020563
3813 | 2.8905e-05 | 8.6569e-05 | 0 | 3.2925 | 3.3434 | 3.0192 | 5.074 | 5.2037 | 4.4187 | 0.00018837
3814 | 2.1932e-05 | 8.8106e-05 | 0 | 3.2459 | 3.3434 | 3.0192 | 4.9572 | 5.2037 | 4.4187 | 0.00017424
3815 | 2.0818e-05 | 9.1004e-05 | 0 | 3.2053 | 3.3421 | 3.0192 | 4.8576 | 5.2003 | 4.4187 | 3.4534e-05
3816 | 2.3213e-05 | 9.3495e-05 | 0 | 3.1552 | 3.3421 | 3.0192 | 4.7363 | 5.2003 | 4.4187 | 0
3817 | 2.3491e-05 | 9.5246e-05 | 0 | 3.1261 | 3.3434 | 3.0192 | 4.667 | 5.2037 | 4.4187 | 2.1976e-05
3818 | 2.4724e-05 | 9.6274e-05 | 0 | 3.1158 | 3.3434 | 3.0192 | 4.6426 | 5.2037 | 4.4187 | 0
3819 | 2.5988e-05 | 9.6768e-05 | 0.00044318 | 3.1055 | 3.3434 | 3.0192 | 4.6184 | 5.2037 | 4.4187 | 2.9825e-05
3820 | 3.0513e-05 | 9.813e-05 | 0.0042102 | 3.1215 | 3.3434 | 3.0192 | 4.6561 | 5.2037 | 4.4187 | 0
3821 | 3.1981e-05 | 9.855e-05 | 0.01252 | 3.1993 | 3.3434 | 3.0192 | 4.8428 | 5.2037 | 4.4187 | 5.9649e-05
3822 | 3.7068e-05 | 0.00010003 | 0.023322 | 3.2734 | 3.3447 | 3.0192 | 5.026 | 5.2071 | 4.4187 | 3.4534e-05
3823 | 3.9632e-05 | 0.00010071 | 0.034402 | 3.3658 | 3.346 | 3.0192 | 5.2615 | 5.2105 | 4.4187 | 0.00058707
3824 | 3.7567e-05 | 9.9674e-05 | 0.0467 | 3.4578 | 3.346 | 3.0192 | 5.5049 | 5.2105 | 4.4187 | 0.00053841
3825 | 1.3236e-05 | 9.0719e-05 | 0.058001 | 3.561 | 3.346 | 3.0192 | 5.7888 | 5.2105 | 4.4187 | 7.2207e-05
3826 | 2.572e-05 | 9.3343e-05 | 0.067252 | 3.6737 | 3.346 | 3.0192 | 6.1128 | 5.2105 | 4.4187 | 0.000135
3827 | 1.8943e-05 | 9.248e-05 | 0.066532 | 3.7568 | 3.346 | 3.0192 | 6.3616 | 5.2105 | 4.4187 | 9.7322e-05
3828 | 2.2683e-05 | 8.9393e-05 | 0.063818 | 3.8454 | 3.346 | 3.0192 | 6.637 | 5.2105 | 4.4187 | 0.00013657
3829 | 2.936e-05 | 8.808e-05 | 0.050412 | 3.8194 | 3.346 | 3.0192 | 6.5551 | 5.2105 | 4.4187 | 0.00010203
3830 | 2.319e-05 | 8.5582e-05 | 0.057115 | 3.8913 | 3.346 | 3.0192 | 6.7838 | 5.2105 | 4.4187 | 5.651e-05
3831 | 1.4094e-05 | 8.0278e-05 | 0.044429 | 3.8949 | 3.346 | 3.0192 | 6.7954 | 5.2105 | 4.4187 | 0.00032493
3832 | 1.1543e-05 | 8.0248e-05 | 0.032518 | 3.8006 | 3.3447 | 3.0192 | 6.4964 | 5.2071 | 4.4187 | 0.00022447
3833 | 9.5967e-06 | 8.3043e-05 | 0.018226 | 3.7336 | 3.3447 | 3.0192 | 6.2913 | 5.2071 | 4.4187 | 8.6334e-05
3834 | 8.5931e-06 | 8.3838e-05 | 0.010027 | 3.6753 | 3.3447 | 3.0192 | 6.1175 | 5.2071 | 4.4187 | 1.0988e-05
3835 | 1.5425e-05 | 8.5522e-05 | 0.0035454 | 3.6003 | 3.3447 | 3.0192 | 5.9002 | 5.2071 | 4.4187 | 2.6685e-05
3836 | 2.0135e-05 | 8.862e-05 | 0.00049858 | 3.5036 | 3.346 | 3.0192 | 5.6293 | 5.2105 | 4.4187 | 0.00014284
3837 | 1.8746e-05 | 8.3396e-05 | 0 | 3.3419 | 3.346 | 3.0192 | 5.1997 | 5.2105 | 4.4187 | 0.00018209
3838 | 1.0162e-05 | 8.4441e-05 | 0 | 3.2989 | 3.346 | 3.0192 | 5.0902 | 5.2105 | 4.4187 | 0.00012244
3839 | 1.1186e-05 | 8.7972e-05 | 0 | 3.2397 | 3.346 | 3.0192 | 4.9419 | 5.2105 | 4.4187 | 1.0988e-05
3840 | 2.4702e-05 | 9.3795e-05 | 0 | 3.2041 | 3.346 | 3.0192 | 4.8546 | 5.2105 | 4.4187 | 9.4183e-06
3841 | 3.2618e-05 | 9.7812e-05 | 0 | 3.1837 | 3.346 | 3.0192 | 4.8049 | 5.2105 | 4.4187 | 9.4183e-06
3842 | 3.8443e-05 | 0.00010019 | 0 | 3.1342 | 3.3474 | 3.0192 | 4.6862 | 5.2139 | 4.4187 | 2.6685e-05
3843 | 4.1619e-05 | 0.00010122 | 0.00049858 | 3.1181 | 3.3474 | 3.0192 | 4.648 | 5.2139 | 4.4187 | 9.4183e-06
3844 | 4.355e-05 | 0.00010174 | 0.0050966 | 3.1435 | 3.3487 | 3.0192 | 4.7084 | 5.2173 | 4.4187 | 0
3845 | 6.3147e-05 | 0.00010751 | 0.015844 | 3.2459 | 3.3487 | 3.0192 | 4.9572 | 5.2173 | 4.4187 | 6.9067e-05
3846 | 4.6973e-05 | 0.00010249 | 0.02792 | 3.3752 | 3.35 | 3.0192 | 5.2859 | 5.2207 | 4.4187 | 2.1976e-05
3847 | 7.3065e-05 | 0.00011035 | 0.042767 | 3.4791 | 3.3514 | 3.0192 | 5.5626 | 5.2242 | 4.4187 | 0.00045208
3848 | 2.1376e-05 | 9.4456e-05 | 0.049747 | 3.561 | 3.3514 | 3.0192 | 5.7888 | 5.2242 | 4.4187 | 0.000653
3849 | 1.4459e-05 | 9.0849e-05 | 0.050744 | 3.6327 | 3.3527 | 3.0192 | 5.9933 | 5.2276 | 4.4187 | 1.4127e-05
3850 | 2.228e-05 | 9.2174e-05 | 0.053957 | 3.6721 | 3.3527 | 3.0192 | 6.1081 | 5.2276 | 4.4187 | 6.1219e-05
3851 | 2.3951e-05 | 9.3836e-05 | 0.064095 | 3.7752 | 3.354 | 3.0192 | 6.4179 | 5.231 | 4.4187 | 0.00010517
3852 | 2.1198e-05 | 8.8818e-05 | 0.059275 | 3.7887 | 3.354 | 3.0192 | 6.4595 | 5.231 | 4.4187 | 0.00011459
3853 | 2.3903e-05 | 8.6318e-05 | 0.05994 | 3.804 | 3.354 | 3.0192 | 6.507 | 5.231 | 4.4187 | 0.00012244
3854 | 2.0385e-05 | 8.4586e-05 | 0.055951 | 3.8489 | 3.3553 | 3.0192 | 6.6481 | 5.2345 | 4.4187 | 0.00011302
3855 | 1.4458e-05 | 8.027e-05 | 0.04249 | 3.804 | 3.3553 | 3.0192 | 6.507 | 5.2345 | 4.4187 | 0.00036417
3856 | 1.1049e-05 | 7.9974e-05 | 0.03972 | 3.7718 | 3.3553 | 3.0192 | 6.4076 | 5.2345 | 4.4187 | 0.00020249
3857 | 1.2071e-05 | 8.3656e-05 | 0.028751 | 3.6833 | 3.3567 | 3.0192 | 6.141 | 5.2379 | 4.4187 | 8.3195e-05
3858 | 1.0376e-05 | 8.4244e-05 | 0.015234 | 3.6034 | 3.3567 | 3.0192 | 5.9089 | 5.2379 | 4.4187 | 1.4127e-05
3859 | 1.1149e-05 | 8.4111e-05 | 0.0045426 | 3.5021 | 3.3567 | 3.0192 | 5.6254 | 5.2379 | 4.4187 | 2.5115e-05
3860 | 2.7448e-05 | 9.0726e-05 | 0.00055397 | 3.3846 | 3.3567 | 3.0192 | 5.3106 | 5.2379 | 4.4187 | 0.00016482
3861 | 2.1023e-05 | 8.3939e-05 | 0 | 3.2836 | 3.3567 | 3.0192 | 5.0515 | 5.2379 | 4.4187 | 0.00018366
3862 | 9.3575e-06 | 8.3985e-05 | 0 | 3.2459 | 3.3567 | 3.0192 | 4.9572 | 5.2379 | 4.4187 | 0.00014755
3863 | 6.9684e-06 | 8.639e-05 | 0 | 3.2138 | 3.3567 | 3.0192 | 4.8784 | 5.2379 | 4.4187 | 3.9243e-05
3864 | 7.9049e-06 | 8.8312e-05 | 0 | 3.1729 | 3.3567 | 3.0192 | 4.7789 | 5.2379 | 4.4187 | 5.1801e-05
3865 | 7.485e-06 | 8.9602e-05 | 0 | 3.1611 | 3.3553 | 3.0192 | 4.7505 | 5.2345 | 4.4187 | 0
3866 | 7.8815e-06 | 9.0252e-05 | 0 | 3.1215 | 3.3593 | 3.0192 | 4.6561 | 5.2448 | 4.4187 | 0
3867 | 9.9875e-06 | 8.8407e-05 | 0.00060937 | 3.0975 | 3.3593 | 3.0192 | 4.5997 | 5.2448 | 4.4187 | 1.0988e-05
3868 | 1.4806e-05 | 8.9678e-05 | 0.0057613 | 3.1226 | 3.3593 | 3.0192 | 4.6588 | 5.2448 | 4.4187 | 9.4183e-06
3869 | 1.9298e-05 | 8.57e-05 | 0.015234 | 3.2236 | 3.3607 | 3.0192 | 4.9024 | 5.2483 | 4.4187 | 1.5697e-05
3870 | 2.306e-05 | 8.5099e-05 | 0.029139 | 3.3604 | 3.3607 | 3.0192 | 5.2477 | 5.2483 | 4.4187 | 1.4127e-05
3871 | 4.697e-05 | 8.721e-05 | 0.043376 | 3.4992 | 3.3633 | 3.0192 | 5.6174 | 5.2552 | 4.4187 | 0.00050388
3872 | 2.4354e-05 | 8.7421e-05 | 0.055951 | 3.5805 | 3.3633 | 3.0192 | 5.8439 | 5.2552 | 4.4187 | 0.00011145
3873 | 1.8425e-05 | 8.8367e-05 | 0.064704 | 3.6531 | 3.3633 | 3.0192 | 6.0525 | 5.2552 | 4.4187 | 5.8079e-05
3874 | 9.5622e-06 | 8.5679e-05 | 0.072294 | 3.7369 | 3.3647 | 3.0192 | 6.3012 | 5.2587 | 4.4187 | 5.8079e-05
3875 | 1.7157e-05 | 9.0926e-05 | 0.06415 | 3.7768 | 3.3647 | 3.0192 | 6.4231 | 5.2587 | 4.4187 | 5.9649e-05
3876 | 2.0728e-05 | 8.8252e-05 | 0.075119 | 3.8315 | 3.3647 | 3.0192 | 6.5931 | 5.2587 | 4.4187 | 0.00018523
3877 | 2.8627e-05 | 8.7507e-05 | 0.067308 | 3.8665 | 3.3674 | 3.0192 | 6.704 | 5.2656 | 4.4187 | 6.7498e-05
3878 | 2.053e-05 | 8.4459e-05 | 0.053182 | 3.8367 | 3.3674 | 3.0192 | 6.6095 | 5.2656 | 4.4187 | 7.3777e-05
3879 | 1.6026e-05 | 8.053e-05 | 0.044927 | 3.8229 | 3.3674 | 3.0192 | 6.5659 | 5.2656 | 4.4187 | 5.8079e-05
3880 | 1.1583e-05 | 7.9771e-05 | 0.036839 | 3.7904 | 3.3674 | 3.0192 | 6.4648 | 5.2656 | 4.4187 | 6.9067e-05
3881 | 2.3785e-05 | 8.6799e-05 | 0.026148 | 3.7501 | 3.3674 | 3.0192 | 6.3413 | 5.2656 | 4.4187 | 7.5346e-05
3882 | 9.1292e-06 | 8.352e-05 | 0.011633 | 3.6849 | 3.3674 | 3.0192 | 6.1458 | 5.2656 | 4.4187 | 0.0001711
3883 | 1.1747e-05 | 8.3663e-05 | 0.0032684 | 3.5927 | 3.3674 | 3.0192 | 5.8784 | 5.2656 | 4.4187 | 0.00025272
3884 | 2.0551e-05 | 8.8262e-05 | 0.00034623 | 3.5094 | 3.3674 | 3.0192 | 5.6453 | 5.2656 | 4.4187 | 0.00016325
3885 | 1.8282e-05 | 8.2188e-05 | 0 | 3.455 | 3.3674 | 3.0192 | 5.4974 | 5.2656 | 4.4187 | 0.0003265
3886 | 7.1972e-06 | 8.2356e-05 | 0 | 3.3671 | 3.3674 | 3.0192 | 5.265 | 5.2656 | 4.4187 | 0
3887 | 5.8817e-06 | 8.2864e-05 | 0 | 3.3235 | 3.3687 | 3.0192 | 5.1527 | 5.2691 | 4.4187 | 1.4127e-05
3888 | 8.6002e-06 | 8.4077e-05 | 0 | 3.2938 | 3.3687 | 3.0192 | 5.0772 | 5.2691 | 4.4187 | 1.0988e-05
3889 | 1.1579e-05 | 8.3685e-05 | 0 | 3.2811 | 3.3687 | 3.0192 | 5.0451 | 5.2691 | 4.4187 | 0
3890 | 1.8536e-05 | 8.2926e-05 | 0 | 3.2571 | 3.37 | 3.0192 | 4.9851 | 5.2726 | 4.4187 | 1.0988e-05
3891 | 2.8625e-05 | 8.4822e-05 | 0.00027699 | 3.2359 | 3.3714 | 3.0192 | 4.9327 | 5.2761 | 4.4187 | 1.7267e-05
3892 | 3.6294e-05 | 8.7184e-05 | 0.0037116 | 3.2546 | 3.3714 | 3.0192 | 4.9789 | 5.2761 | 4.4187 | 1.4127e-05
3893 | 3.814e-05 | 8.839e-05 | 0.010304 | 3.3222 | 3.3741 | 3.0192 | 5.1494 | 5.2831 | 4.4187 | 1.4127e-05
3894 | 4.121e-05 | 8.9358e-05 | 0.022491 | 3.4215 | 3.3741 | 3.0192 | 5.4079 | 5.2831 | 4.4187 | 2.9825e-05
3895 | 4.9185e-05 | 8.9938e-05 | 0.030192 | 3.5108 | 3.3754 | 3.0192 | 5.6493 | 5.2866 | 4.4187 | 0.00059649
3896 | 1.9358e-05 | 7.6207e-05 | 0.041548 | 3.5685 | 3.3754 | 3.0192 | 5.8099 | 5.2866 | 4.4187 | 5.1801e-05
3897 | 8.9843e-06 | 7.9259e-05 | 0.048639 | 3.6157 | 3.3768 | 3.0192 | 5.9442 | 5.2901 | 4.4187 | 7.8486e-05
3898 | 7.0475e-06 | 8.2438e-05 | 0.059885 | 3.7123 | 3.3781 | 3.0192 | 6.2274 | 5.2937 | 4.4187 | 3.9243e-05
3899 | 1.8876e-05 | 8.8445e-05 | 0.058721 | 3.7668 | 3.3768 | 3.0192 | 6.3922 | 5.2901 | 4.4187 | 8.0056e-05
3900 | 2.6714e-05 | 8.9438e-05 | 0.058223 | 3.7904 | 3.3781 | 3.0192 | 6.4648 | 5.2937 | 4.4187 | 0.00023389
3901 | 2.5808e-05 | 8.6467e-05 | 0.054179 | 3.7989 | 3.3795 | 3.0192 | 6.4911 | 5.2972 | 4.4187 | 2.8255e-05
3902 | 2.1129e-05 | 8.4539e-05 | 0.046368 | 3.816 | 3.3795 | 3.0192 | 6.5444 | 5.2972 | 4.4187 | 0.00010674
3903 | 1.5766e-05 | 8.0291e-05 | 0.040052 | 3.8023 | 3.3795 | 3.0192 | 6.5017 | 5.2972 | 4.4187 | 5.494e-05
3904 | 1.3572e-05 | 7.9857e-05 | 0.036618 | 3.7701 | 3.3795 | 3.0192 | 6.4024 | 5.2972 | 4.4187 | 6.1219e-05
3905 | 2.6575e-05 | 8.7328e-05 | 0.023045 | 3.7042 | 3.3795 | 3.0192 | 6.2032 | 5.2972 | 4.4187 | 6.5928e-05
3906 | 1.4152e-05 | 8.4774e-05 | 0.013129 | 3.6421 | 3.3808 | 3.0192 | 6.0205 | 5.3007 | 4.4187 | 0.00028412
3907 | 1.1489e-05 | 8.3897e-05 | 0.004044 | 3.5328 | 3.3808 | 3.0192 | 5.71 | 5.3007 | 4.4187 | 0.00029197
3908 | 2.1499e-05 | 8.8062e-05 | 0.00055397 | 3.4508 | 3.3808 | 3.0192 | 5.486 | 5.3007 | 4.4187 | 0.00022761
3909 | 2.2261e-05 | 8.4602e-05 | 0 | 3.3644 | 3.3822 | 3.0192 | 5.258 | 5.3043 | 4.4187 | 0.0001868
3910 | 1.3521e-05 | 8.3208e-05 | 0 | 3.3118 | 3.3822 | 3.0192 | 5.1229 | 5.3043 | 4.4187 | 0
3911 | 1.3594e-05 | 8.2416e-05 | 0 | 3.3105 | 3.3822 | 3.0192 | 5.1196 | 5.3043 | 4.4187 | 0
3912 | 2.0298e-05 | 8.2886e-05 | 0 | 3.2811 | 3.3822 | 3.0192 | 5.0451 | 5.3043 | 4.4187 | 1.2558e-05
3913 | 3.243e-05 | 8.6616e-05 | 0 | 3.2571 | 3.3835 | 3.0192 | 4.9851 | 5.3078 | 4.4187 | 1.5697e-05
3914 | 4.285e-05 | 8.9296e-05 | 0 | 3.2359 | 3.3835 | 3.0192 | 4.9327 | 5.3078 | 4.4187 | 0
3915 | 5.1598e-05 | 9.243e-05 | 0.00044318 | 3.2335 | 3.3835 | 3.0192 | 4.9266 | 5.3078 | 4.4187 | 0
3916 | 5.4151e-05 | 9.3233e-05 | 0.0033238 | 3.2372 | 3.3849 | 3.0192 | 4.9358 | 5.3113 | 4.4187 | 0
3917 | 5.058e-05 | 9.1993e-05 | 0.0095838 | 3.308 | 3.3862 | 3.0192 | 5.113 | 5.3149 | 4.4187 | 0
3918 | 6.134e-05 | 9.5252e-05 | 0.022713 | 3.4382 | 3.3876 | 3.0192 | 5.4522 | 5.3184 | 4.4187 | 1.5697e-05
3919 | 3.281e-05 | 8.4621e-05 | 0.030579 | 3.5152 | 3.3876 | 3.0192 | 5.6613 | 5.3184 | 4.4187 | 0.0004458
3920 | 1.3129e-05 | 7.8768e-05 | 0.039498 | 3.5851 | 3.3876 | 3.0192 | 5.8568 | 5.3184 | 4.4187 | 8.1625e-05
3921 | 1.1971e-05 | 7.9137e-05 | 0.047586 | 3.6141 | 3.3876 | 3.0192 | 5.9397 | 5.3184 | 4.4187 | 8.6334e-05
3922 | 1.0432e-05 | 7.7958e-05 | 0.065978 | 3.6945 | 3.3889 | 3.0192 | 6.1743 | 5.322 | 4.4187 | 5.1801e-05
3923 | 1.5831e-05 | 8.293e-05 | 0.066422 | 3.7107 | 3.3917 | 3.0192 | 6.2225 | 5.3291 | 4.4187 | 5.494e-05
3924 | 2.7485e-05 | 8.3604e-05 | 0.070853 | 3.8091 | 3.3917 | 3.0192 | 6.5229 | 5.3291 | 4.4187 | 0.00016325
3925 | 2.5786e-05 | 8.4721e-05 | 0.069358 | 3.816 | 3.3917 | 3.0192 | 6.5444 | 5.3291 | 4.4187 | 5.337e-05
3926 | 2.2305e-05 | 8.3201e-05 | 0.063042 | 3.8194 | 3.3917 | 3.0192 | 6.5551 | 5.3291 | 4.4187 | 6.7498e-05
3927 | 1.6757e-05 | 7.998e-05 | 0.043819 | 3.7139 | 3.3917 | 3.0192 | 6.2323 | 5.3291 | 4.4187 | 5.651e-05
3928 | 3.0782e-05 | 8.463e-05 | 0.041382 | 3.7319 | 3.3903 | 3.0192 | 6.2863 | 5.3255 | 4.4187 | 3.4534e-05
3929 | 1.2057e-05 | 8.271e-05 | 0.030524 | 3.6753 | 3.3903 | 3.0192 | 6.1175 | 5.3255 | 4.4187 | 6.5928e-05
3930 | 8.7287e-06 | 8.3127e-05 | 0.016287 | 3.6018 | 3.3889 | 3.0192 | 5.9045 | 5.322 | 4.4187 | 0.00019778
3931 | 1.4603e-05 | 8.4263e-05 | 0.0054289 | 3.5166 | 3.3889 | 3.0192 | 5.6653 | 5.322 | 4.4187 | 0.00018994
3932 | 2.4734e-05 | 8.93e-05 | 0.00066477 | 3.434 | 3.3889 | 3.0192 | 5.4411 | 5.322 | 4.4187 | 0.00019308
3933 | 3.1411e-05 | 8.7721e-05 | 0 | 3.3353 | 3.3889 | 3.0192 | 5.1828 | 5.322 | 4.4187 | 0.00029354
3934 | 2.6029e-05 | 8.5215e-05 | 0 | 3.2912 | 3.3889 | 3.0192 | 5.0708 | 5.322 | 4.4187 | 2.9825e-05
3935 | 2.3395e-05 | 8.4893e-05 | 0 | 3.2471 | 3.3903 | 3.0192 | 4.9603 | 5.3255 | 4.4187 | 0
3936 | 3.5836e-05 | 8.8369e-05 | 0 | 3.2212 | 3.3903 | 3.0192 | 4.8963 | 5.3255 | 4.4187 | 0
3937 | 4.3838e-05 | 8.9716e-05 | 0 | 3.1945 | 3.3917 | 3.0192 | 4.8311 | 5.3291 | 4.4187 | 1.2558e-05
3938 | 4.6144e-05 | 9.0787e-05 | 0 | 3.1482 | 3.3917 | 3.0192 | 4.7195 | 5.3291 | 4.4187 | 0
3939 | 5.1746e-05 | 9.2254e-05 | 0.00044318 | 3.1423 | 3.393 | 3.0192 | 4.7056 | 5.3327 | 4.4187 | 1.2558e-05
3940 | 5.5283e-05 | 9.3261e-05 | 0.0036562 | 3.1789 | 3.393 | 3.0192 | 4.7933 | 5.3327 | 4.4187 | 1.5697e-05
3941 | 5.2245e-05 | 9.2152e-05 | 0.0118 | 3.2187 | 3.3944 | 3.0192 | 4.8903 | 5.3363 | 4.4187 | 1.0988e-05
3942 | 6.3365e-05 | 9.5939e-05 | 0.025926 | 3.2938 | 3.3957 | 3.0192 | 5.0772 | 5.3398 | 4.4187 | 1.0988e-05
3943 | 4.1812e-05 | 8.7364e-05 | 0.032629 | 3.3846 | 3.3957 | 3.0192 | 5.3106 | 5.3398 | 4.4187 | 0.00057295
3944 | 2.6833e-05 | 7.8791e-05 | 0.029859 | 3.3604 | 3.3957 | 3.0192 | 5.2477 | 5.3398 | 4.4187 | 6.1219e-05
3945 | 1.845e-05 | 7.9468e-05 | 0.045426 | 3.4215 | 3.3957 | 3.0192 | 5.4079 | 5.3398 | 4.4187 | 9.1044e-05
3946 | 1.0484e-05 | 8.1458e-05 | 0.062599 | 3.5298 | 3.3985 | 3.0192 | 5.7018 | 5.347 | 4.4187 | 2.8255e-05
3947 | 1.6504e-05 | 8.5779e-05 | 0.047531 | 3.5775 | 3.3985 | 3.0192 | 5.8354 | 5.347 | 4.4187 | 4.7091e-05
3948 | 2.3748e-05 | 8.5656e-05 | 0.059608 | 3.6064 | 3.3985 | 3.0192 | 5.9177 | 5.347 | 4.4187 | 0.00023546
3949 | 2.7015e-05 | 8.4849e-05 | 0.065868 | 3.6281 | 3.3998 | 3.0192 | 5.9798 | 5.3506 | 4.4187 | 0.0001036
3950 | 2.2407e-05 | 8.2947e-05 | 0.049359 | 3.6374 | 3.3971 | 3.0192 | 6.0069 | 5.3434 | 4.4187 | 4.0813e-05
3951 | 2.411e-05 | 8.1247e-05 | 0.0544 | 3.6642 | 3.3971 | 3.0192 | 6.0848 | 5.3434 | 4.4187 | 9.2613e-05
3952 | 1.35e-05 | 7.819e-05 | 0.035177 | 3.6003 | 3.3971 | 3.0192 | 5.9002 | 5.3434 | 4.4187 | 5.494e-05
3953 | 1.1485e-05 | 8.0875e-05 | 0.024818 | 3.5851 | 3.3971 | 3.0192 | 5.8568 | 5.3434 | 4.4187 | 0.00010831
3954 | 9.3408e-06 | 8.1656e-05 | 0.013849 | 3.5196 | 3.3971 | 3.0192 | 5.6734 | 5.3434 | 4.4187 | 0.00016639
3955 | 1.4837e-05 | 8.5204e-05 | 0.0046534 | 3.4649 | 3.3971 | 3.0192 | 5.524 | 5.3434 | 4.4187 | 0.00023703
3956 | 3.7685e-05 | 9.2711e-05 | 0.00044318 | 3.3887 | 3.3971 | 3.0192 | 5.3212 | 5.3434 | 4.4187 | 0.00020406
3957 | 2.0942e-05 | 8.2902e-05 | 0 | 3.3287 | 3.3971 | 3.0192 | 5.166 | 5.3434 | 4.4187 | 8.1625e-05
3958 | 1.4e-05 | 8.0641e-05 | 0 | 3.2608 | 3.3971 | 3.0192 | 4.9945 | 5.3434 | 4.4187 | 0
3959 | 1.4169e-05 | 8.1592e-05 | 0 | 3.22 | 3.3971 | 3.0192 | 4.8933 | 5.3434 | 4.4187 | 2.6685e-05
3960 | 2.0391e-05 | 8.2171e-05 | 0 | 3.1945 | 3.3985 | 3.0192 | 4.8311 | 5.347 | 4.4187 | 0
3961 | 2.8796e-05 | 8.5001e-05 | 0 | 3.1813 | 3.3971 | 3.0192 | 4.7991 | 5.3434 | 4.4187 | 0
3962 | 3.4473e-05 | 8.6633e-05 | 0 | 3.1753 | 3.3971 | 3.0192 | 4.7847 | 5.3434 | 4.4187 | 0
3963 | 3.7874e-05 | 8.805e-05 | 0.00049858 | 3.1552 | 3.3971 | 3.0192 | 4.7363 | 5.3434 | 4.4187 | 0
3964 | 4.3533e-05 | 8.9414e-05 | 0.0050966 | 3.1873 | 3.3971 | 3.0192 | 4.8136 | 5.3434 | 4.4187 | 2.9825e-05
3965 | 4.4623e-05 | 8.9978e-05 | 0.013074 | 3.2964 | 3.3985 | 3.0192 | 5.0837 | 5.347 | 4.4187 | 9.4183e-06
3966 | 5.9091e-05 | 9.4211e-05 | 0.020109 | 3.3711 | 3.3985 | 3.0192 | 5.2754 | 5.347 | 4.4187 | 1.5697e-05
3967 | 4.1068e-05 | 8.7428e-05 | 0.037781 | 3.4748 | 3.3985 | 3.0192 | 5.5509 | 5.347 | 4.4187 | 0.0005337
3968 | 2.1683e-05 | 7.8015e-05 | 0.044429 | 3.564 | 3.3985 | 3.0192 | 5.7972 | 5.347 | 4.4187 | 0.00047719
3969 | 1.047e-05 | 7.7198e-05 | 0.050135 | 3.6265 | 3.3985 | 3.0192 | 5.9753 | 5.347 | 4.4187 | 0.00012558
3970 | 1.2318e-05 | 8.2481e-05 | 0.054234 | 3.7107 | 3.3985 | 3.0192 | 6.2225 | 5.347 | 4.4187 | 0.00016011
3971 | 1.9457e-05 | 8.6863e-05 | 0.059995 | 3.7518 | 3.3985 | 3.0192 | 6.3464 | 5.347 | 4.4187 | 5.8079e-05
3972 | 1.9006e-05 | 8.4197e-05 | 0.05573 | 3.787 | 3.3998 | 3.0192 | 6.4543 | 5.3506 | 4.4187 | 0.00010046
3973 | 2.4276e-05 | 8.3541e-05 | 0.049027 | 3.8806 | 3.3998 | 3.0192 | 6.7494 | 5.3506 | 4.4187 | 6.2789e-05
3974 | 3.0075e-05 | 8.4953e-05 | 0.041825 | 3.8735 | 3.3985 | 3.0192 | 6.7266 | 5.347 | 4.4187 | 9.1044e-05
3975 | 1.5837e-05 | 7.8502e-05 | 0.046589 | 3.9003 | 3.3985 | 3.0192 | 6.8128 | 5.347 | 4.4187 | 0.00028569
3976 | 1.3881e-05 | 7.8013e-05 | 0.041825 | 3.9274 | 3.3971 | 3.0192 | 6.9013 | 5.3434 | 4.4187 | 0.00023389
3977 | 8.7008e-06 | 8.0018e-05 | 0.027754 | 3.8753 | 3.3957 | 3.0192 | 6.7323 | 5.3398 | 4.4187 | 3.6103e-05
3978 | 1.6505e-05 | 8.385e-05 | 0.01601 | 3.8023 | 3.3957 | 3.0192 | 6.5017 | 5.3398 | 4.4187 | 0
3979 | 1.5003e-05 | 8.3681e-05 | 0.0048196 | 3.6817 | 3.3957 | 3.0192 | 6.1363 | 5.3398 | 4.4187 | 4.0813e-05
3980 | 1.7981e-05 | 8.6874e-05 | 0.00055397 | 3.5655 | 3.3957 | 3.0192 | 5.8014 | 5.3398 | 4.4187 | 0.00017424
3981 | 2.7974e-05 | 8.6143e-05 | 0 | 3.4536 | 3.3957 | 3.0192 | 5.4936 | 5.3398 | 4.4187 | 0.00017267
3982 | 1.1831e-05 | 8.1113e-05 | 0 | 3.3859 | 3.3957 | 3.0192 | 5.3141 | 5.3398 | 4.4187 | 0.00027627
3983 | 1.2397e-05 | 8.1242e-05 | 0 | 3.3432 | 3.3957 | 3.0192 | 5.2031 | 5.3398 | 4.4187 | 0
3984 | 1.7657e-05 | 8.0491e-05 | 0 | 3.3002 | 3.3957 | 3.0192 | 5.0934 | 5.3398 | 4.4187 | 1.7267e-05
3985 | 2.1399e-05 | 8.289e-05 | 0 | 3.2722 | 3.3957 | 3.0192 | 5.0228 | 5.3398 | 4.4187 | 0
3986 | 2.4874e-05 | 8.341e-05 | 0 | 3.22 | 3.3957 | 3.0192 | 4.8933 | 5.3398 | 4.4187 | 4.5522e-05
3987 | 2.9419e-05 | 8.5273e-05 | 0.00055397 | 3.1885 | 3.3971 | 3.0192 | 4.8165 | 5.3434 | 4.4187 | 2.1976e-05
3988 | 3.5122e-05 | 8.6704e-05 | 0.0040994 | 3.1921 | 3.3971 | 3.0192 | 4.8252 | 5.3434 | 4.4187 | 0
3989 | 5.1048e-05 | 9.1763e-05 | 0.012298 | 3.2989 | 3.3971 | 3.0192 | 5.0902 | 5.3434 | 4.4187 | 1.5697e-05
3990 | 4.3688e-05 | 8.9495e-05 | 0.023655 | 3.3887 | 3.3985 | 3.0192 | 5.3212 | 5.347 | 4.4187 | 5.0231e-05
3991 | 4.8342e-05 | 8.9328e-05 | 0.038834 | 3.4992 | 3.3985 | 3.0192 | 5.6174 | 5.347 | 4.4187 | 0.00061062
3992 | 3.048e-05 | 8.3631e-05 | 0.046257 | 3.5836 | 3.3985 | 3.0192 | 5.8525 | 5.347 | 4.4187 | 0.00059021
3993 | 1.8792e-05 | 8.0887e-05 | 0.050245 | 3.6626 | 3.3985 | 3.0192 | 6.0802 | 5.347 | 4.4187 | 3.9243e-05
3994 | 1.5696e-05 | 7.912e-05 | 0.06066 | 3.6753 | 3.3998 | 3.0192 | 6.1175 | 5.3506 | 4.4187 | 8.7904e-05
3995 | 2.1154e-05 | 8.4575e-05 | 0.071795 | 3.7568 | 3.3998 | 3.0192 | 6.3616 | 5.3506 | 4.4187 | 7.2207e-05
3996 | 2.1189e-05 | 8.3253e-05 | 0.067751 | 3.7802 | 3.3998 | 3.0192 | 6.4334 | 5.3506 | 4.4187 | 0.0001193
3997 | 2.2105e-05 | 8.2615e-05 | 0.068028 | 3.8524 | 3.3998 | 3.0192 | 6.6592 | 5.3506 | 4.4187 | 7.8486e-05
3998 | 2.1154e-05 | 8.2559e-05 | 0.054289 | 3.8402 | 3.3998 | 3.0192 | 6.6204 | 5.3506 | 4.4187 | 4.8661e-05
3999 | 3.2412e-05 | 8.4648e-05 | 0.044207 | 3.8524 | 3.3998 | 3.0192 | 6.6592 | 5.3506 | 4.4187 | 0.00019778
4000 | 1.1686e-05 | 7.604e-05 | 0.036784 | 3.8211 | 3.3985 | 3.0192 | 6.5605 | 5.347 | 4.4187 | 0.00021191
4001 | 9.2408e-06 | 7.599e-05 | 0.031798 | 3.8057 | 3.3985 | 3.0192 | 6.5123 | 5.347 | 4.4187 | 3.6103e-05
4002 | 1.1152e-05 | 7.941e-05 | 0.017395 | 3.7369 | 3.3985 | 3.0192 | 6.3012 | 5.347 | 4.4187 | 1.8837e-05
4003 | 1.291e-05 | 8.5923e-05 | 0.0056505 | 3.6468 | 3.3985 | 3.0192 | 6.0341 | 5.347 | 4.4187 | 3.4534e-05
4004 | 2.19e-05 | 8.3153e-05 | 0.00060937 | 3.4834 | 3.3985 | 3.0192 | 5.5742 | 5.347 | 4.4187 | 0.0001868
4005 | 2.5506e-05 | 8.3959e-05 | 0 | 3.3591 | 3.3985 | 3.0192 | 5.2442 | 5.347 | 4.4187 | 0.00020092
4006 | 1.0717e-05 | 7.9637e-05 | 0 | 3.2964 | 3.3998 | 3.0192 | 5.0837 | 5.3506 | 4.4187 | 0.00020877
4007 | 1.2068e-05 | 7.9896e-05 | 0 | 3.2359 | 3.4012 | 3.0192 | 4.9327 | 5.3542 | 4.4187 | 2.1976e-05
4008 | 2.0999e-05 | 8.2621e-05 | 0 | 3.2114 | 3.4012 | 3.0192 | 4.8724 | 5.3542 | 4.4187 | 0
4009 | 3.1092e-05 | 8.5686e-05 | 0 | 3.2005 | 3.4012 | 3.0192 | 4.8457 | 5.3542 | 4.4187 | 1.2558e-05
4010 | 3.7318e-05 | 8.6516e-05 | 0 | 3.1753 | 3.4012 | 3.0192 | 4.7847 | 5.3542 | 4.4187 | 0
4011 | 4.3138e-05 | 8.8646e-05 | 0.00055397 | 3.1517 | 3.4012 | 3.0192 | 4.7279 | 5.3542 | 4.4187 | 0
4012 | 4.6236e-05 | 8.9032e-05 | 0.0045426 | 3.1658 | 3.4026 | 3.0192 | 4.7618 | 5.3578 | 4.4187 | 1.2558e-05
4013 | 5.4843e-05 | 9.2669e-05 | 0.014071 | 3.2836 | 3.4039 | 3.0192 | 5.0515 | 5.3614 | 4.4187 | 1.5697e-05
4014 | 3.7804e-05 | 8.753e-05 | 0.026369 | 3.4146 | 3.4053 | 3.0192 | 5.3896 | 5.365 | 4.4187 | 1.2558e-05
4015 | 2.2209e-05 | 8.1795e-05 | 0.04177 | 3.5565 | 3.4067 | 3.0192 | 5.7762 | 5.3687 | 4.4187 | 0.00057923
4016 | 9.9728e-06 | 7.7743e-05 | 0.051187 | 3.6578 | 3.4067 | 3.0192 | 6.0663 | 5.3687 | 4.4187 | 3.1394e-05
4017 | 4.2263e-06 | 7.6001e-05 | 0.063208 | 3.7418 | 3.4067 | 3.0192 | 6.3162 | 5.3687 | 4.4187 | 5.337e-05
4018 | 3.7998e-06 | 7.5033e-05 | 0.065314 | 3.8125 | 3.4067 | 3.0192 | 6.5336 | 5.3687 | 4.4187 | 6.1219e-05
4019 | 8.0577e-06 | 7.8366e-05 | 0.072127 | 3.8577 | 3.4067 | 3.0192 | 6.6759 | 5.3687 | 4.4187 | 5.337e-05
4020 | 9.4289e-06 | 7.8833e-05 | 0.053237 | 3.8665 | 3.4081 | 3.0192 | 6.704 | 5.3723 | 4.4187 | 0.00015383
4021 | 1.5404e-05 | 8.0299e-05 | 0.06138 | 3.9039 | 3.4094 | 3.0192 | 6.8245 | 5.3759 | 4.4187 | 0.00010988
4022 | 7.5484e-06 | 7.7744e-05 | 0.060716 | 3.9642 | 3.4081 | 3.0192 | 7.0229 | 5.3723 | 4.4187 | 0.00014284
4023 | 7.7394e-06 | 7.5887e-05 | 0.04526 | 3.9329 | 3.4081 | 3.0192 | 6.9193 | 5.3723 | 4.4187 | 5.9649e-05
4024 | 6.9595e-06 | 7.5255e-05 | 0.042102 | 3.9586 | 3.4081 | 3.0192 | 7.0044 | 5.3723 | 4.4187 | 3.6103e-05
4025 | 2.0028e-05 | 8.1768e-05 | 0.026258 | 3.8967 | 3.4081 | 3.0192 | 6.8012 | 5.3723 | 4.4187 | 0.00010203
4026 | 1.6148e-05 | 8.2517e-05 | 0.012409 | 3.8246 | 3.4081 | 3.0192 | 6.5713 | 5.3723 | 4.4187 | 0.00021819
4027 | 1.7474e-05 | 8.6961e-05 | 0.0039886 | 3.7418 | 3.4081 | 3.0192 | 6.3162 | 5.3723 | 4.4187 | 0.00020406
4028 | 9.1888e-06 | 8.0582e-05 | 0.00060937 | 3.5745 | 3.4081 | 3.0192 | 5.8268 | 5.3723 | 4.4187 | 0.00010988
4029 | 1.0328e-05 | 7.9107e-05 | 0 | 3.4848 | 3.4081 | 3.0192 | 5.5781 | 5.3723 | 4.4187 | 0.0002904
4030 | 4.2373e-06 | 7.7374e-05 | 0 | 3.4635 | 3.4081 | 3.0192 | 5.5202 | 5.3723 | 4.4187 | 0
4031 | 2.1794e-06 | 7.7435e-05 | 0 | 3.4105 | 3.4081 | 3.0192 | 5.3787 | 5.3723 | 4.4187 | 0
4032 | 3.4427e-06 | 7.6873e-05 | 0 | 3.3578 | 3.4081 | 3.0192 | 5.2408 | 5.3723 | 4.4187 | 0
4033 | 3.1187e-06 | 7.7656e-05 | 0 | 3.3209 | 3.4094 | 3.0192 | 5.146 | 5.3759 | 4.4187 | 1.5697e-05
4034 | 3.7874e-06 | 7.642e-05 | 0 | 3.2583 | 3.4094 | 3.0192 | 4.9883 | 5.3759 | 4.4187 | 0
4035 | 5.3807e-06 | 7.7592e-05 | 0.00055397 | 3.2558 | 3.4108 | 3.0192 | 4.982 | 5.3795 | 4.4187 | 9.4183e-06
4036 | 6.4174e-06 | 7.6642e-05 | 0.0059829 | 3.2849 | 3.4122 | 3.0192 | 5.0547 | 5.3832 | 4.4187 | 1.2558e-05
4037 | 1.4851e-05 | 8.0577e-05 | 0.014071 | 3.4077 | 3.4136 | 3.0192 | 5.3714 | 5.3868 | 4.4187 | 1.8837e-05
4038 | 2.7737e-05 | 8.3605e-05 | 0.024042 | 3.549 | 3.4136 | 3.0192 | 5.7553 | 5.3868 | 4.4187 | 2.1976e-05
4039 | 1.8838e-05 | 8.0908e-05 | 0.033903 | 3.6785 | 3.4163 | 3.0192 | 6.1269 | 5.3941 | 4.4187 | 0.00056353
4040 | 6.3291e-06 | 7.4104e-05 | 0.049304 | 3.8023 | 3.4163 | 3.0192 | 6.5017 | 5.3941 | 4.4187 | 8.1625e-05
4041 | 7.186e-06 | 7.4075e-05 | 0.059164 | 3.9093 | 3.4163 | 3.0192 | 6.8421 | 5.3941 | 4.4187 | 0.00011302
4042 | 9.1781e-06 | 7.5981e-05 | 0.073679 | 4.0187 | 3.4177 | 3.0192 | 7.207 | 5.3978 | 4.4187 | 5.8079e-05
4043 | 1.3285e-05 | 8.1591e-05 | 0.078734 | 4.1203 | 3.4191 | 3.0192 | 7.5625 | 5.4014 | 4.4187 | 0.00011616
4044 | 2.0753e-05 | 8.2843e-05 | 0.069358 | 4.2146 | 3.4191 | 3.0192 | 7.9076 | 5.4014 | 4.4187 | 0.00027156
4045 | 2.626e-05 | 8.4023e-05 | 0.063375 | 4.2591 | 3.4191 | 3.0192 | 8.0758 | 5.4014 | 4.4187 | 5.651e-05
4046 | 2.2248e-05 | 8.2508e-05 | 0.05501 | 4.2125 | 3.4191 | 3.0192 | 7.8998 | 5.4014 | 4.4187 | 5.494e-05
4047 | 1.5033e-05 | 7.8597e-05 | 0.046866 | 4.2698 | 3.4191 | 3.0192 | 8.1169 | 5.4014 | 4.4187 | 5.8079e-05
4048 | 1.224e-05 | 7.8008e-05 | 0.027865 | 4.2146 | 3.4191 | 3.0192 | 7.9076 | 5.4014 | 4.4187 | 0.00011459
4049 | 1.7637e-05 | 8.3105e-05 | 0.017783 | 4.1063 | 3.4191 | 3.0192 | 7.5126 | 5.4014 | 4.4187 | 5.9649e-05
4050 | 2.3718e-05 | 8.6137e-05 | 0.013628 | 4.0649 | 3.4191 | 3.0192 | 7.3668 | 5.4014 | 4.4187 | 0.0001554
4051 | 2.3111e-05 | 8.6845e-05 | 0.0047642 | 3.9586 | 3.4205 | 3.0192 | 7.0044 | 5.4051 | 4.4187 | 0.0001036
4052 | 1.9631e-05 | 8.7484e-05 | 0.00066477 | 3.8298 | 3.4205 | 3.0192 | 6.5876 | 5.4051 | 4.4187 | 0.00021819
4053 | 1.5173e-05 | 8.1135e-05 | 0 | 3.6977 | 3.4205 | 3.0192 | 6.1839 | 5.4051 | 4.4187 | 0.00021191
4054 | 5.6077e-06 | 7.7636e-05 | 0 | 3.6172 | 3.4218 | 3.0192 | 5.9486 | 5.4088 | 4.4187 | 1.0988e-05
4055 | 2.0144e-06 | 7.7169e-05 | 0 | 3.5284 | 3.4218 | 3.0192 | 5.6977 | 5.4088 | 4.4187 | 1.2558e-05
4056 | 2.7805e-06 | 7.7534e-05 | 0 | 3.4508 | 3.4218 | 3.0192 | 5.486 | 5.4088 | 4.4187 | 0
4057 | 7.8208e-07 | 7.6425e-05 | 0 | 3.4119 | 3.4246 | 3.0192 | 5.3823 | 5.4161 | 4.4187 | 1.2558e-05
4058 | 8.9665e-07 | 7.6289e-05 | 0 | 3.3498 | 3.4246 | 3.0192 | 5.2202 | 5.4161 | 4.4187 | 2.9825e-05
4059 | 1.7701e-06 | 7.6315e-05 | 0.00066477 | 3.308 | 3.426 | 3.0192 | 5.113 | 5.4198 | 4.4187 | 0
4060 | 3.3804e-06 | 7.7076e-05 | 0.0059275 | 3.3144 | 3.4274 | 3.0192 | 5.1295 | 5.4235 | 4.4187 | 0
4061 | 1.8233e-05 | 8.1129e-05 | 0.018337 | 3.5225 | 3.4288 | 3.0192 | 5.6815 | 5.4272 | 4.4187 | 2.6685e-05
4062 | 1.4974e-05 | 8.0516e-05 | 0.032463 | 3.7058 | 3.4288 | 3.0192 | 6.208 | 5.4272 | 4.4187 | 4.2382e-05
4063 | 2.0386e-05 | 8.0424e-05 | 0.04803 | 3.8577 | 3.4302 | 3.0192 | 6.6759 | 5.4309 | 4.4187 | 0.00064515
4064 | 1.2272e-05 | 7.7515e-05 | 0.059331 | 3.9978 | 3.4316 | 3.0192 | 7.136 | 5.4346 | 4.4187 | 6.4358e-05
4065 | 1.0851e-05 | 7.8804e-05 | 0.071518 | 4.1004 | 3.433 | 3.0192 | 7.4915 | 5.4384 | 4.4187 | 8.9474e-05
4066 | 8.4266e-06 | 7.7017e-05 | 0.073346 | 4.1546 | 3.433 | 3.0192 | 7.6865 | 5.4384 | 4.4187 | 5.0231e-05
4067 | 1.3414e-05 | 8.1539e-05 | 0.072072 | 4.223 | 3.4343 | 3.0192 | 7.9391 | 5.4421 | 4.4187 | 0.00012401
4068 | 1.9743e-05 | 8.1729e-05 | 0.07185 | 4.2569 | 3.4357 | 3.0192 | 8.0676 | 5.4458 | 4.4187 | 0.0001868
4069 | 2.7671e-05 | 8.4044e-05 | 0.059995 | 4.3067 | 3.4371 | 3.0192 | 8.2599 | 5.4495 | 4.4187 | 5.1801e-05
4070 | 1.9784e-05 | 7.9951e-05 | 0.05368 | 4.3177 | 3.4371 | 3.0192 | 8.3029 | 5.4495 | 4.4187 | 0.00011616
4071 | 1.5399e-05 | 7.7049e-05 | 0.037449 | 4.1854 | 3.4385 | 3.0192 | 7.7993 | 5.4533 | 4.4187 | 7.3777e-05
4072 | 1.8651e-05 | 7.8708e-05 | 0.022602 | 4.1283 | 3.4385 | 3.0192 | 7.5913 | 5.4533 | 4.4187 | 1.4127e-05
4073 | 9.1815e-06 | 7.9422e-05 | 0.018392 | 4.013 | 3.4385 | 3.0192 | 7.1875 | 5.4533 | 4.4187 | 9.5753e-05
4074 | 3.5854e-05 | 8.9042e-05 | 0.010692 | 3.9475 | 3.4385 | 3.0192 | 6.9676 | 5.4533 | 4.4187 | 0.00019935
4075 | 2.0476e-05 | 8.5004e-05 | 0.0038224 | 3.8577 | 3.4399 | 3.0192 | 6.6759 | 5.457 | 4.4187 | 0.00029982
4076 | 1.8821e-05 | 8.7296e-05 | 0.00055397 | 3.7668 | 3.4399 | 3.0192 | 6.3922 | 5.457 | 4.4187 | 0.00032022
4077 | 1.7587e-05 | 8.2522e-05 | 0 | 3.6689 | 3.4413 | 3.0192 | 6.0988 | 5.4607 | 4.4187 | 0.00033278
4078 | 1.0354e-05 | 8.0078e-05 | 0 | 3.6064 | 3.4413 | 3.0192 | 5.9177 | 5.4607 | 4.4187 | 0
4079 | 8.2522e-06 | 7.8978e-05 | 0 | 3.6018 | 3.4413 | 3.0192 | 5.9045 | 5.4607 | 4.4187 | 0
4080 | 1.0278e-05 | 7.9276e-05 | 0 | 3.5866 | 3.4427 | 3.0192 | 5.8611 | 5.4645 | 4.4187 | 2.8255e-05
4081 | 1.1556e-05 | 7.9196e-05 | 0 | 3.5505 | 3.4441 | 3.0192 | 5.7595 | 5.4682 | 4.4187 | 1.0988e-05
4082 | 1.5374e-05 | 8.0665e-05 | 0 | 3.5357 | 3.4469 | 3.0192 | 5.7182 | 5.4758 | 4.4187 | 0
4083 | 2.1352e-05 | 8.2285e-05 | 0.00044318 | 3.5108 | 3.4469 | 3.0192 | 5.6493 | 5.4758 | 4.4187 | 0
4084 | 2.6354e-05 | 8.3564e-05 | 0.0026591 | 3.5166 | 3.4498 | 3.0192 | 5.6653 | 5.4833 | 4.4187 | 1.4127e-05
4085 | 4.3034e-05 | 8.8401e-05 | 0.0078664 | 3.5387 | 3.4498 | 3.0192 | 5.7264 | 5.4833 | 4.4187 | 0
4086 | 3.929e-05 | 8.7569e-05 | 0.015677 | 3.6049 | 3.4512 | 3.0192 | 5.9133 | 5.4871 | 4.4187 | 0
4087 | 2.7775e-05 | 8.2889e-05 | 0.024818 | 3.6296 | 3.4512 | 3.0192 | 5.9843 | 5.4871 | 4.4187 | 0.00052429
4088 | 1.4616e-05 | 7.7542e-05 | 0.035898 | 3.6945 | 3.4526 | 3.0192 | 6.1743 | 5.4909 | 4.4187 | 7.5346e-05
4089 | 1.0807e-05 | 7.698e-05 | 0.050467 | 3.7904 | 3.4554 | 3.0192 | 6.4648 | 5.4985 | 4.4187 | 4.5522e-05
4090 | 8.3669e-06 | 7.4719e-05 | 0.05091 | 3.8332 | 3.4582 | 3.0192 | 6.5985 | 5.5061 | 4.4187 | 7.8486e-05
4091 | 1.4898e-05 | 8.1434e-05 | 0.04814 | 3.8454 | 3.4582 | 3.0192 | 6.637 | 5.5061 | 4.4187 | 5.0231e-05
4092 | 2.3521e-05 | 8.3897e-05 | 0.052406 | 3.8931 | 3.4596 | 3.0192 | 6.7896 | 5.5099 | 4.4187 | 0.00016953
4093 | 2.4014e-05 | 8.3428e-05 | 0.053846 | 3.8913 | 3.4596 | 3.0192 | 6.7838 | 5.5099 | 4.4187 | 0.00012244
4094 | 2.3321e-05 | 8.276e-05 | 0.049913 | 3.8842 | 3.4596 | 3.0192 | 6.7608 | 5.5099 | 4.4187 | 7.2207e-05
4095 | 1.4399e-05 | 7.7694e-05 | 0.03623 | 3.8524 | 3.4596 | 3.0192 | 6.6592 | 5.5099 | 4.4187 | 9.8892e-05
4096 | 1.1721e-05 | 7.7326e-05 | 0.034734 | 3.8402 | 3.4596 | 3.0192 | 6.6204 | 5.5099 | 4.4187 | 5.9649e-05
4097 | 3.8049e-05 | 8.8865e-05 | 0.022491 | 3.7955 | 3.461 | 3.0192 | 6.4805 | 5.5137 | 4.4187 | 0.00011616
4098 | 1.2669e-05 | 8.2799e-05 | 0.013129 | 3.7501 | 3.4639 | 3.0192 | 6.3413 | 5.5214 | 4.4187 | 0.000259
4099 | 1.6029e-05 | 8.3451e-05 | 0.0048196 | 3.6657 | 3.4653 | 3.0192 | 6.0894 | 5.5252 | 4.4187 | 0.000259
4100 | 2.2127e-05 | 8.7483e-05 | 0.00060937 | 3.552 | 3.4653 | 3.0192 | 5.7637 | 5.5252 | 4.4187 | 0.00026842
4101 | 2.5428e-05 | 8.4734e-05 | 0 | 3.4592 | 3.4653 | 3.0192 | 5.5088 | 5.5252 | 4.4187 | 0.00017424
4102 | 1.6468e-05 | 8.1124e-05 | 0 | 3.4091 | 3.4653 | 3.0192 | 5.375 | 5.5252 | 4.4187 | 0
4103 | 1.7231e-05 | 8.1954e-05 | 0 | 3.3538 | 3.4653 | 3.0192 | 5.2304 | 5.5252 | 4.4187 | 1.0988e-05
4104 | 2.2698e-05 | 8.2643e-05 | 0 | 3.3432 | 3.4667 | 3.0192 | 5.2031 | 5.529 | 4.4187 | 0
4105 | 2.6597e-05 | 8.3777e-05 | 0 | 3.2811 | 3.4681 | 3.0192 | 5.0451 | 5.5329 | 4.4187 | 0
4106 | 3.1091e-05 | 8.5162e-05 | 0 | 3.2621 | 3.4681 | 3.0192 | 4.9976 | 5.5329 | 4.4187 | 0
4107 | 4.0635e-05 | 8.7722e-05 | 0.00072017 | 3.2397 | 3.4681 | 3.0192 | 4.9419 | 5.5329 | 4.4187 | 2.8255e-05
4108 | 4.6166e-05 | 8.8452e-05 | 0.0056505 | 3.2697 | 3.4681 | 3.0192 | 5.0165 | 5.5329 | 4.4187 | 2.6685e-05
4109 | 3.7825e-05 | 8.681e-05 | 0.012852 | 3.4146 | 3.471 | 3.0192 | 5.3896 | 5.5406 | 4.4187 | 4.2382e-05
4110 | 4.3564e-05 | 8.7666e-05 | 0.022048 | 3.4863 | 3.4724 | 3.0192 | 5.582 | 5.5444 | 4.4187 | 0
4111 | 3.6906e-05 | 8.5711e-05 | 0.033072 | 3.5298 | 3.4724 | 3.0192 | 5.7018 | 5.5444 | 4.4187 | 0.00054626
4112 | 3.3706e-05 | 8.1025e-05 | 0.052794 | 3.6737 | 3.4724 | 3.0192 | 6.1128 | 5.5444 | 4.4187 | 8.9474e-05
4113 | 1.2423e-05 | 7.577e-05 | 0.051021 | 3.7042 | 3.4724 | 3.0192 | 6.2032 | 5.5444 | 4.4187 | 7.0637e-05
4114 | 8.5934e-06 | 7.3998e-05 | 0.059995 | 3.7534 | 3.4738 | 3.0192 | 6.3514 | 5.5483 | 4.4187 | 9.2613e-05
4115 | 1.6622e-05 | 8.2401e-05 | 0.060328 | 3.8263 | 3.4738 | 3.0192 | 6.5768 | 5.5483 | 4.4187 | 6.5928e-05
4116 | 1.839e-05 | 8.2015e-05 | 0.064483 | 3.9021 | 3.4738 | 3.0192 | 6.8186 | 5.5483 | 4.4187 | 0.00013657
4117 | 2.4131e-05 | 8.2681e-05 | 0.06487 | 3.922 | 3.4738 | 3.0192 | 6.8834 | 5.5483 | 4.4187 | 4.7091e-05
4118 | 2.2986e-05 | 8.2164e-05 | 0.065923 | 3.9586 | 3.4738 | 3.0192 | 7.0044 | 5.5483 | 4.4187 | 9.4183e-05
4119 | 2.0143e-05 | 7.8924e-05 | 0.051963 | 3.9865 | 3.4753 | 3.0192 | 7.0979 | 5.5522 | 4.4187 | 7.3777e-05
4120 | 1.0986e-05 | 7.6663e-05 | 0.033792 | 3.8824 | 3.4753 | 3.0192 | 6.7551 | 5.5522 | 4.4187 | 4.2382e-05
4121 | 2.8587e-05 | 8.5255e-05 | 0.024596 | 3.7972 | 3.4753 | 3.0192 | 6.4858 | 5.5522 | 4.4187 | 5.8079e-05
4122 | 2.0861e-05 | 8.4097e-05 | 0.012132 | 3.7451 | 3.4738 | 3.0192 | 6.3262 | 5.5483 | 4.4187 | 0.00016482
4123 | 1.3787e-05 | 8.3522e-05 | 0.0046534 | 3.6705 | 3.4738 | 3.0192 | 6.1034 | 5.5483 | 4.4187 | 0.00021034
4124 | 1.997e-05 | 8.6003e-05 | 0.00066477 | 3.5957 | 3.4738 | 3.0192 | 5.8871 | 5.5483 | 4.4187 | 0.000135
4125 | 1.8321e-05 | 8.1828e-05 | 0 | 3.5079 | 3.4738 | 3.0192 | 5.6413 | 5.5483 | 4.4187 | 0.00025429
4126 | 8.8462e-06 | 7.7676e-05 | 0 | 3.4592 | 3.4738 | 3.0192 | 5.5088 | 5.5483 | 4.4187 | 1.4127e-05
4127 | 6.6014e-06 | 7.7976e-05 | 0 | 3.4187 | 3.4738 | 3.0192 | 5.4005 | 5.5483 | 4.4187 | 0
4128 | 8.4806e-06 | 7.8113e-05 | 0 | 3.3551 | 3.4738 | 3.0192 | 5.2339 | 5.5483 | 4.4187 | 0
4129 | 9.5126e-06 | 7.6693e-05 | 0 | 3.3235 | 3.4738 | 3.0192 | 5.1527 | 5.5483 | 4.4187 | 3.2964e-05
4130 | 1.5452e-05 | 8.0289e-05 | 0 | 3.3118 | 3.4738 | 3.0192 | 5.1229 | 5.5483 | 4.4187 | 0
4131 | 2.179e-05 | 8.0611e-05 | 0.00044318 | 3.2861 | 3.4753 | 3.0192 | 5.0579 | 5.5522 | 4.4187 | 3.4534e-05
4132 | 2.3981e-05 | 8.2361e-05 | 0.0037116 | 3.3015 | 3.4753 | 3.0192 | 5.0967 | 5.5522 | 4.4187 | 0
4133 | 4.2359e-05 | 8.7911e-05 | 0.012354 | 3.3765 | 3.4781 | 3.0192 | 5.2894 | 5.5599 | 4.4187 | 4.5522e-05
4134 | 3.0666e-05 | 8.447e-05 | 0.018558 | 3.4423 | 3.4781 | 3.0192 | 5.4634 | 5.5599 | 4.4187 | 4.0813e-05
4135 | 2.0893e-05 | 8.0894e-05 | 0.029748 | 3.521 | 3.4781 | 3.0192 | 5.6775 | 5.5599 | 4.4187 | 0.00057138
4136 | 3.1688e-05 | 8.1584e-05 | 0.03828 | 3.561 | 3.4781 | 3.0192 | 5.7888 | 5.5599 | 4.4187 | 0.00066399
4137 | 1.4012e-05 | 7.4999e-05 | 0.049913 | 3.6689 | 3.4781 | 3.0192 | 6.0988 | 5.5599 | 4.4187 | 9.2613e-05
4138 | 1.0992e-05 | 7.6188e-05 | 0.057226 | 3.7254 | 3.4796 | 3.0192 | 6.2666 | 5.5638 | 4.4187 | 0.00010674
4139 | 2.2213e-05 | 8.4719e-05 | 0.062156 | 3.8091 | 3.4796 | 3.0192 | 6.5229 | 5.5638 | 4.4187 | 7.2207e-05
4140 | 1.8725e-05 | 8.2228e-05 | 0.053957 | 3.8878 | 3.4796 | 3.0192 | 6.7723 | 5.5638 | 4.4187 | 6.4358e-05
4141 | 2.2977e-05 | 8.2817e-05 | 0.051243 | 3.87 | 3.4796 | 3.0192 | 6.7153 | 5.5638 | 4.4187 | 0.00014755
4142 | 3.7728e-05 | 8.7353e-05 | 0.048639 | 3.886 | 3.4796 | 3.0192 | 6.7666 | 5.5638 | 4.4187 | 6.5928e-05
4143 | 1.7263e-05 | 7.945e-05 | 0.043099 | 3.8559 | 3.4796 | 3.0192 | 6.6703 | 5.5638 | 4.4187 | 0.00016168
4144 | 1.326e-05 | 7.9106e-05 | 0.033959 | 3.8753 | 3.4796 | 3.0192 | 6.7323 | 5.5638 | 4.4187 | 0.00028255
4145 | 1.2092e-05 | 8.2149e-05 | 0.023212 | 3.8489 | 3.4796 | 3.0192 | 6.6481 | 5.5638 | 4.4187 | 4.3952e-05
4146 | 2.1098e-05 | 8.5992e-05 | 0.01324 | 3.804 | 3.4796 | 3.0192 | 6.507 | 5.5638 | 4.4187 | 9.5753e-05
4147 | 2.4425e-05 | 8.6516e-05 | 0.0037116 | 3.6961 | 3.481 | 3.0192 | 6.1791 | 5.5677 | 4.4187 | 1.2558e-05
4148 | 1.9072e-05 | 8.6151e-05 | 0.00060937 | 3.576 | 3.481 | 3.0192 | 5.8311 | 5.5677 | 4.4187 | 0.00018523
4149 | 1.597e-05 | 8.103e-05 | 0 | 3.4564 | 3.4781 | 3.0192 | 5.5012 | 5.5599 | 4.4187 | 0.00014441
4150 | 6.2447e-06 | 7.9333e-05 | 0 | 3.4077 | 3.4781 | 3.0192 | 5.3714 | 5.5599 | 4.4187 | 0.00017581
4151 | 2.4326e-06 | 7.9441e-05 | 0 | 3.3941 | 3.4781 | 3.0192 | 5.3355 | 5.5599 | 4.4187 | 2.9825e-05
4152 | 3.5973e-06 | 7.8549e-05 | 0 | 3.3711 | 3.4781 | 3.0192 | 5.2754 | 5.5599 | 4.4187 | 4.2382e-05
4153 | 4.2705e-06 | 7.7466e-05 | 0 | 3.317 | 3.4781 | 3.0192 | 5.1361 | 5.5599 | 4.4187 | 1.5697e-05
4154 | 7.8852e-06 | 7.8415e-05 | 0 | 3.2697 | 3.4796 | 3.0192 | 5.0165 | 5.5638 | 4.4187 | 2.8255e-05
4155 | 1.1986e-05 | 7.8768e-05 | 0.00049858 | 3.2496 | 3.4796 | 3.0192 | 4.9665 | 5.5638 | 4.4187 | 4.3952e-05
4156 | 1.2554e-05 | 7.9114e-05 | 0.004875 | 3.2384 | 3.481 | 3.0192 | 4.9388 | 5.5677 | 4.4187 | 2.5115e-05
4157 | 1.4779e-05 | 7.9497e-05 | 0.012243 | 3.334 | 3.481 | 3.0192 | 5.1795 | 5.5677 | 4.4187 | 6.4358e-05
4158 | 2.3408e-05 | 8.2169e-05 | 0.02576 | 3.434 | 3.481 | 3.0192 | 5.4411 | 5.5677 | 4.4187 | 2.9825e-05
4159 | 4.3387e-05 | 8.2038e-05 | 0.039443 | 3.4949 | 3.481 | 3.0192 | 5.6056 | 5.5677 | 4.4187 | 0.00038929
4160 | 2.4066e-05 | 8.1302e-05 | 0.053112 | 3.5927 | 3.4796 | 3.0192 | 5.8784 | 5.5638 | 4.4187 | 0.00051487
4161 | 1.3952e-05 | 8.255e-05 | 0.068 | 3.6785 | 3.4824 | 3.0192 | 6.1269 | 5.5716 | 4.4187 | 3.4534e-05
4162 | 1.1518e-05 | 8.2604e-05 | 0.07818 | 3.7568 | 3.4824 | 3.0192 | 6.3616 | 5.5716 | 4.4187 | 0.00010831
4163 | 1.7352e-05 | 8.7128e-05 | 0.07523 | 3.8023 | 3.4824 | 3.0192 | 6.5017 | 5.5716 | 4.4187 | 0.00010517
4164 | 2.0949e-05 | 8.6276e-05 | 0.061657 | 3.8842 | 3.4824 | 3.0192 | 6.7608 | 5.5716 | 4.4187 | 6.4358e-05
4165 | 3.3229e-05 | 8.7258e-05 | 0.068527 | 3.9201 | 3.481 | 3.0192 | 6.8775 | 5.5677 | 4.4187 | 8.9474e-05
4166 | 1.8852e-05 | 8.254e-05 | 0.062987 | 3.9093 | 3.481 | 3.0192 | 6.8421 | 5.5677 | 4.4187 | 0.00011145
4167 | 1.5703e-05 | 7.9225e-05 | 0.049581 | 3.9274 | 3.481 | 3.0192 | 6.9013 | 5.5677 | 4.4187 | 0.00033278
4168 | 1.3679e-05 | 7.9163e-05 | 0.036895 | 3.8507 | 3.481 | 3.0192 | 6.6536 | 5.5677 | 4.4187 | 0.00024958
4169 | 1.0961e-05 | 8.169e-05 | 0.027699 | 3.835 | 3.4796 | 3.0192 | 6.604 | 5.5638 | 4.4187 | 3.6103e-05
4170 | 8.9671e-06 | 8.2238e-05 | 0.013739 | 3.7685 | 3.4796 | 3.0192 | 6.3973 | 5.5638 | 4.4187 | 2.3546e-05
4171 | 1.0913e-05 | 8.2477e-05 | 0.0045426 | 3.6626 | 3.4796 | 3.0192 | 6.0802 | 5.5638 | 4.4187 | 3.6103e-05
4172 | 2.5364e-05 | 8.824e-05 | 0.00049858 | 3.573 | 3.481 | 3.0192 | 5.8226 | 5.5677 | 4.4187 | 0.00011459
4173 | 1.4848e-05 | 8.0107e-05 | 0 | 3.4284 | 3.4796 | 3.0192 | 5.4263 | 5.5638 | 4.4187 | 0.00021034
4174 | 1.1012e-05 | 8.2138e-05 | 0 | 3.3287 | 3.481 | 3.0192 | 5.166 | 5.5677 | 4.4187 | 0.00025429
4175 | 2.0051e-06 | 7.9428e-05 | 0 | 3.2977 | 3.481 | 3.0192 | 5.0869 | 5.5677 | 4.4187 | 3.7673e-05
4176 | 1.9825e-06 | 7.9421e-05 | 0 | 3.2836 | 3.481 | 3.0192 | 5.0515 | 5.5677 | 4.4187 | 0
4177 | 5.047e-07 | 7.619e-05 | 0 | 3.2558 | 3.481 | 3.0192 | 4.982 | 5.5677 | 4.4187 | 2.8255e-05
4178 | 9.7785e-08 | 7.5309e-05 | 0 | 3.2496 | 3.4796 | 3.0192 | 4.9665 | 5.5638 | 4.4187 | 3.7673e-05
4179 | 3.7616e-07 | 7.5047e-05 | 0.00060937 | 3.2347 | 3.4796 | 3.0192 | 4.9296 | 5.5638 | 4.4187 | 0
4180 | 1.3172e-06 | 7.5508e-05 | 0.0047088 | 3.2521 | 3.481 | 3.0192 | 4.9727 | 5.5677 | 4.4187 | 1.2558e-05
4181 | 1.2446e-05 | 7.7999e-05 | 0.013462 | 3.3366 | 3.4839 | 3.0192 | 5.1862 | 5.5755 | 4.4187 | 0
4182 | 1.8727e-05 | 8.0571e-05 | 0.023433 | 3.4368 | 3.4839 | 3.0192 | 5.4485 | 5.5755 | 4.4187 | 0
4183 | 1.2305e-05 | 7.5942e-05 | 0.0313 | 3.5298 | 3.4839 | 3.0192 | 5.7018 | 5.5755 | 4.4187 | 0.00044109
4184 | 1.0043e-05 | 7.3531e-05 | 0.045426 | 3.6421 | 3.4839 | 3.0192 | 6.0205 | 5.5755 | 4.4187 | 0.00013186
4185 | 6.3776e-06 | 7.6478e-05 | 0.050024 | 3.6785 | 3.4824 | 3.0192 | 6.1269 | 5.5716 | 4.4187 | 0.00012872
4186 | 3.7773e-06 | 7.8117e-05 | 0.058167 | 3.7501 | 3.4839 | 3.0192 | 6.3413 | 5.5755 | 4.4187 | 8.4765e-05
4187 | 8.1839e-06 | 8.2385e-05 | 0.0662 | 3.8472 | 3.4839 | 3.0192 | 6.6425 | 5.5755 | 4.4187 | 3.6103e-05
4188 | 1.7255e-05 | 8.3571e-05 | 0.064815 | 3.9129 | 3.4839 | 3.0192 | 6.8538 | 5.5755 | 4.4187 | 0.00020406
4189 | 1.0987e-05 | 7.9743e-05 | 0.062876 | 3.966 | 3.4839 | 3.0192 | 7.0291 | 5.5755 | 4.4187 | 5.8079e-05
4190 | 9.1142e-06 | 7.8871e-05 | 0.057724 | 4.0149 | 3.4853 | 3.0192 | 7.194 | 5.5794 | 4.4187 | 5.0231e-05
4191 | 5.6988e-06 | 7.5885e-05 | 0.055896 | 4.0591 | 3.4839 | 3.0192 | 7.3465 | 5.5755 | 4.4187 | 0.00015226
4192 | 2.7749e-05 | 8.3231e-05 | 0.047032 | 4.0591 | 3.4839 | 3.0192 | 7.3465 | 5.5755 | 4.4187 | 3.7673e-05
4193 | 9.1623e-06 | 8.0891e-05 | 0.028585 | 3.9978 | 3.4839 | 3.0192 | 7.136 | 5.5755 | 4.4187 | 9.5753e-05
4194 | 4.5956e-06 | 8.0542e-05 | 0.015068 | 3.886 | 3.4839 | 3.0192 | 6.7666 | 5.5755 | 4.4187 | 0.00023232
4195 | 1.2716e-05 | 8.2126e-05 | 0.0049858 | 3.7534 | 3.4839 | 3.0192 | 6.3514 | 5.5755 | 4.4187 | 0.00021662
4196 | 9.9221e-06 | 8.2753e-05 | 0.00060937 | 3.6219 | 3.4839 | 3.0192 | 5.9619 | 5.5755 | 4.4187 | 0.00011459
4197 | 1.6285e-05 | 7.9492e-05 | 0 | 3.5387 | 3.4839 | 3.0192 | 5.7264 | 5.5755 | 4.4187 | 0.00019308
4198 | 4.3245e-06 | 7.9101e-05 | 0 | 3.4663 | 3.4839 | 3.0192 | 5.5279 | 5.5755 | 4.4187 | 0
4199 | 1.9044e-06 | 7.7691e-05 | 0 | 3.4146 | 3.4839 | 3.0192 | 5.3896 | 5.5755 | 4.4187 | 0
4200 | 1.9904e-06 | 7.7609e-05 | 0 | 3.3887 | 3.4839 | 3.0192 | 5.3212 | 5.5755 | 4.4187 | 1.4127e-05
4201 | 5.0676e-07 | 7.5459e-05 | 0 | 3.3511 | 3.4839 | 3.0192 | 5.2236 | 5.5755 | 4.4187 | 0
4202 | 1.0298e-07 | 7.531e-05 | 0 | 3.3196 | 3.4839 | 3.0192 | 5.1427 | 5.5755 | 4.4187 | 0
4203 | 1.489e-07 | 7.533e-05 | 0.00072017 | 3.2772 | 3.4853 | 3.0192 | 5.0355 | 5.5794 | 4.4187 | 9.4183e-06
4204 | 1.2818e-06 | 7.4559e-05 | 0.0064261 | 3.3092 | 3.4867 | 3.0192 | 5.1163 | 5.5833 | 4.4187 | 0
4205 | 1.1721e-05 | 7.7489e-05 | 0.017949 | 3.4465 | 3.4867 | 3.0192 | 5.4747 | 5.5833 | 4.4187 | 9.4183e-06
4206 | 1.4024e-05 | 7.9122e-05 | 0.030635 | 3.5625 | 3.4867 | 3.0192 | 5.793 | 5.5833 | 4.4187 | 0
4207 | 3.2729e-05 | 8.4024e-05 | 0.0467 | 3.6705 | 3.4882 | 3.0192 | 6.1034 | 5.5872 | 4.4187 | 0.00055097
4208 | 6.8914e-06 | 7.5786e-05 | 0.060272 | 3.8143 | 3.4896 | 3.0192 | 6.539 | 5.5912 | 4.4187 | 3.9243e-05
4209 | 1.0077e-05 | 7.6923e-05 | 0.065258 | 3.8985 | 3.491 | 3.0192 | 6.807 | 5.5951 | 4.4187 | 4.2382e-05
4210 | 6.6702e-06 | 7.2262e-05 | 0.070743 | 3.9922 | 3.491 | 3.0192 | 7.1169 | 5.5951 | 4.4187 | 0.0001036
4211 | 1.3198e-05 | 7.9083e-05 | 0.07534 | 4.0767 | 3.491 | 3.0192 | 7.4079 | 5.5951 | 4.4187 | 7.0637e-05
4212 | 2.5808e-05 | 8.3052e-05 | 0.072626 | 4.169 | 3.4896 | 3.0192 | 7.7387 | 5.5912 | 4.4187 | 0.00017267
4213 | 2.3139e-05 | 8.2438e-05 | 0.05368 | 4.0054 | 3.4896 | 3.0192 | 7.1617 | 5.5912 | 4.4187 | 5.0231e-05
4214 | 1.9705e-05 | 8.1491e-05 | 0.058887 | 4.0964 | 3.4896 | 3.0192 | 7.4774 | 5.5912 | 4.4187 | 5.8079e-05
4215 | 1.5568e-05 | 7.8426e-05 | 0.045481 | 4.1083 | 3.4896 | 3.0192 | 7.5197 | 5.5912 | 4.4187 | 9.5753e-05
4216 | 1.3021e-05 | 7.857e-05 | 0.038944 | 4.0767 | 3.4896 | 3.0192 | 7.4079 | 5.5912 | 4.4187 | 7.0637e-05
4217 | 2.3282e-05 | 8.5163e-05 | 0.026979 | 4.0282 | 3.491 | 3.0192 | 7.2397 | 5.5951 | 4.4187 | 3.6103e-05
4218 | 9.3938e-06 | 8.214e-05 | 0.016176 | 3.9828 | 3.491 | 3.0192 | 7.0853 | 5.5951 | 4.4187 | 0.00022447
4219 | 2.349e-05 | 8.6021e-05 | 0.0047088 | 3.8682 | 3.491 | 3.0192 | 6.7096 | 5.5951 | 4.4187 | 0.00017895
4220 | 1.7076e-05 | 8.5535e-05 | 0.00055397 | 3.7336 | 3.4925 | 3.0192 | 6.2913 | 5.599 | 4.4187 | 0.00017895
4221 | 1.72e-05 | 8.0777e-05 | 0 | 3.6374 | 3.491 | 3.0192 | 6.0069 | 5.5951 | 4.4187 | 0.00017581
4222 | 5.7521e-06 | 8.0481e-05 | 0 | 3.5836 | 3.491 | 3.0192 | 5.8525 | 5.5951 | 4.4187 | 0
4223 | 2.0111e-06 | 8.2578e-05 | 0 | 3.5225 | 3.4925 | 3.0192 | 5.6815 | 5.599 | 4.4187 | 0
4224 | 1.9967e-06 | 8.426e-05 | 0 | 3.4312 | 3.4925 | 3.0192 | 5.4337 | 5.599 | 4.4187 | 0
4225 | 5.0628e-07 | 8.4631e-05 | 0 | 3.3819 | 3.4925 | 3.0192 | 5.3035 | 5.599 | 4.4187 | 0
4226 | 9.9634e-08 | 8.2849e-05 | 0 | 3.3778 | 3.4939 | 3.0192 | 5.293 | 5.603 | 4.4187 | 0
4227 | 1.3717e-07 | 7.9435e-05 | 0.00072017 | 3.3327 | 3.4939 | 3.0192 | 5.1761 | 5.603 | 4.4187 | 0
4228 | 7.4786e-07 | 7.9794e-05 | 0.0059829 | 3.3551 | 3.4954 | 3.0192 | 5.2339 | 5.6069 | 4.4187 | 1.7267e-05
4229 | 1.5519e-05 | 8.0587e-05 | 0.01529 | 3.4663 | 3.4968 | 3.0192 | 5.5279 | 5.6109 | 4.4187 | 1.0988e-05
4230 | 6.1418e-06 | 7.5997e-05 | 0.030081 | 3.6219 | 3.4983 | 3.0192 | 5.9619 | 5.6148 | 4.4187 | 0
4231 | 2.6927e-05 | 7.9459e-05 | 0.047919 | 3.8091 | 3.5012 | 3.0192 | 6.5229 | 5.6228 | 4.4187 | 0.00062632
4232 | 1.1019e-05 | 7.5232e-05 | 0.059441 | 3.966 | 3.5012 | 3.0192 | 7.0291 | 5.6228 | 4.4187 | 4.8661e-05
4233 | 1.1924e-05 | 7.9288e-05 | 0.063375 | 4.0649 | 3.5026 | 3.0192 | 7.3668 | 5.6267 | 4.4187 | 8.4765e-05
4234 | 9.9904e-06 | 8.0949e-05 | 0.062101 | 4.0845 | 3.5026 | 3.0192 | 7.4356 | 5.6267 | 4.4187 | 7.6916e-05
4235 | 1.3607e-05 | 8.441e-05 | 0.073679 | 4.2062 | 3.5012 | 3.0192 | 7.8763 | 5.6228 | 4.4187 | 0.00012401
4236 | 1.7779e-05 | 8.4631e-05 | 0.074011 | 4.2698 | 3.5012 | 3.0192 | 8.1169 | 5.6228 | 4.4187 | 0.00016796
4237 | 2.2441e-05 | 8.3684e-05 | 0.065978 | 4.3331 | 3.5041 | 3.0192 | 8.3639 | 5.6307 | 4.4187 | 4.0813e-05
4238 | 2.6067e-05 | 8.4372e-05 | 0.050245 | 4.342 | 3.5055 | 3.0192 | 8.3991 | 5.6347 | 4.4187 | 3.2964e-05
4239 | 1.7458e-05 | 7.9438e-05 | 0.051353 | 4.4052 | 3.5055 | 3.0192 | 8.6545 | 5.6347 | 4.4187 | 5.8079e-05
4240 | 1.9462e-05 | 8.054e-05 | 0.032407 | 4.3023 | 3.5055 | 3.0192 | 8.2428 | 5.6347 | 4.4187 | 5.8079e-05
4241 | 9.7793e-06 | 8.0987e-05 | 0.023045 | 4.2484 | 3.5055 | 3.0192 | 8.0351 | 5.6347 | 4.4187 | 0.00014912
4242 | 2.7661e-05 | 8.7509e-05 | 0.01468 | 4.1916 | 3.5055 | 3.0192 | 7.8222 | 5.6347 | 4.4187 | 0.00024645
4243 | 1.6058e-05 | 8.3688e-05 | 0.0052628 | 4.0398 | 3.507 | 3.0192 | 7.2794 | 5.6387 | 4.4187 | 0.0001554
4244 | 2.9486e-05 | 8.9249e-05 | 0.00060937 | 3.9039 | 3.507 | 3.0192 | 6.8245 | 5.6387 | 4.4187 | 0.00023703
4245 | 1.6084e-05 | 8.0607e-05 | 0 | 3.7385 | 3.507 | 3.0192 | 6.3062 | 5.6387 | 4.4187 | 0.0002072
4246 | 5.7203e-06 | 8.0968e-05 | 0 | 3.6515 | 3.507 | 3.0192 | 6.0479 | 5.6387 | 4.4187 | 0
4247 | 2.0111e-06 | 8.3039e-05 | 0 | 3.6219 | 3.507 | 3.0192 | 5.9619 | 5.6387 | 4.4187 | 0
4248 | 2.003e-06 | 8.4407e-05 | 0 | 3.579 | 3.5084 | 3.0192 | 5.8397 | 5.6427 | 4.4187 | 1.8837e-05
4249 | 5.0628e-07 | 8.5108e-05 | 0 | 3.5715 | 3.5084 | 3.0192 | 5.8183 | 5.6427 | 4.4187 | 1.2558e-05
4250 | 1.0173e-07 | 8.2488e-05 | 0 | 3.5342 | 3.5099 | 3.0192 | 5.7141 | 5.6467 | 4.4187 | 2.3546e-05
4251 | 1.4274e-07 | 8.119e-05 | 0.00060937 | 3.4877 | 3.5128 | 3.0192 | 5.586 | 5.6547 | 4.4187 | 1.0988e-05
4252 | 2.4472e-06 | 7.6886e-05 | 0.0056505 | 3.524 | 3.5142 | 3.0192 | 5.6856 | 5.6587 | 4.4187 | 9.4183e-06
4253 | 2.8356e-06 | 7.6826e-05 | 0.016675 | 3.6689 | 3.5142 | 3.0192 | 6.0988 | 5.6587 | 4.4187 | 0
4254 | 5.2235e-06 | 7.7954e-05 | 0.032241 | 3.8665 | 3.5157 | 3.0192 | 6.704 | 5.6628 | 4.4187 | 0
4255 | 4.7558e-05 | 8.4145e-05 | 0.043155 | 4.0149 | 3.5172 | 3.0192 | 7.194 | 5.6668 | 4.4187 | 0.00057138
4256 | 1.1656e-05 | 8.0433e-05 | 0.060937 | 4.1834 | 3.5172 | 3.0192 | 7.7917 | 5.6668 | 4.4187 | 4.3952e-05
4257 | 7.0392e-06 | 8.2314e-05 | 0.062599 | 4.2548 | 3.5186 | 3.0192 | 8.0595 | 5.6708 | 4.4187 | 0.0001036
4258 | 6.1667e-06 | 8.2215e-05 | 0.059054 | 4.2188 | 3.5201 | 3.0192 | 7.9233 | 5.6749 | 4.4187 | 4.3952e-05
4259 | 1.5855e-05 | 8.8508e-05 | 0.06548 | 4.1937 | 3.5201 | 3.0192 | 7.8299 | 5.6749 | 4.4187 | 6.9067e-05
4260 | 1.7995e-05 | 8.5997e-05 | 0.067917 | 4.2505 | 3.5216 | 3.0192 | 8.0432 | 5.6789 | 4.4187 | 0.00011302
4261 | 2.3533e-05 | 8.4145e-05 | 0.067142 | 4.2892 | 3.5216 | 3.0192 | 8.192 | 5.6789 | 4.4187 | 4.3952e-05
4262 | 2.1146e-05 | 8.2807e-05 | 0.058998 | 4.3133 | 3.526 | 3.0192 | 8.2857 | 5.6911 | 4.4187 | 6.4358e-05
4263 | 1.5137e-05 | 7.8635e-05 | 0.043819 | 4.2146 | 3.526 | 3.0192 | 7.9076 | 5.6911 | 4.4187 | 3.9243e-05
4264 | 1.5577e-05 | 7.9262e-05 | 0.039221 | 4.2188 | 3.526 | 3.0192 | 7.9233 | 5.6911 | 4.4187 | 7.6916e-05
4265 | 2.3779e-05 | 8.5072e-05 | 0.025594 | 4.169 | 3.526 | 3.0192 | 7.7387 | 5.6911 | 4.4187 | 3.1394e-05
4266 | 7.3173e-06 | 8.1296e-05 | 0.013351 | 4.0885 | 3.526 | 3.0192 | 7.4494 | 5.6911 | 4.4187 | 0.00014441
4267 | 1.6187e-05 | 8.3619e-05 | 0.0046534 | 3.9903 | 3.526 | 3.0192 | 7.1106 | 5.6911 | 4.4187 | 0.00015383
4268 | 2.2616e-05 | 8.7072e-05 | 0.00049858 | 3.8647 | 3.526 | 3.0192 | 6.6983 | 5.6911 | 4.4187 | 0.00035476
4269 | 1.488e-05 | 8.0009e-05 | 0 | 3.7584 | 3.5274 | 3.0192 | 6.3667 | 5.6952 | 4.4187 | 0.0001711
4270 | 5.8657e-06 | 8.0676e-05 | 0 | 3.7172 | 3.5274 | 3.0192 | 6.242 | 5.6952 | 4.4187 | 1.0988e-05
4271 | 2.2657e-06 | 8.0897e-05 | 0 | 3.6785 | 3.5289 | 3.0192 | 6.1269 | 5.6993 | 4.4187 | 1.0988e-05
4272 | 2.5032e-06 | 8.3227e-05 | 0 | 3.6312 | 3.5289 | 3.0192 | 5.9888 | 5.6993 | 4.4187 | 1.0988e-05
4273 | 1.5405e-06 | 7.6852e-05 | 0 | 3.576 | 3.5304 | 3.0192 | 5.8311 | 5.7033 | 4.4187 | 1.4127e-05
4274 | 2.4626e-06 | 7.7057e-05 | 0 | 3.5298 | 3.5304 | 3.0192 | 5.7018 | 5.7033 | 4.4187 | 0
4275 | 4.3962e-06 | 7.6351e-05 | 0.00044318 | 3.4777 | 3.5318 | 3.0192 | 5.5587 | 5.7074 | 4.4187 | 2.5115e-05
4276 | 6.224e-06 | 7.5972e-05 | 0.0029361 | 3.4848 | 3.5333 | 3.0192 | 5.5781 | 5.7115 | 4.4187 | 1.0988e-05
4277 | 2.1765e-05 | 8.1279e-05 | 0.0098053 | 3.5476 | 3.5363 | 3.0192 | 5.7512 | 5.7197 | 4.4187 | 1.8837e-05
4278 | 1.8e-05 | 8.0176e-05 | 0.026203 | 3.6452 | 3.5363 | 3.0192 | 6.0296 | 5.7197 | 4.4187 | 1.4127e-05
4279 | 3.7758e-05 | 8.2251e-05 | 0.036895 | 3.7853 | 3.5363 | 3.0192 | 6.4491 | 5.7197 | 4.4187 | 0.00065771
4280 | 6.3946e-06 | 7.2505e-05 | 0.043542 | 3.8419 | 3.5378 | 3.0192 | 6.626 | 5.7239 | 4.4187 | 0.00011616
4281 | 6.1496e-06 | 7.724e-05 | 0.049747 | 3.9129 | 3.5378 | 3.0192 | 6.8538 | 5.7239 | 4.4187 | 5.494e-05
4282 | 6.2458e-06 | 7.9661e-05 | 0.058887 | 4.0282 | 3.5392 | 3.0192 | 7.2397 | 5.728 | 4.4187 | 1.0988e-05
4283 | 1.4189e-05 | 8.3743e-05 | 0.067585 | 4.1123 | 3.5422 | 3.0192 | 7.5339 | 5.7362 | 4.4187 | 6.4358e-05
4284 | 2.3074e-05 | 8.513e-05 | 0.066422 | 4.1916 | 3.5437 | 3.0192 | 7.8222 | 5.7404 | 4.4187 | 0.00015697
4285 | 2.4906e-05 | 8.3485e-05 | 0.055896 | 4.1023 | 3.5437 | 3.0192 | 7.4985 | 5.7404 | 4.4187 | 5.0231e-05
4286 | 1.982e-05 | 8.1872e-05 | 0.04537 | 4.1772 | 3.5437 | 3.0192 | 7.7689 | 5.7404 | 4.4187 | 5.651e-05
4287 | 2.1904e-05 | 8.0504e-05 | 0.029471 | 4.0321 | 3.5437 | 3.0192 | 7.2529 | 5.7404 | 4.4187 | 5.651e-05
4288 | 2.2818e-05 | 8.132e-05 | 0.021827 | 3.8665 | 3.5437 | 3.0192 | 6.704 | 5.7404 | 4.4187 | 0.0001036
4289 | 2.5934e-05 | 8.5563e-05 | 0.015456 | 3.8332 | 3.5437 | 3.0192 | 6.5985 | 5.7404 | 4.4187 | 0.0001036
4290 | 7.7638e-06 | 8.1278e-05 | 0.010304 | 3.8315 | 3.5452 | 3.0192 | 6.5931 | 5.7445 | 4.4187 | 0.00019464
4291 | 1.1617e-05 | 8.1872e-05 | 0.003767 | 3.7618 | 3.5452 | 3.0192 | 6.3768 | 5.7445 | 4.4187 | 0.00017424
4292 | 1.8515e-05 | 8.5316e-05 | 0.00060937 | 3.661 | 3.5452 | 3.0192 | 6.0755 | 5.7445 | 4.4187 | 0.0002229
4293 | 1.4839e-05 | 7.9025e-05 | 0 | 3.6018 | 3.5452 | 3.0192 | 5.9045 | 5.7445 | 4.4187 | 0.00018052
4294 | 5.7507e-06 | 7.8985e-05 | 0 | 3.5476 | 3.5437 | 3.0192 | 5.7512 | 5.7404 | 4.4187 | 0
4295 | 2.1607e-06 | 7.6714e-05 | 0 | 3.4963 | 3.5481 | 3.0192 | 5.6095 | 5.7528 | 4.4187 | 1.2558e-05
4296 | 2.1849e-06 | 7.7133e-05 | 0 | 3.472 | 3.5481 | 3.0192 | 5.5432 | 5.7528 | 4.4187 | 0
4297 | 7.89e-07 | 7.4942e-05 | 0 | 3.4451 | 3.5481 | 3.0192 | 5.4709 | 5.7528 | 4.4187 | 0
4298 | 2.567e-06 | 7.5695e-05 | 0 | 3.4396 | 3.5481 | 3.0192 | 5.456 | 5.7528 | 4.4187 | 1.4127e-05
4299 | 4.4529e-06 | 7.6368e-05 | 0.00044318 | 3.4368 | 3.5481 | 3.0192 | 5.4485 | 5.7528 | 4.4187 | 1.2558e-05
4300 | 6.0597e-06 | 7.661e-05 | 0.004598 | 3.4494 | 3.5496 | 3.0192 | 5.4822 | 5.757 | 4.4187 | 0
4301 | 7.4141e-06 | 7.6971e-05 | 0.012354 | 3.5298 | 3.5511 | 3.0192 | 5.7018 | 5.7611 | 4.4187 | 4.7091e-05
4302 | 4.0697e-05 | 8.6594e-05 | 0.024873 | 3.6265 | 3.5511 | 3.0192 | 5.9753 | 5.7611 | 4.4187 | 2.9825e-05
4303 | 2.994e-05 | 8.152e-05 | 0.031964 | 3.6689 | 3.5526 | 3.0192 | 6.0988 | 5.7653 | 4.4187 | 0.00066399
4304 | 7.1934e-06 | 7.2137e-05 | 0.047365 | 3.7768 | 3.5526 | 3.0192 | 6.4231 | 5.7653 | 4.4187 | 0.00050702
4305 | 9.7869e-06 | 7.4409e-05 | 0.05861 | 3.8211 | 3.5541 | 3.0192 | 6.5605 | 5.7695 | 4.4187 | 9.7322e-05
4306 | 1.4409e-05 | 7.8626e-05 | 0.060328 | 3.8895 | 3.5556 | 3.0192 | 6.7781 | 5.7737 | 4.4187 | 3.7673e-05
4307 | 1.5648e-05 | 8.3408e-05 | 0.064483 | 3.9716 | 3.5556 | 3.0192 | 7.0477 | 5.7737 | 4.4187 | 9.1044e-05
4308 | 1.7894e-05 | 8.2316e-05 | 0.067917 | 3.9772 | 3.5541 | 3.0192 | 7.0665 | 5.7695 | 4.4187 | 6.2789e-05
4309 | 3.8075e-05 | 8.6741e-05 | 0.067806 | 4.0398 | 3.5541 | 3.0192 | 7.2794 | 5.7695 | 4.4187 | 7.2207e-05
4310 | 2.4598e-05 | 8.2767e-05 | 0.053902 | 4.0436 | 3.5526 | 3.0192 | 7.2927 | 5.7653 | 4.4187 | 6.5928e-05
4311 | 1.4173e-05 | 7.7374e-05 | 0.050578 | 4.0398 | 3.5526 | 3.0192 | 7.2794 | 5.7653 | 4.4187 | 0.0002386
4312 | 1.4258e-05 | 7.7786e-05 | 0.034513 | 4.0436 | 3.5526 | 3.0192 | 7.2927 | 5.7653 | 4.4187 | 0.0002747
4313 | 1.1828e-05 | 8.0625e-05 | 0.02443 | 3.9828 | 3.5541 | 3.0192 | 7.0853 | 5.7695 | 4.4187 | 4.0813e-05
4314 | 7.9725e-06 | 8.0946e-05 | 0.012243 | 3.9111 | 3.5541 | 3.0192 | 6.8479 | 5.7695 | 4.4187 | 1.2558e-05
4315 | 1.2722e-05 | 8.2224e-05 | 0.0046534 | 3.7701 | 3.5526 | 3.0192 | 6.4024 | 5.7653 | 4.4187 | 2.6685e-05
4316 | 1.8264e-05 | 8.5108e-05 | 0.00049858 | 3.6126 | 3.5526 | 3.0192 | 5.9353 | 5.7653 | 4.4187 | 0.00021662
4317 | 1.6977e-05 | 8.026e-05 | 0 | 3.5431 | 3.5526 | 3.0192 | 5.7388 | 5.7653 | 4.4187 | 0.00020249
4318 | 5.7642e-06 | 7.7795e-05 | 0 | 3.4978 | 3.5511 | 3.0192 | 5.6135 | 5.7611 | 4.4187 | 0.00011616
4319 | 2.0162e-06 | 7.8668e-05 | 0 | 3.4326 | 3.5511 | 3.0192 | 5.4374 | 5.7611 | 4.4187 | 5.9649e-05
4320 | 2.0235e-06 | 7.6935e-05 | 0 | 3.4312 | 3.5511 | 3.0192 | 5.4337 | 5.7611 | 4.4187 | 1.5697e-05
4321 | 5.1176e-07 | 7.3468e-05 | 0 | 3.3914 | 3.5526 | 3.0192 | 5.3283 | 5.7653 | 4.4187 | 1.0988e-05
4322 | 1.1681e-07 | 7.4662e-05 | 0 | 3.3819 | 3.5526 | 3.0192 | 5.3035 | 5.7653 | 4.4187 | 2.8255e-05
4323 | 1.6702e-07 | 7.3974e-05 | 0.00066477 | 3.3432 | 3.5526 | 3.0192 | 5.2031 | 5.7653 | 4.4187 | 3.9243e-05
4324 | 3.3687e-07 | 7.4822e-05 | 0.0052074 | 3.3927 | 3.5526 | 3.0192 | 5.3319 | 5.7653 | 4.4187 | 1.4127e-05
4325 | 1.5708e-06 | 7.5199e-05 | 0.013739 | 3.524 | 3.5511 | 3.0192 | 5.6856 | 5.7611 | 4.4187 | 5.9649e-05
4326 | 2.1623e-05 | 8.1097e-05 | 0.025594 | 3.6265 | 3.5541 | 3.0192 | 5.9753 | 5.7695 | 4.4187 | 4.0813e-05
4327 | 2.4337e-05 | 7.9848e-05 | 0.040496 | 3.7385 | 3.5541 | 3.0192 | 6.3062 | 5.7695 | 4.4187 | 0.00072992
4328 | 3.0383e-05 | 7.7154e-05 | 0.056838 | 3.8612 | 3.5541 | 3.0192 | 6.6871 | 5.7695 | 4.4187 | 0.00054626
4329 | 1.8666e-05 | 7.9255e-05 | 0.056949 | 3.9439 | 3.5541 | 3.0192 | 6.9555 | 5.7695 | 4.4187 | 4.3952e-05
4330 | 1.4384e-05 | 8.2399e-05 | 0.053846 | 3.9978 | 3.5541 | 3.0192 | 7.136 | 5.7695 | 4.4187 | 0.00012087
4331 | 1.7633e-05 | 8.4948e-05 | 0.048417 | 3.9959 | 3.5556 | 3.0192 | 7.1297 | 5.7737 | 4.4187 | 7.0637e-05
4332 | 1.7769e-05 | 8.4352e-05 | 0.05861 | 4.0513 | 3.5556 | 3.0192 | 7.3195 | 5.7737 | 4.4187 | 7.8486e-05
4333 | 3.7379e-05 | 8.7512e-05 | 0.056118 | 4.0964 | 3.5556 | 3.0192 | 7.4774 | 5.7737 | 4.4187 | 7.3777e-05
4334 | 2.0099e-05 | 8.1973e-05 | 0.037726 | 3.9978 | 3.5541 | 3.0192 | 7.136 | 5.7695 | 4.4187 | 5.494e-05
4335 | 1.4699e-05 | 7.8033e-05 | 0.042767 | 4.0747 | 3.5541 | 3.0192 | 7.401 | 5.7695 | 4.4187 | 0.000259
4336 | 1.3309e-05 | 7.8117e-05 | 0.031189 | 4.063 | 3.5541 | 3.0192 | 7.36 | 5.7695 | 4.4187 | 0.00029825
4337 | 1.0266e-05 | 8.0596e-05 | 0.023821 | 4.0398 | 3.5541 | 3.0192 | 7.2794 | 5.7695 | 4.4187 | 2.5115e-05
4338 | 1.1186e-05 | 8.2074e-05 | 0.011855 | 3.9512 | 3.5541 | 3.0192 | 6.9798 | 5.7695 | 4.4187 | 3.7673e-05
4339 | 1.4041e-05 | 8.2479e-05 | 0.0034623 | 3.8229 | 3.5511 | 3.0192 | 6.5659 | 5.7611 | 4.4187 | 1.5697e-05
4340 | 2.0864e-05 | 8.5631e-05 | 0.00044318 | 3.727 | 3.5526 | 3.0192 | 6.2715 | 5.7653 | 4.4187 | 0.00016482
4341 | 2.7264e-05 | 8.2907e-05 | 0 | 3.6343 | 3.5526 | 3.0192 | 5.9978 | 5.7653 | 4.4187 | 0.00018994
4342 | 6.8249e-06 | 7.7887e-05 | 0 | 3.5821 | 3.5526 | 3.0192 | 5.8482 | 5.7653 | 4.4187 | 0.00010517
4343 | 2.0206e-06 | 7.7683e-05 | 0 | 3.573 | 3.5526 | 3.0192 | 5.8226 | 5.7653 | 4.4187 | 1.2558e-05
4344 | 2.0298e-06 | 7.6258e-05 | 0 | 3.5461 | 3.5526 | 3.0192 | 5.747 | 5.7653 | 4.4187 | 1.4127e-05
4345 | 5.0943e-07 | 7.4402e-05 | 0 | 3.4978 | 3.5526 | 3.0192 | 5.6135 | 5.7653 | 4.4187 | 0
4346 | 1.1173e-07 | 7.3546e-05 | 0 | 3.4479 | 3.5526 | 3.0192 | 5.4785 | 5.7653 | 4.4187 | 0
4347 | 5.857e-07 | 7.3499e-05 | 0.00027699 | 3.4508 | 3.5511 | 3.0192 | 5.486 | 5.7611 | 4.4187 | 0
4348 | 3.5775e-07 | 7.4272e-05 | 0.0023821 | 3.4522 | 3.5511 | 3.0192 | 5.4898 | 5.7611 | 4.4187 | 0
4349 | 2.7305e-07 | 7.444e-05 | 0.008088 | 3.4848 | 3.5511 | 3.0192 | 5.5781 | 5.7611 | 4.4187 | 9.4183e-06
4350 | 1.144e-05 | 7.7775e-05 | 0.012464 | 3.521 | 3.5526 | 3.0192 | 5.6775 | 5.7653 | 4.4187 | 0
4351 | 2.9923e-05 | 7.8851e-05 | 0.019223 | 3.5565 | 3.5541 | 3.0192 | 5.7762 | 5.7695 | 4.4187 | 0.0006687
4352 | 5.141e-06 | 7.6106e-05 | 0.027588 | 3.6095 | 3.5541 | 3.0192 | 5.9265 | 5.7695 | 4.4187 | 3.9243e-05
4353 | 2.0876e-05 | 8.5828e-05 | 0.035122 | 3.6594 | 3.5541 | 3.0192 | 6.0709 | 5.7695 | 4.4187 | 3.6103e-05
4354 | 3.7483e-06 | 8.0941e-05 | 0.038834 | 3.7026 | 3.5556 | 3.0192 | 6.1983 | 5.7737 | 4.4187 | 8.9474e-05
4355 | 7.8668e-06 | 8.5786e-05 | 0.038889 | 3.7735 | 3.5556 | 3.0192 | 6.4127 | 5.7737 | 4.4187 | 9.2613e-05
4356 | 8.4121e-06 | 8.2757e-05 | 0.047586 | 3.7972 | 3.5556 | 3.0192 | 6.4858 | 5.7737 | 4.4187 | 0.00014284
4357 | 9.838e-06 | 7.9613e-05 | 0.040883 | 3.8246 | 3.5556 | 3.0192 | 6.5713 | 5.7737 | 4.4187 | 0.0001036
4358 | 1.0875e-05 | 7.9281e-05 | 0.03479 | 3.8246 | 3.5541 | 3.0192 | 6.5713 | 5.7695 | 4.4187 | 0.0001193
4359 | 6.5914e-06 | 7.5684e-05 | 0.019721 | 3.8006 | 3.5541 | 3.0192 | 6.4964 | 5.7695 | 4.4187 | 4.3952e-05
4360 | 1.8575e-05 | 7.973e-05 | 0.018503 | 3.7501 | 3.5541 | 3.0192 | 6.3413 | 5.7695 | 4.4187 | 5.9649e-05
4361 | 2.0902e-05 | 8.377e-05 | 0.015844 | 3.7172 | 3.5556 | 3.0192 | 6.242 | 5.7737 | 4.4187 | 9.1044e-05
4362 | 7.5312e-06 | 8.0937e-05 | 0.0065923 | 3.6673 | 3.5541 | 3.0192 | 6.0941 | 5.7695 | 4.4187 | 0.00026999
4363 | 4.8288e-06 | 7.9792e-05 | 0.0036008 | 3.6126 | 3.5526 | 3.0192 | 5.9353 | 5.7653 | 4.4187 | 0.00030139
4364 | 9.1104e-06 | 8.2579e-05 | 0.00033238 | 3.5284 | 3.5526 | 3.0192 | 5.6977 | 5.7653 | 4.4187 | 0.00022133
4365 | 1.0962e-05 | 7.866e-05 | 0 | 3.4791 | 3.5526 | 3.0192 | 5.5626 | 5.7653 | 4.4187 | 0.00024958
4366 | 4.4049e-06 | 8.0019e-05 | 0 | 3.4368 | 3.5526 | 3.0192 | 5.4485 | 5.7653 | 4.4187 | 1.0988e-05
4367 | 2.3256e-06 | 8.2679e-05 | 0 | 3.4494 | 3.5526 | 3.0192 | 5.4822 | 5.7653 | 4.4187 | 1.2558e-05
4368 | 3.0001e-06 | 8.4684e-05 | 0 | 3.4396 | 3.5526 | 3.0192 | 5.456 | 5.7653 | 4.4187 | 1.7267e-05
4369 | 2.4762e-06 | 8.6215e-05 | 0 | 3.416 | 3.5526 | 3.0192 | 5.3932 | 5.7653 | 4.4187 | 0
4370 | 3.3449e-06 | 8.7171e-05 | 0 | 3.3859 | 3.5511 | 3.0192 | 5.3141 | 5.7611 | 4.4187 | 2.6685e-05
4371 | 5.3159e-06 | 8.789e-05 | 0.00044318 | 3.3914 | 3.5526 | 3.0192 | 5.3283 | 5.7653 | 4.4187 | 0
4372 | 6.9031e-06 | 8.8374e-05 | 0.0018835 | 3.4132 | 3.5526 | 3.0192 | 5.3859 | 5.7653 | 4.4187 | 0
4373 | 1.2225e-05 | 8.9967e-05 | 0.004875 | 3.4174 | 3.5526 | 3.0192 | 5.3969 | 5.7653 | 4.4187 | 0
4374 | 2.1314e-05 | 9.269e-05 | 0.010802 | 3.4036 | 3.5526 | 3.0192 | 5.3606 | 5.7653 | 4.4187 | 1.0988e-05
4375 | 3.1673e-05 | 9.5755e-05 | 0.011467 | 3.4243 | 3.5526 | 3.0192 | 5.4152 | 5.7653 | 4.4187 | 0.00057766
4376 | 1.0785e-05 | 8.9033e-05 | 0.014473 | 3.4326 | 3.5526 | 3.0192 | 5.4374 | 5.7653 | 4.4187 | 4.2382e-05
4377 | 8.9416e-06 | 8.6849e-05 | 0.020165 | 3.4437 | 3.5526 | 3.0192 | 5.4672 | 5.7653 | 4.4187 | 6.9067e-05
4378 | 6.4217e-06 | 8.4915e-05 | 0.026535 | 3.4791 | 3.5496 | 3.0192 | 5.5626 | 5.757 | 4.4187 | 0.00012715
4379 | 1.3198e-05 | 8.7781e-05 | 0.033737 | 3.5476 | 3.5496 | 3.0192 | 5.7512 | 5.757 | 4.4187 | 5.494e-05
4380 | 2.07e-05 | 8.6308e-05 | 0.029305 | 3.576 | 3.5496 | 3.0192 | 5.8311 | 5.757 | 4.4187 | 0.00010674
4381 | 2.5095e-05 | 8.4082e-05 | 0.02864 | 3.5912 | 3.5496 | 3.0192 | 5.8741 | 5.757 | 4.4187 | 4.2382e-05
4382 | 1.9381e-05 | 8.1729e-05 | 0.031244 | 3.6343 | 3.5496 | 3.0192 | 5.9978 | 5.757 | 4.4187 | 3.9243e-05
4383 | 1.7008e-05 | 7.8712e-05 | 0.019832 | 3.6437 | 3.5496 | 3.0192 | 6.025 | 5.757 | 4.4187 | 6.4358e-05
4384 | 1.1054e-05 | 7.7372e-05 | 0.019278 | 3.6327 | 3.5467 | 3.0192 | 5.9933 | 5.7487 | 4.4187 | 5.494e-05
4385 | 1.5861e-05 | 8.2157e-05 | 0.015179 | 3.6359 | 3.5481 | 3.0192 | 6.0023 | 5.7528 | 4.4187 | 5.494e-05
4386 | 1.3172e-05 | 8.2527e-05 | 0.0084758 | 3.6126 | 3.5467 | 3.0192 | 5.9353 | 5.7487 | 4.4187 | 0.00013186
4387 | 3.0728e-05 | 8.7461e-05 | 0.0029361 | 3.5094 | 3.5467 | 3.0192 | 5.6453 | 5.7487 | 4.4187 | 0.0002386
4388 | 2.5706e-05 | 8.7442e-05 | 0.00038778 | 3.4578 | 3.5467 | 3.0192 | 5.5049 | 5.7487 | 4.4187 | 0.00026371
4389 | 2.1068e-05 | 8.1591e-05 | 0 | 3.4023 | 3.5452 | 3.0192 | 5.357 | 5.7445 | 4.4187 | 0.0002229
4390 | 7.9703e-06 | 8.098e-05 | 0 | 3.3671 | 3.5422 | 3.0192 | 5.265 | 5.7362 | 4.4187 | 4.2382e-05
4391 | 2.0323e-06 | 8.2486e-05 | 0 | 3.3287 | 3.5407 | 3.0192 | 5.166 | 5.7321 | 4.4187 | 1.2558e-05
4392 | 2.0703e-06 | 8.43e-05 | 0 | 3.3054 | 3.5407 | 3.0192 | 5.1065 | 5.7321 | 4.4187 | 0
4393 | 7.6361e-07 | 8.5598e-05 | 0 | 3.3144 | 3.5407 | 3.0192 | 5.1295 | 5.7321 | 4.4187 | 0
4394 | 1.2774e-06 | 8.645e-05 | 0 | 3.2964 | 3.5407 | 3.0192 | 5.0837 | 5.7321 | 4.4187 | 1.4127e-05
4395 | 2.2075e-06 | 8.6857e-05 | 0.00055397 | 3.2772 | 3.5392 | 3.0192 | 5.0355 | 5.728 | 4.4187 | 1.0988e-05
4396 | 4.8245e-06 | 8.765e-05 | 0.0042102 | 3.2977 | 3.5392 | 3.0192 | 5.0869 | 5.728 | 4.4187 | 0
4397 | 1.8934e-05 | 9.1879e-05 | 0.012021 | 3.3419 | 3.5392 | 3.0192 | 5.1997 | 5.728 | 4.4187 | 0
4398 | 1.6666e-05 | 9.1195e-05 | 0.019721 | 3.3968 | 3.5378 | 3.0192 | 5.3426 | 5.7239 | 4.4187 | 1.2558e-05
4399 | 1.6835e-05 | 9.1122e-05 | 0.027588 | 3.4465 | 3.5363 | 3.0192 | 5.4747 | 5.7197 | 4.4187 | 0.00045836
4400 | 7.6668e-06 | 8.7999e-05 | 0.03839 | 3.5108 | 3.5363 | 3.0192 | 5.6493 | 5.7197 | 4.4187 | 4.2382e-05
4401 | 1.3475e-05 | 8.8112e-05 | 0.041714 | 3.57 | 3.5363 | 3.0192 | 5.8141 | 5.7197 | 4.4187 | 9.2613e-05
4402 | 6.1713e-06 | 8.4743e-05 | 0.05091 | 3.57 | 3.5363 | 3.0192 | 5.8141 | 5.7197 | 4.4187 | 7.3777e-05
4403 | 1.5405e-05 | 8.8335e-05 | 0.063264 | 3.7074 | 3.5348 | 3.0192 | 6.2128 | 5.7156 | 4.4187 | 3.6103e-05
4404 | 1.9774e-05 | 8.5961e-05 | 0.05368 | 3.727 | 3.5348 | 3.0192 | 6.2715 | 5.7156 | 4.4187 | 0.00020249
4405 | 2.3274e-05 | 8.3434e-05 | 0.046257 | 3.6881 | 3.5348 | 3.0192 | 6.1553 | 5.7156 | 4.4187 | 4.5522e-05
4406 | 1.8812e-05 | 8.1459e-05 | 0.039388 | 3.6705 | 3.5333 | 3.0192 | 6.1034 | 5.7115 | 4.4187 | 6.9067e-05
4407 | 1.5507e-05 | 7.8171e-05 | 0.0349 | 3.6753 | 3.5304 | 3.0192 | 6.1175 | 5.7033 | 4.4187 | 5.1801e-05
4408 | 1.5204e-05 | 7.8513e-05 | 0.031854 | 3.6769 | 3.5289 | 3.0192 | 6.1222 | 5.6993 | 4.4187 | 7.8486e-05
4409 | 9.5821e-06 | 8.0168e-05 | 0.018281 | 3.6721 | 3.5274 | 3.0192 | 6.1081 | 5.6952 | 4.4187 | 4.8661e-05
4410 | 2.9419e-05 | 8.7301e-05 | 0.010858 | 3.6421 | 3.5274 | 3.0192 | 6.0205 | 5.6952 | 4.4187 | 0.00017581
4411 | 2.0612e-05 | 8.4327e-05 | 0.0032546 | 3.5685 | 3.5274 | 3.0192 | 5.8099 | 5.6952 | 4.4187 | 0.00022918
4412 | 2.6462e-05 | 8.7565e-05 | 0.00044318 | 3.5094 | 3.526 | 3.0192 | 5.6453 | 5.6911 | 4.4187 | 0.00022133
4413 | 1.6242e-05 | 8.0041e-05 | 0 | 3.4522 | 3.526 | 3.0192 | 5.4898 | 5.6911 | 4.4187 | 0.00017895
4414 | 5.8293e-06 | 8.0233e-05 | 0 | 3.4284 | 3.5245 | 3.0192 | 5.4263 | 5.687 | 4.4187 | 1.2558e-05
4415 | 2.2457e-06 | 8.2445e-05 | 0 | 3.3859 | 3.523 | 3.0192 | 5.3141 | 5.683 | 4.4187 | 0
4416 | 2.6898e-06 | 8.4385e-05 | 0 | 3.3671 | 3.523 | 3.0192 | 5.265 | 5.683 | 4.4187 | 0
4417 | 1.9169e-06 | 8.5841e-05 | 0 | 3.3445 | 3.523 | 3.0192 | 5.2065 | 5.683 | 4.4187 | 1.0988e-05
4418 | 2.3849e-06 | 8.6682e-05 | 0 | 3.3458 | 3.5216 | 3.0192 | 5.2099 | 5.6789 | 4.4187 | 0
4419 | 5.0389e-06 | 8.7607e-05 | 0.00027699 | 3.3157 | 3.5216 | 3.0192 | 5.1328 | 5.6789 | 4.4187 | 0
4420 | 3.2325e-06 | 8.7073e-05 | 0.0029361 | 3.3157 | 3.5201 | 3.0192 | 5.1328 | 5.6749 | 4.4187 | 2.3546e-05
4421 | 5.7975e-06 | 8.7839e-05 | 0.015733 | 3.3765 | 3.5201 | 3.0192 | 5.2894 | 5.6749 | 4.4187 | 1.5697e-05
4422 | 2.8086e-05 | 9.4523e-05 | 0.02648 | 3.4494 | 3.5201 | 3.0192 | 5.4822 | 5.6749 | 4.4187 | 0
4423 | 2.4277e-05 | 9.3353e-05 | 0.032407 | 3.5137 | 3.5201 | 3.0192 | 5.6573 | 5.6749 | 4.4187 | 0.000653
4424 | 9.7956e-06 | 8.8539e-05 | 0.036562 | 3.555 | 3.5201 | 3.0192 | 5.772 | 5.6749 | 4.4187 | 6.2789e-05
4425 | 8.9056e-06 | 8.6643e-05 | 0.046091 | 3.6141 | 3.5201 | 3.0192 | 5.9397 | 5.6749 | 4.4187 | 4.8661e-05
4426 | 6.2158e-06 | 8.4656e-05 | 0.041326 | 3.5881 | 3.5201 | 3.0192 | 5.8654 | 5.6749 | 4.4187 | 9.5753e-05
4427 | 1.3085e-05 | 8.7528e-05 | 0.060162 | 3.6499 | 3.5186 | 3.0192 | 6.0433 | 5.6708 | 4.4187 | 0.00010988
4428 | 1.7671e-05 | 8.5217e-05 | 0.05717 | 3.7451 | 3.5172 | 3.0192 | 6.3262 | 5.6668 | 4.4187 | 0.00018523
4429 | 2.6174e-05 | 8.4204e-05 | 0.053237 | 3.7551 | 3.5172 | 3.0192 | 6.3565 | 5.6668 | 4.4187 | 8.1625e-05
4430 | 2.2099e-05 | 8.2345e-05 | 0.04044 | 3.7287 | 3.5172 | 3.0192 | 6.2764 | 5.6668 | 4.4187 | 6.5928e-05
4431 | 1.4695e-05 | 7.7838e-05 | 0.035288 | 3.7568 | 3.5142 | 3.0192 | 6.3616 | 5.6587 | 4.4187 | 7.3777e-05
4432 | 1.073e-05 | 7.707e-05 | 0.022491 | 3.6405 | 3.5142 | 3.0192 | 6.0159 | 5.6587 | 4.4187 | 7.8486e-05
4433 | 1.1355e-05 | 8.0596e-05 | 0.016065 | 3.5896 | 3.5142 | 3.0192 | 5.8697 | 5.6587 | 4.4187 | 6.4358e-05
4434 | 3.656e-05 | 8.9342e-05 | 0.0093068 | 3.561 | 3.5142 | 3.0192 | 5.7888 | 5.6587 | 4.4187 | 0.00034534
4435 | 1.3459e-05 | 8.2082e-05 | 0.0027699 | 3.5123 | 3.5099 | 3.0192 | 5.6533 | 5.6467 | 4.4187 | 0.00020877
4436 | 1.9558e-05 | 8.5387e-05 | 0.00038778 | 3.4077 | 3.5099 | 3.0192 | 5.3714 | 5.6467 | 4.4187 | 0.00014755
4437 | 1.9536e-05 | 8.0932e-05 | 0 | 3.3631 | 3.5099 | 3.0192 | 5.2546 | 5.6467 | 4.4187 | 0.00022133
4438 | 5.9081e-06 | 8.0153e-05 | 0 | 3.3485 | 3.5099 | 3.0192 | 5.2168 | 5.6467 | 4.4187 | 0
4439 | 2.4163e-06 | 8.2397e-05 | 0 | 3.3144 | 3.5099 | 3.0192 | 5.1295 | 5.6467 | 4.4187 | 0
4440 | 3.8777e-06 | 8.4642e-05 | 0 | 3.2836 | 3.5099 | 3.0192 | 5.0515 | 5.6467 | 4.4187 | 0
4441 | 4.6547e-06 | 8.6564e-05 | 0 | 3.2634 | 3.5099 | 3.0192 | 5.0008 | 5.6467 | 4.4187 | 0
4442 | 5.1148e-06 | 8.7404e-05 | 0 | 3.2546 | 3.5099 | 3.0192 | 4.9789 | 5.6467 | 4.4187 | 0
4443 | 6.9446e-06 | 8.8082e-05 | 0.00038778 | 3.2608 | 3.507 | 3.0192 | 4.9945 | 5.6387 | 4.4187 | 0
4444 | 1.1291e-05 | 8.9394e-05 | 0.004044 | 3.2659 | 3.5055 | 3.0192 | 5.0071 | 5.6347 | 4.4187 | 0
4445 | 1.1255e-05 | 8.9379e-05 | 0.012077 | 3.3209 | 3.5055 | 3.0192 | 5.146 | 5.6347 | 4.4187 | 0
4446 | 1.6183e-05 | 9.0855e-05 | 0.022381 | 3.3914 | 3.5055 | 3.0192 | 5.3283 | 5.6347 | 4.4187 | 1.7267e-05
4447 | 2.5748e-05 | 9.3695e-05 | 0.029361 | 3.4649 | 3.507 | 3.0192 | 5.524 | 5.6387 | 4.4187 | 0.00050388
4448 | 2.2995e-05 | 9.2404e-05 | 0.035011 | 3.5181 | 3.507 | 3.0192 | 5.6694 | 5.6387 | 4.4187 | 3.7673e-05
4449 | 1.0399e-05 | 8.6998e-05 | 0.043709 | 3.608 | 3.507 | 3.0192 | 5.9221 | 5.6387 | 4.4187 | 0.00010831
4450 | 8.7611e-06 | 8.5325e-05 | 0.045814 | 3.6312 | 3.507 | 3.0192 | 5.9888 | 5.6387 | 4.4187 | 2.3546e-05
4451 | 1.3219e-05 | 8.7463e-05 | 0.04526 | 3.6801 | 3.507 | 3.0192 | 6.1316 | 5.6387 | 4.4187 | 5.651e-05
4452 | 1.8679e-05 | 8.5454e-05 | 0.043819 | 3.6833 | 3.507 | 3.0192 | 6.141 | 5.6387 | 4.4187 | 0.00023703
4453 | 2.494e-05 | 8.3735e-05 | 0.037726 | 3.6547 | 3.5041 | 3.0192 | 6.0571 | 5.6307 | 4.4187 | 9.5753e-05
4454 | 2.4144e-05 | 8.2863e-05 | 0.020829 | 3.6049 | 3.5041 | 3.0192 | 5.9133 | 5.6307 | 4.4187 | 4.0813e-05
4455 | 1.5608e-05 | 7.8018e-05 | 0.034457 | 3.6484 | 3.5041 | 3.0192 | 6.0387 | 5.6307 | 4.4187 | 6.2789e-05
4456 | 1.0831e-05 | 7.7001e-05 | 0.029693 | 3.6689 | 3.5041 | 3.0192 | 6.0988 | 5.6307 | 4.4187 | 5.0231e-05
4457 | 1.2951e-05 | 8.0973e-05 | 0.021383 | 3.6705 | 3.5041 | 3.0192 | 6.1034 | 5.6307 | 4.4187 | 5.0231e-05
4458 | 2.3061e-05 | 8.5195e-05 | 0.01191 | 3.6157 | 3.5041 | 3.0192 | 5.9442 | 5.6307 | 4.4187 | 0.00015226
4459 | 1.5984e-05 | 8.2745e-05 | 0.0033238 | 3.4949 | 3.5012 | 3.0192 | 5.6056 | 5.6228 | 4.4187 | 0.00017581
4460 | 1.9955e-05 | 8.5404e-05 | 0.00038778 | 3.4423 | 3.4997 | 3.0192 | 5.4634 | 5.6188 | 4.4187 | 0.00023703
4461 | 1.8603e-05 | 8.0452e-05 | 0 | 3.3711 | 3.4997 | 3.0192 | 5.2754 | 5.6188 | 4.4187 | 0.0003265
4462 | 7.6871e-06 | 8.0577e-05 | 0 | 3.3274 | 3.4997 | 3.0192 | 5.1627 | 5.6188 | 4.4187 | 0
4463 | 5.6141e-06 | 8.3257e-05 | 0 | 3.2951 | 3.4997 | 3.0192 | 5.0804 | 5.6188 | 4.4187 | 1.2558e-05
4464 | 6.8729e-06 | 8.5439e-05 | 0 | 3.3054 | 3.4997 | 3.0192 | 5.1065 | 5.6188 | 4.4187 | 2.3546e-05
4465 | 6.5953e-06 | 8.7047e-05 | 0 | 3.3054 | 3.4997 | 3.0192 | 5.1065 | 5.6188 | 4.4187 | 6.9067e-05
4466 | 8.4731e-06 | 8.8314e-05 | 0 | 3.3235 | 3.4997 | 3.0192 | 5.1527 | 5.6188 | 4.4187 | 0
4467 | 1.1072e-05 | 8.9224e-05 | 0.00022159 | 3.3183 | 3.4997 | 3.0192 | 5.1394 | 5.6188 | 4.4187 | 6.2789e-05
4468 | 1.4499e-05 | 9.0261e-05 | 0.0027699 | 3.3274 | 3.4997 | 3.0192 | 5.1627 | 5.6188 | 4.4187 | 1.4127e-05
4469 | 2.4617e-05 | 9.3293e-05 | 0.0094176 | 3.3725 | 3.4983 | 3.0192 | 5.2789 | 5.6148 | 4.4187 | 5.1801e-05
4470 | 2.5389e-05 | 9.3521e-05 | 0.015622 | 3.427 | 3.4954 | 3.0192 | 5.4226 | 5.6069 | 4.4187 | 1.2558e-05
4471 | 3.0379e-05 | 9.495e-05 | 0.023378 | 3.4691 | 3.4954 | 3.0192 | 5.5355 | 5.6069 | 4.4187 | 0.00049917
4472 | 2.1997e-05 | 9.2009e-05 | 0.033072 | 3.5065 | 3.4968 | 3.0192 | 5.6373 | 5.6109 | 4.4187 | 0.00061533
4473 | 2.044e-05 | 8.9917e-05 | 0.037559 | 3.573 | 3.4968 | 3.0192 | 5.8226 | 5.6109 | 4.4187 | 3.7673e-05
4474 | 1.5298e-05 | 8.7191e-05 | 0.054511 | 3.6126 | 3.4968 | 3.0192 | 5.9353 | 5.6109 | 4.4187 | 0.0001036
4475 | 1.9883e-05 | 8.9353e-05 | 0.041437 | 3.6499 | 3.4968 | 3.0192 | 6.0433 | 5.6109 | 4.4187 | 6.9067e-05
4476 | 2.2047e-05 | 8.6356e-05 | 0.0467 | 3.6219 | 3.4968 | 3.0192 | 5.9619 | 5.6109 | 4.4187 | 6.4358e-05
4477 | 2.3123e-05 | 8.3093e-05 | 0.037836 | 3.6881 | 3.4968 | 3.0192 | 6.1553 | 5.6109 | 4.4187 | 8.6334e-05
4478 | 3.4871e-05 | 8.5984e-05 | 0.035122 | 3.6203 | 3.4968 | 3.0192 | 5.9575 | 5.6109 | 4.4187 | 8.6334e-05
4479 | 2.4818e-05 | 8.0695e-05 | 0.037338 | 3.6343 | 3.4954 | 3.0192 | 5.9978 | 5.6069 | 4.4187 | 0.00024645
4480 | 1.5714e-05 | 7.8364e-05 | 0.031023 | 3.625 | 3.4939 | 3.0192 | 5.9709 | 5.603 | 4.4187 | 0.0002072
4481 | 1.2579e-05 | 8.0763e-05 | 0.018447 | 3.5446 | 3.4925 | 3.0192 | 5.7429 | 5.599 | 4.4187 | 2.8255e-05
4482 | 3.2151e-05 | 8.7828e-05 | 0.011356 | 3.5505 | 3.4925 | 3.0192 | 5.7595 | 5.599 | 4.4187 | 4.2382e-05
4483 | 1.4508e-05 | 8.2206e-05 | 0.0039332 | 3.5152 | 3.491 | 3.0192 | 5.6613 | 5.5951 | 4.4187 | 1.0988e-05
4484 | 2.2793e-05 | 8.6157e-05 | 0.00038778 | 3.4508 | 3.491 | 3.0192 | 5.486 | 5.5951 | 4.4187 | 0.00013186
4485 | 3.2687e-05 | 8.4585e-05 | 0 | 3.3887 | 3.491 | 3.0192 | 5.3212 | 5.5951 | 4.4187 | 0.00017267
4486 | 1.6956e-05 | 8.3258e-05 | 0 | 3.3765 | 3.491 | 3.0192 | 5.2894 | 5.5951 | 4.4187 | 0.00010046
4487 | 1.6031e-05 | 8.6284e-05 | 0 | 3.3846 | 3.4896 | 3.0192 | 5.3106 | 5.5912 | 4.4187 | 1.5697e-05
4488 | 1.7778e-05 | 8.8479e-05 | 0 | 3.3564 | 3.4896 | 3.0192 | 5.2373 | 5.5912 | 4.4187 | 3.9243e-05
4489 | 1.726e-05 | 8.9876e-05 | 0 | 3.3432 | 3.4882 | 3.0192 | 5.2031 | 5.5872 | 4.4187 | 1.4127e-05
4490 | 1.6948e-05 | 9.0245e-05 | 0 | 3.3261 | 3.4882 | 3.0192 | 5.1594 | 5.5872 | 4.4187 | 1.5697e-05
4491 | 1.8056e-05 | 9.0657e-05 | 0.00033238 | 3.3041 | 3.4882 | 3.0192 | 5.1032 | 5.5872 | 4.4187 | 5.8079e-05
4492 | 1.8285e-05 | 8.9967e-05 | 0.0038224 | 3.2849 | 3.4882 | 3.0192 | 5.0547 | 5.5872 | 4.4187 | 1.4127e-05
4493 | 1.8305e-05 | 8.5977e-05 | 0.013517 | 3.3406 | 3.4882 | 3.0192 | 5.1964 | 5.5872 | 4.4187 | 2.9825e-05
4494 | 4.5118e-05 | 8.8773e-05 | 0.022547 | 3.416 | 3.4882 | 3.0192 | 5.3932 | 5.5872 | 4.4187 | 9.4183e-06
4495 | 4.5826e-05 | 8.1689e-05 | 0.029084 | 3.5094 | 3.4882 | 3.0192 | 5.6453 | 5.5872 | 4.4187 | 0.00051173
4496 | 2.4807e-05 | 8.4058e-05 | 0.047476 | 3.5927 | 3.4882 | 3.0192 | 5.8784 | 5.5872 | 4.4187 | 0.00071108
4497 | 1.7394e-05 | 8.549e-05 | 0.04188 | 3.5988 | 3.4867 | 3.0192 | 5.8958 | 5.5833 | 4.4187 | 9.4183e-06
4498 | 1.1063e-05 | 8.3539e-05 | 0.056173 | 3.6865 | 3.4867 | 3.0192 | 6.1505 | 5.5833 | 4.4187 | 0.0001193
4499 | 1.9567e-05 | 8.8753e-05 | 0.046368 | 3.6913 | 3.4867 | 3.0192 | 6.1648 | 5.5833 | 4.4187 | 7.0637e-05
4500 | 2.5461e-05 | 8.7304e-05 | 0.047863 | 3.7435 | 3.4867 | 3.0192 | 6.3212 | 5.5833 | 4.4187 | 6.4358e-05
4501 | 2.7602e-05 | 8.4342e-05 | 0.04321 | 3.7685 | 3.4867 | 3.0192 | 6.3973 | 5.5833 | 4.4187 | 6.1219e-05
4502 | 3.5429e-05 | 8.6052e-05 | 0.041493 | 3.7319 | 3.4867 | 3.0192 | 6.2863 | 5.5833 | 4.4187 | 4.5522e-05
4503 | 2.5401e-05 | 8.0645e-05 | 0.041271 | 3.7836 | 3.4853 | 3.0192 | 6.4439 | 5.5794 | 4.4187 | 0.00034691
4504 | 1.4189e-05 | 7.7757e-05 | 0.034125 | 3.7123 | 3.4839 | 3.0192 | 6.2274 | 5.5755 | 4.4187 | 0.00033592
4505 | 1.0726e-05 | 8.0055e-05 | 0.01806 | 3.6865 | 3.4839 | 3.0192 | 6.1505 | 5.5755 | 4.4187 | 1.0988e-05
4506 | 1.2757e-05 | 8.1879e-05 | 0.012963 | 3.6817 | 3.4839 | 3.0192 | 6.1363 | 5.5755 | 4.4187 | 4.5522e-05
4507 | 1.7962e-05 | 8.3051e-05 | 0.0042656 | 3.6018 | 3.4839 | 3.0192 | 5.9045 | 5.5755 | 4.4187 | 2.6685e-05
4508 | 2.8148e-05 | 8.7348e-05 | 0.00049858 | 3.4877 | 3.4839 | 3.0192 | 5.586 | 5.5755 | 4.4187 | 0.00015697
4509 | 2.9278e-05 | 8.2939e-05 | 0 | 3.4064 | 3.4839 | 3.0192 | 5.3678 | 5.5755 | 4.4187 | 0.000135
4510 | 2.4686e-05 | 8.5142e-05 | 0 | 3.3591 | 3.4839 | 3.0192 | 5.2442 | 5.5755 | 4.4187 | 0.00016482
4511 | 2.0947e-05 | 8.6462e-05 | 0 | 3.3209 | 3.4839 | 3.0192 | 5.146 | 5.5755 | 4.4187 | 0
4512 | 2.4126e-05 | 8.609e-05 | 0 | 3.308 | 3.4839 | 3.0192 | 5.113 | 5.5755 | 4.4187 | 3.1394e-05
4513 | 2.4457e-05 | 8.2469e-05 | 0 | 3.3041 | 3.4839 | 3.0192 | 5.1032 | 5.5755 | 4.4187 | 1.4127e-05
4514 | 2.6195e-05 | 8.2519e-05 | 0 | 3.2558 | 3.4839 | 3.0192 | 4.982 | 5.5755 | 4.4187 | 0
4515 | 2.7661e-05 | 8.2314e-05 | 0.00038778 | 3.2359 | 3.4824 | 3.0192 | 4.9327 | 5.5716 | 4.4187 | 2.5115e-05
4516 | 3.1646e-05 | 8.3258e-05 | 0.0037393 | 3.2483 | 3.4824 | 3.0192 | 4.9634 | 5.5716 | 4.4187 | 0
4517 | 4.7808e-05 | 8.8324e-05 | 0.013018 | 3.3105 | 3.4824 | 3.0192 | 5.1196 | 5.5716 | 4.4187 | 0
4518 | 4.0257e-05 | 8.6061e-05 | 0.024098 | 3.3995 | 3.4824 | 3.0192 | 5.3498 | 5.5716 | 4.4187 | 1.5697e-05
4519 | 3.5983e-05 | 8.2294e-05 | 0.037615 | 3.492 | 3.4824 | 3.0192 | 5.5977 | 5.5716 | 4.4187 | 0.00047405
4520 | 2.1188e-05 | 7.4991e-05 | 0.04947 | 3.555 | 3.4824 | 3.0192 | 5.772 | 5.5716 | 4.4187 | 0.00010046
4521 | 1.4495e-05 | 7.7728e-05 | 0.058998 | 3.6705 | 3.4824 | 3.0192 | 6.1034 | 5.5716 | 4.4187 | 3.2964e-05
4522 | 1.16e-05 | 7.9592e-05 | 0.060439 | 3.7091 | 3.4824 | 3.0192 | 6.2177 | 5.5716 | 4.4187 | 6.7498e-05
4523 | 1.5233e-05 | 8.2897e-05 | 0.0662 | 3.7584 | 3.4824 | 3.0192 | 6.3667 | 5.5716 | 4.4187 | 6.5928e-05
4524 | 1.5906e-05 | 8.2282e-05 | 0.065646 | 3.8384 | 3.4824 | 3.0192 | 6.615 | 5.5716 | 4.4187 | 0.00010046
4525 | 1.3987e-05 | 7.9096e-05 | 0.052794 | 3.816 | 3.4824 | 3.0192 | 6.5444 | 5.5716 | 4.4187 | 8.3195e-05
4526 | 1.625e-05 | 7.9289e-05 | 0.046534 | 3.7785 | 3.4824 | 3.0192 | 6.4283 | 5.5716 | 4.4187 | 8.7904e-05
4527 | 6.9669e-06 | 7.4675e-05 | 0.041548 | 3.7752 | 3.4824 | 3.0192 | 6.4179 | 5.5716 | 4.4187 | 0.00010831
4528 | 4.9189e-06 | 7.4728e-05 | 0.03202 | 3.7551 | 3.4781 | 3.0192 | 6.3565 | 5.5599 | 4.4187 | 3.6103e-05
4529 | 2.2472e-05 | 8.345e-05 | 0.023433 | 3.7651 | 3.4781 | 3.0192 | 6.3871 | 5.5599 | 4.4187 | 5.0231e-05
4530 | 9.3219e-06 | 8.0767e-05 | 0.0095838 | 3.7058 | 3.4781 | 3.0192 | 6.208 | 5.5599 | 4.4187 | 0.00013813
4531 | 2.1382e-05 | 8.4061e-05 | 0.0029361 | 3.6034 | 3.4781 | 3.0192 | 5.9089 | 5.5599 | 4.4187 | 0.00027313
4532 | 1.7066e-05 | 8.4283e-05 | 0.00033238 | 3.5065 | 3.4781 | 3.0192 | 5.6373 | 5.5599 | 4.4187 | 0.00029668
4533 | 1.9512e-05 | 7.9924e-05 | 0 | 3.4705 | 3.4781 | 3.0192 | 5.5394 | 5.5599 | 4.4187 | 0.00026999
4534 | 1.7622e-05 | 8.0801e-05 | 0 | 3.4077 | 3.4781 | 3.0192 | 5.3714 | 5.5599 | 4.4187 | 0
4535 | 2.1083e-05 | 8.2539e-05 | 0 | 3.3765 | 3.4781 | 3.0192 | 5.2894 | 5.5599 | 4.4187 | 1.5697e-05
4536 | 2.4856e-05 | 8.4086e-05 | 0 | 3.3485 | 3.4796 | 3.0192 | 5.2168 | 5.5638 | 4.4187 | 1.2558e-05
4537 | 2.5857e-05 | 8.2253e-05 | 0 | 3.3105 | 3.4796 | 3.0192 | 5.1196 | 5.5638 | 4.4187 | 4.0813e-05
4538 | 2.7252e-05 | 8.2008e-05 | 0 | 3.3105 | 3.4796 | 3.0192 | 5.1196 | 5.5638 | 4.4187 | 3.7673e-05
4539 | 2.9043e-05 | 8.2454e-05 | 0.00033238 | 3.3209 | 3.4796 | 3.0192 | 5.146 | 5.5638 | 4.4187 | 9.4183e-06
4540 | 2.9827e-05 | 8.2717e-05 | 0.00349 | 3.3041 | 3.4796 | 3.0192 | 5.1032 | 5.5638 | 4.4187 | 1.5697e-05
4541 | 3.2329e-05 | 8.3472e-05 | 0.012631 | 3.3698 | 3.4796 | 3.0192 | 5.272 | 5.5638 | 4.4187 | 1.5697e-05
4542 | 3.4628e-05 | 8.3231e-05 | 0.023322 | 3.482 | 3.481 | 3.0192 | 5.5703 | 5.5677 | 4.4187 | 0
4543 | 3.5287e-05 | 8.1465e-05 | 0.039332 | 3.5821 | 3.481 | 3.0192 | 5.8482 | 5.5677 | 4.4187 | 0.00057452
4544 | 3.4397e-05 | 8.1128e-05 | 0.0467 | 3.6657 | 3.4796 | 3.0192 | 6.0894 | 5.5638 | 4.4187 | 0.00011616
4545 | 1.4817e-05 | 8.1115e-05 | 0.051741 | 3.7156 | 3.481 | 3.0192 | 6.2371 | 5.5677 | 4.4187 | 2.9825e-05
4546 | 1.1504e-05 | 8.1001e-05 | 0.051187 | 3.7551 | 3.481 | 3.0192 | 6.3565 | 5.5677 | 4.4187 | 9.5753e-05
4547 | 1.8663e-05 | 8.5716e-05 | 0.065424 | 3.8246 | 3.481 | 3.0192 | 6.5713 | 5.5677 | 4.4187 | 5.494e-05
4548 | 1.9782e-05 | 8.4042e-05 | 0.059386 | 3.9147 | 3.481 | 3.0192 | 6.8597 | 5.5677 | 4.4187 | 0.00025743
4549 | 2.4372e-05 | 8.2337e-05 | 0.054179 | 3.8913 | 3.4824 | 3.0192 | 6.7838 | 5.5716 | 4.4187 | 0.00013029
4550 | 2.5425e-05 | 8.2404e-05 | 0.054733 | 3.9753 | 3.481 | 3.0192 | 7.0602 | 5.5677 | 4.4187 | 9.2613e-05
4551 | 1.9112e-05 | 7.8501e-05 | 0.049636 | 3.9828 | 3.481 | 3.0192 | 7.0853 | 5.5677 | 4.4187 | 8.3195e-05
4552 | 2.6096e-05 | 8.1131e-05 | 0.036895 | 3.9623 | 3.481 | 3.0192 | 7.0167 | 5.5677 | 4.4187 | 7.3777e-05
4553 | 1.1703e-05 | 8.0168e-05 | 0.023101 | 3.7802 | 3.4796 | 3.0192 | 6.4334 | 5.5638 | 4.4187 | 6.9067e-05
4554 | 2.5671e-05 | 8.5587e-05 | 0.014182 | 3.7205 | 3.4796 | 3.0192 | 6.2518 | 5.5638 | 4.4187 | 0.00029354
4555 | 2.2948e-05 | 8.4196e-05 | 0.0041548 | 3.6421 | 3.4796 | 3.0192 | 6.0205 | 5.5638 | 4.4187 | 0.00015383
4556 | 3.2719e-05 | 8.8222e-05 | 0.00044318 | 3.5284 | 3.4796 | 3.0192 | 5.6977 | 5.5638 | 4.4187 | 0.00030296
4557 | 3.9473e-05 | 8.5642e-05 | 0 | 3.4578 | 3.481 | 3.0192 | 5.5049 | 5.5677 | 4.4187 | 0.00023232
4558 | 3.6105e-05 | 8.5553e-05 | 0 | 3.4174 | 3.481 | 3.0192 | 5.3969 | 5.5677 | 4.4187 | 1.7267e-05
4559 | 3.4966e-05 | 8.7398e-05 | 0 | 3.4256 | 3.4824 | 3.0192 | 5.4189 | 5.5716 | 4.4187 | 0
4560 | 4.2465e-05 | 8.7617e-05 | 0 | 3.4077 | 3.4824 | 3.0192 | 5.3714 | 5.5716 | 4.4187 | 0
4561 | 4.3136e-05 | 8.7951e-05 | 0 | 3.405 | 3.4824 | 3.0192 | 5.3642 | 5.5716 | 4.4187 | 2.5115e-05
4562 | 4.3948e-05 | 8.7067e-05 | 0 | 3.3859 | 3.481 | 3.0192 | 5.3141 | 5.5677 | 4.4187 | 1.2558e-05
4563 | 4.7422e-05 | 8.8038e-05 | 0.00033238 | 3.3873 | 3.481 | 3.0192 | 5.3177 | 5.5677 | 4.4187 | 1.4127e-05
4564 | 4.9512e-05 | 8.8629e-05 | 0.0028807 | 3.3859 | 3.4824 | 3.0192 | 5.3141 | 5.5716 | 4.4187 | 0
4565 | 6.3394e-05 | 9.1751e-05 | 0.0073679 | 3.4284 | 3.4824 | 3.0192 | 5.4263 | 5.5716 | 4.4187 | 0
4566 | 5.1904e-05 | 8.9442e-05 | 0.014182 | 3.4805 | 3.4853 | 3.0192 | 5.5665 | 5.5794 | 4.4187 | 0
4567 | 6.6752e-05 | 9.1693e-05 | 0.024652 | 3.549 | 3.4853 | 3.0192 | 5.7553 | 5.5794 | 4.4187 | 0.0006012
4568 | 3.3396e-05 | 8.056e-05 | 0.034568 | 3.6343 | 3.4867 | 3.0192 | 5.9978 | 5.5833 | 4.4187 | 2.5115e-05
4569 | 1.8903e-05 | 7.6757e-05 | 0.047919 | 3.7435 | 3.4867 | 3.0192 | 6.3212 | 5.5833 | 4.4187 | 7.3777e-05
4570 | 1.9877e-05 | 8.0835e-05 | 0.04875 | 3.835 | 3.4867 | 3.0192 | 6.604 | 5.5833 | 4.4187 | 3.4534e-05
4571 | 2.1753e-05 | 8.4457e-05 | 0.054345 | 3.8806 | 3.4867 | 3.0192 | 6.7494 | 5.5833 | 4.4187 | 4.8661e-05
4572 | 2.4501e-05 | 8.407e-05 | 0.052074 | 3.9457 | 3.4896 | 3.0192 | 6.9616 | 5.5912 | 4.4187 | 0.00016011
4573 | 2.9408e-05 | 8.3229e-05 | 0.048362 | 3.9679 | 3.4896 | 3.0192 | 7.0353 | 5.5912 | 4.4187 | 7.3777e-05
4574 | 2.4425e-05 | 8.1578e-05 | 0.037836 | 3.9586 | 3.4896 | 3.0192 | 7.0044 | 5.5912 | 4.4187 | 5.494e-05
4575 | 1.9793e-05 | 7.7874e-05 | 0.033903 | 3.9238 | 3.4896 | 3.0192 | 6.8894 | 5.5912 | 4.4187 | 2.5115e-05
4576 | 1.7749e-05 | 7.7359e-05 | 0.020663 | 3.8985 | 3.4882 | 3.0192 | 6.807 | 5.5872 | 4.4187 | 6.9067e-05
4577 | 2.2404e-05 | 8.1891e-05 | 0.012187 | 3.8489 | 3.4882 | 3.0192 | 6.6481 | 5.5872 | 4.4187 | 4.7091e-05
4578 | 1.2057e-05 | 8.0254e-05 | 0.0061491 | 3.7836 | 3.4882 | 3.0192 | 6.4439 | 5.5872 | 4.4187 | 0.00021505
4579 | 3.3769e-05 | 8.6518e-05 | 0.0018835 | 3.7172 | 3.4882 | 3.0192 | 6.242 | 5.5872 | 4.4187 | 0.00023389
4580 | 4.1948e-05 | 9.0442e-05 | 0.00011079 | 3.6673 | 3.4882 | 3.0192 | 6.0941 | 5.5872 | 4.4187 | 0.00024645
4581 | 5.1709e-05 | 8.8993e-05 | 0 | 3.6003 | 3.4896 | 3.0192 | 5.9002 | 5.5912 | 4.4187 | 0.0001868
4582 | 3.4253e-05 | 8.7329e-05 | 0 | 3.5476 | 3.4896 | 3.0192 | 5.7512 | 5.5912 | 4.4187 | 0
4583 | 3.3189e-05 | 8.5164e-05 | 0 | 3.5181 | 3.491 | 3.0192 | 5.6694 | 5.5951 | 4.4187 | 1.2558e-05
4584 | 3.6075e-05 | 8.5614e-05 | 0 | 3.482 | 3.491 | 3.0192 | 5.5703 | 5.5951 | 4.4187 | 2.3546e-05
4585 | 3.6387e-05 | 8.5045e-05 | 0 | 3.472 | 3.491 | 3.0192 | 5.5432 | 5.5951 | 4.4187 | 0
4586 | 3.7314e-05 | 8.507e-05 | 0 | 3.4451 | 3.491 | 3.0192 | 5.4709 | 5.5951 | 4.4187 | 0
4587 | 3.8886e-05 | 8.5279e-05 | 0.00022159 | 3.4409 | 3.4925 | 3.0192 | 5.4597 | 5.599 | 4.4187 | 0
4588 | 4.073e-05 | 8.5905e-05 | 0.0019389 | 3.4508 | 3.4925 | 3.0192 | 5.486 | 5.599 | 4.4187 | 0
4589 | 4.0645e-05 | 8.5696e-05 | 0.0065369 | 3.4465 | 3.4939 | 3.0192 | 5.4747 | 5.603 | 4.4187 | 1.2558e-05
4590 | 4.4839e-05 | 8.6977e-05 | 0.011689 | 3.5021 | 3.4954 | 3.0192 | 5.6254 | 5.6069 | 4.4187 | 1.5697e-05
4591 | 4.8354e-05 | 8.656e-05 | 0.015345 | 3.5108 | 3.4954 | 3.0192 | 5.6493 | 5.6069 | 4.4187 | 0.00062318
4592 | 4.2473e-05 | 7.9951e-05 | 0.02504 | 3.5416 | 3.4954 | 3.0192 | 5.7346 | 5.6069 | 4.4187 | 7.3777e-05
4593 | 2.0674e-05 | 7.8694e-05 | 0.03202 | 3.564 | 3.4983 | 3.0192 | 5.7972 | 5.6148 | 4.4187 | 7.2207e-05
4594 | 1.8071e-05 | 8.2283e-05 | 0.04454 | 3.608 | 3.4968 | 3.0192 | 5.9221 | 5.6109 | 4.4187 | 6.5928e-05
4595 | 2.4579e-05 | 8.5687e-05 | 0.046589 | 3.6359 | 3.4968 | 3.0192 | 6.0023 | 5.6109 | 4.4187 | 8.3195e-05
4596 | 2.7425e-05 | 8.5572e-05 | 0.053957 | 3.6705 | 3.4983 | 3.0192 | 6.1034 | 5.6148 | 4.4187 | 0.00015069
4597 | 3.3682e-05 | 8.4685e-05 | 0.06138 | 3.7319 | 3.4997 | 3.0192 | 6.2863 | 5.6188 | 4.4187 | 4.5522e-05
4598 | 2.4399e-05 | 8.1873e-05 | 0.049636 | 3.7551 | 3.4997 | 3.0192 | 6.3565 | 5.6188 | 4.4187 | 6.7498e-05
4599 | 1.9048e-05 | 7.8166e-05 | 0.041382 | 3.7668 | 3.4997 | 3.0192 | 6.3922 | 5.6188 | 4.4187 | 7.2207e-05
4600 | 2.1319e-05 | 7.9268e-05 | 0.032075 | 3.7634 | 3.4983 | 3.0192 | 6.3819 | 5.6148 | 4.4187 | 5.651e-05
4601 | 1.5138e-05 | 8.088e-05 | 0.025981 | 3.7651 | 3.4968 | 3.0192 | 6.3871 | 5.6109 | 4.4187 | 6.1219e-05
4602 | 1.2525e-05 | 8.1391e-05 | 0.015013 | 3.7651 | 3.4983 | 3.0192 | 6.3871 | 5.6148 | 4.4187 | 0.00016953
4603 | 1.811e-05 | 8.2561e-05 | 0.0039886 | 3.6515 | 3.4983 | 3.0192 | 6.0479 | 5.6148 | 4.4187 | 0.00014127
4604 | 2.7256e-05 | 8.6364e-05 | 0.00033238 | 3.5342 | 3.4983 | 3.0192 | 5.7141 | 5.6148 | 4.4187 | 0.00030609
4605 | 3.1173e-05 | 8.3009e-05 | 0 | 3.4368 | 3.4983 | 3.0192 | 5.4485 | 5.6148 | 4.4187 | 0.00025115
4606 | 2.5253e-05 | 8.2397e-05 | 0 | 3.3564 | 3.4983 | 3.0192 | 5.2373 | 5.6148 | 4.4187 | 0
4607 | 2.9513e-05 | 8.5075e-05 | 0 | 3.3002 | 3.4997 | 3.0192 | 5.0934 | 5.6188 | 4.4187 | 1.5697e-05
4608 | 3.7399e-05 | 8.6917e-05 | 0 | 3.2533 | 3.4997 | 3.0192 | 4.9758 | 5.6188 | 4.4187 | 3.4534e-05
4609 | 4.4996e-05 | 8.8259e-05 | 0 | 3.2359 | 3.5012 | 3.0192 | 4.9327 | 5.6228 | 4.4187 | 1.0988e-05
4610 | 4.8046e-05 | 8.7862e-05 | 0 | 3.2236 | 3.4997 | 3.0192 | 4.9024 | 5.6188 | 4.4187 | 0
4611 | 4.9036e-05 | 8.8256e-05 | 0.00027699 | 3.2175 | 3.4997 | 3.0192 | 4.8873 | 5.6188 | 4.4187 | 0
4612 | 5.1049e-05 | 8.916e-05 | 0.0040994 | 3.2521 | 3.4997 | 3.0192 | 4.9727 | 5.6188 | 4.4187 | 2.8255e-05
4613 | 6.2007e-05 | 9.2135e-05 | 0.011523 | 3.3564 | 3.5012 | 3.0192 | 5.2373 | 5.6228 | 4.4187 | 0
4614 | 5.1638e-05 | 8.8746e-05 | 0.02781 | 3.462 | 3.5012 | 3.0192 | 5.5164 | 5.6228 | 4.4187 | 3.7673e-05
4615 | 3.9511e-05 | 8.3023e-05 | 0.044207 | 3.5896 | 3.5026 | 3.0192 | 5.8697 | 5.6267 | 4.4187 | 0.00050231
4616 | 1.982e-05 | 7.5672e-05 | 0.059441 | 3.7042 | 3.5026 | 3.0192 | 6.2032 | 5.6267 | 4.4187 | 6.1219e-05
4617 | 1.6369e-05 | 7.6709e-05 | 0.061713 | 3.8074 | 3.5026 | 3.0192 | 6.5176 | 5.6267 | 4.4187 | 4.0813e-05
4618 | 1.1016e-05 | 7.8827e-05 | 0.069025 | 3.8246 | 3.5041 | 3.0192 | 6.5713 | 5.6307 | 4.4187 | 2.6685e-05
4619 | 1.7817e-05 | 8.2824e-05 | 0.06476 | 3.9057 | 3.5041 | 3.0192 | 6.8303 | 5.6307 | 4.4187 | 0.0001397
4620 | 2.0993e-05 | 8.1972e-05 | 0.062821 | 3.9292 | 3.5041 | 3.0192 | 6.9073 | 5.6307 | 4.4187 | 0.00019935
4621 | 2.1985e-05 | 8.0114e-05 | 0.057835 | 4.0168 | 3.5055 | 3.0192 | 7.2005 | 5.6347 | 4.4187 | 2.8255e-05
4622 | 2.0249e-05 | 7.9388e-05 | 0.05717 | 4.0206 | 3.5041 | 3.0192 | 7.2135 | 5.6307 | 4.4187 | 9.7322e-05
4623 | 1.7401e-05 | 7.6545e-05 | 0.050412 | 4.0301 | 3.5026 | 3.0192 | 7.2463 | 5.6267 | 4.4187 | 7.5346e-05
4624 | 1.5916e-05 | 7.6352e-05 | 0.035454 | 3.966 | 3.5026 | 3.0192 | 7.0291 | 5.6267 | 4.4187 | 3.9243e-05
4625 | 1.1784e-05 | 7.8527e-05 | 0.024319 | 3.942 | 3.5026 | 3.0192 | 6.9494 | 5.6267 | 4.4187 | 3.9243e-05
4626 | 9.4312e-06 | 7.9256e-05 | 0.011578 | 3.835 | 3.5026 | 3.0192 | 6.604 | 5.6267 | 4.4187 | 0.00026999
4627 | 1.4122e-05 | 8.0824e-05 | 0.0039332 | 3.7468 | 3.5026 | 3.0192 | 6.3313 | 5.6267 | 4.4187 | 0.00021819
4628 | 1.6895e-05 | 8.3502e-05 | 0.00027699 | 3.6003 | 3.5026 | 3.0192 | 5.9002 | 5.6267 | 4.4187 | 0.00020563
4629 | 1.9157e-05 | 8.0514e-05 | 0 | 3.5166 | 3.5026 | 3.0192 | 5.6653 | 5.6267 | 4.4187 | 0.00020877
4630 | 7.9599e-06 | 7.7151e-05 | 0 | 3.4409 | 3.5026 | 3.0192 | 5.4597 | 5.6267 | 4.4187 | 2.8255e-05
4631 | 5.2558e-06 | 7.4809e-05 | 0 | 3.427 | 3.5055 | 3.0192 | 5.4226 | 5.6347 | 4.4187 | 0
4632 | 6.7194e-06 | 7.6275e-05 | 0 | 3.3941 | 3.5055 | 3.0192 | 5.3355 | 5.6347 | 4.4187 | 2.8255e-05
4633 | 6.1e-06 | 7.5718e-05 | 0 | 3.3301 | 3.5041 | 3.0192 | 5.1694 | 5.6307 | 4.4187 | 8.1625e-05
4634 | 6.8689e-06 | 7.5716e-05 | 0 | 3.2977 | 3.5041 | 3.0192 | 5.0869 | 5.6307 | 4.4187 | 1.5697e-05
4635 | 8.2654e-06 | 7.5593e-05 | 0.00033238 | 3.2496 | 3.5041 | 3.0192 | 4.9665 | 5.6307 | 4.4187 | 3.1394e-05
4636 | 9.5972e-06 | 7.5885e-05 | 0.0044872 | 3.2785 | 3.5041 | 3.0192 | 5.0387 | 5.6307 | 4.4187 | 2.5115e-05
4637 | 2.8045e-05 | 8.1907e-05 | 0.012797 | 3.3873 | 3.5084 | 3.0192 | 5.3177 | 5.6427 | 4.4187 | 6.2789e-05
4638 | 2.4688e-05 | 8.0331e-05 | 0.021937 | 3.4848 | 3.5084 | 3.0192 | 5.5781 | 5.6427 | 4.4187 | 0
4639 | 3.4704e-05 | 8.2109e-05 | 0.034956 | 3.576 | 3.5099 | 3.0192 | 5.8311 | 5.6467 | 4.4187 | 0.0004819
4640 | 6.5318e-06 | 7.3138e-05 | 0.047254 | 3.6642 | 3.5099 | 3.0192 | 6.0848 | 5.6467 | 4.4187 | 0.00057295
4641 | 6.0873e-06 | 7.2336e-05 | 0.058444 | 3.7668 | 3.5113 | 3.0192 | 6.3922 | 5.6507 | 4.4187 | 5.9649e-05
4642 | 1.4993e-05 | 7.5695e-05 | 0.060605 | 3.816 | 3.5113 | 3.0192 | 6.5444 | 5.6507 | 4.4187 | 6.7498e-05
4643 | 1.6224e-05 | 7.9499e-05 | 0.060716 | 3.9093 | 3.5128 | 3.0192 | 6.8421 | 5.6547 | 4.4187 | 7.2207e-05
4644 | 1.8609e-05 | 8.0272e-05 | 0.053292 | 3.9494 | 3.5128 | 3.0192 | 6.9737 | 5.6547 | 4.4187 | 5.1801e-05
4645 | 2.59e-05 | 8.1424e-05 | 0.040717 | 3.8878 | 3.5113 | 3.0192 | 6.7723 | 5.6507 | 4.4187 | 4.0813e-05
4646 | 2.1224e-05 | 8.0151e-05 | 0.040773 | 3.8931 | 3.5113 | 3.0192 | 6.7896 | 5.6507 | 4.4187 | 9.4183e-05
4647 | 1.8916e-05 | 7.7399e-05 | 0.037504 | 3.9512 | 3.5128 | 3.0192 | 6.9798 | 5.6547 | 4.4187 | 0.0003108
4648 | 1.0708e-05 | 7.559e-05 | 0.027533 | 3.8384 | 3.5128 | 3.0192 | 6.615 | 5.6547 | 4.4187 | 0.00037987
4649 | 1.1732e-05 | 7.9527e-05 | 0.018669 | 3.8246 | 3.5128 | 3.0192 | 6.5713 | 5.6547 | 4.4187 | 5.1801e-05
4650 | 7.4588e-06 | 7.9678e-05 | 0.0084204 | 3.8006 | 3.5128 | 3.0192 | 6.4964 | 5.6547 | 4.4187 | 8.6334e-05
4651 | 1.1376e-05 | 8.0138e-05 | 0.0034346 | 3.7418 | 3.5128 | 3.0192 | 6.3162 | 5.6547 | 4.4187 | 8.0056e-05
4652 | 2.2112e-05 | 8.5135e-05 | 0.00027699 | 3.6049 | 3.5128 | 3.0192 | 5.9133 | 5.6547 | 4.4187 | 0.00015226
4653 | 2.0479e-05 | 7.9946e-05 | 0 | 3.5108 | 3.5128 | 3.0192 | 5.6493 | 5.6547 | 4.4187 | 0.00022918
4654 | 6.5577e-06 | 7.5889e-05 | 0 | 3.4677 | 3.5128 | 3.0192 | 5.5317 | 5.6547 | 4.4187 | 0.00013657
4655 | 3.9921e-06 | 7.508e-05 | 0 | 3.4508 | 3.5142 | 3.0192 | 5.486 | 5.6587 | 4.4187 | 0
4656 | 6.4811e-06 | 7.6553e-05 | 0 | 3.405 | 3.5142 | 3.0192 | 5.3642 | 5.6587 | 4.4187 | 3.4534e-05
4657 | 8.6853e-06 | 7.6694e-05 | 0 | 3.3684 | 3.5142 | 3.0192 | 5.2685 | 5.6587 | 4.4187 | 0
4658 | 1.3364e-05 | 7.8239e-05 | 0 | 3.3644 | 3.5142 | 3.0192 | 5.258 | 5.6587 | 4.4187 | 1.0988e-05
4659 | 2.335e-05 | 8.0496e-05 | 0.00027699 | 3.3564 | 3.5142 | 3.0192 | 5.2373 | 5.6587 | 4.4187 | 1.2558e-05
4660 | 2.9688e-05 | 8.1954e-05 | 0.0031577 | 3.3711 | 3.5157 | 3.0192 | 5.2754 | 5.6628 | 4.4187 | 0
4661 | 3.4392e-05 | 8.3879e-05 | 0.010581 | 3.4423 | 3.5172 | 3.0192 | 5.4634 | 5.6668 | 4.4187 | 1.4127e-05
4662 | 5.3881e-05 | 8.9529e-05 | 0.01806 | 3.5152 | 3.5172 | 3.0192 | 5.6613 | 5.6668 | 4.4187 | 3.9243e-05
4663 | 3.6092e-05 | 8.3301e-05 | 0.029416 | 3.6064 | 3.5186 | 3.0192 | 5.9177 | 5.6708 | 4.4187 | 0.00039557
4664 | 3.5546e-05 | 7.8539e-05 | 0.043155 | 3.6913 | 3.5186 | 3.0192 | 6.1648 | 5.6708 | 4.4187 | 0.00038772
4665 | 1.2446e-05 | 7.3458e-05 | 0.052738 | 3.7418 | 3.5186 | 3.0192 | 6.3162 | 5.6708 | 4.4187 | 8.1625e-05
4666 | 1.9477e-05 | 8.1325e-05 | 0.062101 | 3.8542 | 3.5186 | 3.0192 | 6.6647 | 5.6708 | 4.4187 | 8.3195e-05
4667 | 1.6632e-05 | 8.2682e-05 | 0.065314 | 3.9183 | 3.5201 | 3.0192 | 6.8715 | 5.6749 | 4.4187 | 0.00010831
4668 | 1.8892e-05 | 8.2534e-05 | 0.054733 | 3.9439 | 3.5201 | 3.0192 | 6.9555 | 5.6749 | 4.4187 | 8.9474e-05
4669 | 2.2253e-05 | 8.1075e-05 | 0.05573 | 3.9147 | 3.5216 | 3.0192 | 6.8597 | 5.6789 | 4.4187 | 8.7904e-05
4670 | 2.0972e-05 | 8.088e-05 | 0.053735 | 3.9021 | 3.5216 | 3.0192 | 6.8186 | 5.6789 | 4.4187 | 8.9474e-05
4671 | 1.8408e-05 | 7.811e-05 | 0.040496 | 3.9021 | 3.5216 | 3.0192 | 6.8186 | 5.6789 | 4.4187 | 0.0002386
4672 | 1.1388e-05 | 7.6346e-05 | 0.030912 | 3.9039 | 3.5216 | 3.0192 | 6.8245 | 5.6789 | 4.4187 | 0.0003265
4673 | 9.3409e-06 | 7.9057e-05 | 0.025483 | 3.8665 | 3.5201 | 3.0192 | 6.704 | 5.6749 | 4.4187 | 5.337e-05
4674 | 9.9844e-06 | 8.0473e-05 | 0.012243 | 3.7618 | 3.5201 | 3.0192 | 6.3768 | 5.6749 | 4.4187 | 6.1219e-05
4675 | 1.7559e-05 | 8.243e-05 | 0.0035454 | 3.6769 | 3.5186 | 3.0192 | 6.1222 | 5.6708 | 4.4187 | 4.2382e-05
4676 | 2.0919e-05 | 8.4846e-05 | 0.00038778 | 3.5745 | 3.5172 | 3.0192 | 5.8268 | 5.6668 | 4.4187 | 0.00022447
4677 | 2.9366e-05 | 8.2953e-05 | 0 | 3.505 | 3.5172 | 3.0192 | 5.6333 | 5.6668 | 4.4187 | 0.00020406
4678 | 1.8548e-05 | 8.2894e-05 | 0 | 3.4396 | 3.5172 | 3.0192 | 5.456 | 5.6668 | 4.4187 | 0.00011145
4679 | 2.253e-05 | 8.7232e-05 | 0 | 3.3873 | 3.5201 | 3.0192 | 5.3177 | 5.6749 | 4.4187 | 0
4680 | 2.9011e-05 | 9.0649e-05 | 0 | 3.3392 | 3.5216 | 3.0192 | 5.193 | 5.6789 | 4.4187 | 0
4681 | 3.0993e-05 | 9.3008e-05 | 0 | 3.3353 | 3.5216 | 3.0192 | 5.1828 | 5.6789 | 4.4187 | 2.5115e-05
4682 | 3.648e-05 | 9.4121e-05 | 0 | 3.2938 | 3.5216 | 3.0192 | 5.0772 | 5.6789 | 4.4187 | 1.4127e-05
4683 | 4.3426e-05 | 9.5259e-05 | 0.00022159 | 3.2521 | 3.5216 | 3.0192 | 4.9727 | 5.6789 | 4.4187 | 9.4183e-06
4684 | 4.5117e-05 | 8.8058e-05 | 0.0042656 | 3.2836 | 3.5216 | 3.0192 | 5.0515 | 5.6789 | 4.4187 | 0
4685 | 5.2648e-05 | 8.7369e-05 | 0.013517 | 3.3765 | 3.523 | 3.0192 | 5.2894 | 5.683 | 4.4187 | 1.0988e-05
4686 | 4.4741e-05 | 8.5988e-05 | 0.025261 | 3.4963 | 3.5245 | 3.0192 | 5.6095 | 5.687 | 4.4187 | 1.7267e-05
4687 | 4.3174e-05 | 8.4288e-05 | 0.033903 | 3.5595 | 3.526 | 3.0192 | 5.7846 | 5.6911 | 4.4187 | 0.00056981
4688 | 2.7759e-05 | 8.6578e-05 | 0.044983 | 3.6437 | 3.526 | 3.0192 | 6.025 | 5.6911 | 4.4187 | 3.7673e-05
4689 | 2.0316e-05 | 8.4836e-05 | 0.055508 | 3.7139 | 3.526 | 3.0192 | 6.2323 | 5.6911 | 4.4187 | 8.4765e-05
4690 | 1.5843e-05 | 8.4969e-05 | 0.055785 | 3.828 | 3.526 | 3.0192 | 6.5822 | 5.6911 | 4.4187 | 9.1044e-05
4691 | 1.4893e-05 | 8.6767e-05 | 0.049248 | 3.8332 | 3.526 | 3.0192 | 6.5985 | 5.6911 | 4.4187 | 5.494e-05
4692 | 1.5288e-05 | 8.3652e-05 | 0.051076 | 3.8402 | 3.5274 | 3.0192 | 6.6204 | 5.6952 | 4.4187 | 0.00022133
4693 | 2.052e-05 | 8.1523e-05 | 0.039443 | 3.8577 | 3.526 | 3.0192 | 6.6759 | 5.6911 | 4.4187 | 9.1044e-05
4694 | 1.0399e-05 | 7.7863e-05 | 0.028917 | 3.8524 | 3.526 | 3.0192 | 6.6592 | 5.6911 | 4.4187 | 8.0056e-05
4695 | 7.9433e-06 | 7.4913e-05 | 0.031798 | 3.8402 | 3.5274 | 3.0192 | 6.6204 | 5.6952 | 4.4187 | 7.0637e-05
4696 | 6.2565e-06 | 7.4728e-05 | 0.020497 | 3.7853 | 3.5274 | 3.0192 | 6.4491 | 5.6952 | 4.4187 | 8.0056e-05
4697 | 1.0324e-05 | 7.927e-05 | 0.012132 | 3.7819 | 3.5274 | 3.0192 | 6.4386 | 5.6952 | 4.4187 | 6.7498e-05
4698 | 6.2023e-06 | 7.926e-05 | 0.0070909 | 3.7205 | 3.5274 | 3.0192 | 6.2518 | 5.6952 | 4.4187 | 0.00019778
4699 | 8.5889e-06 | 7.9662e-05 | 0.0021605 | 3.6689 | 3.526 | 3.0192 | 6.0988 | 5.6911 | 4.4187 | 0.00030296
4700 | 1.7349e-05 | 8.3694e-05 | 0.00011079 | 3.567 | 3.526 | 3.0192 | 5.8056 | 5.6911 | 4.4187 | 0.00033121
4701 | 2.5524e-05 | 8.1726e-05 | 0 | 3.5416 | 3.5245 | 3.0192 | 5.7346 | 5.687 | 4.4187 | 0.00010203
4702 | 2.101e-05 | 8.3648e-05 | 0 | 3.4891 | 3.5245 | 3.0192 | 5.5899 | 5.687 | 4.4187 | 1.2558e-05
4703 | 2.0628e-05 | 8.6854e-05 | 0 | 3.4705 | 3.5245 | 3.0192 | 5.5394 | 5.687 | 4.4187 | 3.1394e-05
4704 | 1.8954e-05 | 8.8169e-05 | 0 | 3.4465 | 3.526 | 3.0192 | 5.4747 | 5.6911 | 4.4187 | 1.0988e-05
4705 | 1.7719e-05 | 8.95e-05 | 0 | 3.4465 | 3.526 | 3.0192 | 5.4747 | 5.6911 | 4.4187 | 1.4127e-05
4706 | 1.9582e-05 | 9.0465e-05 | 0 | 3.4091 | 3.526 | 3.0192 | 5.375 | 5.6911 | 4.4187 | 1.0988e-05
4707 | 2.2656e-05 | 9.1034e-05 | 0.00027699 | 3.3887 | 3.526 | 3.0192 | 5.3212 | 5.6911 | 4.4187 | 0
4708 | 2.1285e-05 | 8.7199e-05 | 0.0025483 | 3.3968 | 3.5274 | 3.0192 | 5.3426 | 5.6952 | 4.4187 | 1.0988e-05
4709 | 2.5554e-05 | 8.619e-05 | 0.010138 | 3.4705 | 3.5304 | 3.0192 | 5.5394 | 5.7033 | 4.4187 | 2.0406e-05
4710 | 6.1141e-05 | 9.4857e-05 | 0.02371 | 3.5196 | 3.5304 | 3.0192 | 5.6734 | 5.7033 | 4.4187 | 1.4127e-05
4711 | 4.0621e-05 | 8.3568e-05 | 0.038612 | 3.6203 | 3.5304 | 3.0192 | 5.9575 | 5.7033 | 4.4187 | 0.00060591
4712 | 2.2528e-05 | 8.485e-05 | 0.049858 | 3.7369 | 3.5304 | 3.0192 | 6.3012 | 5.7033 | 4.4187 | 3.4534e-05
4713 | 1.5962e-05 | 8.3776e-05 | 0.060272 | 3.8108 | 3.5304 | 3.0192 | 6.5283 | 5.7033 | 4.4187 | 3.9243e-05
4714 | 1.229e-05 | 8.4019e-05 | 0.070632 | 3.9147 | 3.5318 | 3.0192 | 6.8597 | 5.7074 | 4.4187 | 1.5697e-05
4715 | 1.771e-05 | 8.7631e-05 | 0.070022 | 3.9865 | 3.5318 | 3.0192 | 7.0979 | 5.7074 | 4.4187 | 6.5928e-05
4716 | 2.4974e-05 | 8.6482e-05 | 0.062211 | 4.0398 | 3.5318 | 3.0192 | 7.2794 | 5.7074 | 4.4187 | 0.00017581
4717 | 2.5808e-05 | 8.303e-05 | 0.054289 | 4.0206 | 3.5318 | 3.0192 | 7.2135 | 5.7074 | 4.4187 | 2.6685e-05
4718 | 2.0996e-05 | 8.0965e-05 | 0.058832 | 4.0378 | 3.5318 | 3.0192 | 7.2728 | 5.7074 | 4.4187 | 4.3952e-05
4719 | 1.7531e-05 | 7.772e-05 | 0.053735 | 4.0359 | 3.5318 | 3.0192 | 7.2661 | 5.7074 | 4.4187 | 3.6103e-05
4720 | 1.5211e-05 | 7.7334e-05 | 0.040551 | 4.0359 | 3.5318 | 3.0192 | 7.2661 | 5.7074 | 4.4187 | 5.0231e-05
4721 | 1.1821e-05 | 7.9639e-05 | 0.018891 | 3.9567 | 3.5304 | 3.0192 | 6.9982 | 5.7033 | 4.4187 | 7.0637e-05
4722 | 1.5804e-05 | 8.2064e-05 | 0.010581 | 3.8878 | 3.5289 | 3.0192 | 6.7723 | 5.6993 | 4.4187 | 0.00028412
4723 | 1.8971e-05 | 8.2703e-05 | 0.0032684 | 3.8194 | 3.5289 | 3.0192 | 6.5551 | 5.6993 | 4.4187 | 0.00024645
4724 | 3.2355e-05 | 8.8119e-05 | 0.00022159 | 3.7352 | 3.5289 | 3.0192 | 6.2963 | 5.6993 | 4.4187 | 0.00029982
4725 | 3.5244e-05 | 8.4581e-05 | 0 | 3.6499 | 3.5289 | 3.0192 | 6.0433 | 5.6993 | 4.4187 | 0.0002229
4726 | 3.3814e-05 | 8.7408e-05 | 0 | 3.5957 | 3.5289 | 3.0192 | 5.8871 | 5.6993 | 4.4187 | 1.0988e-05
4727 | 3.889e-05 | 9.2254e-05 | 0 | 3.5036 | 3.5289 | 3.0192 | 5.6293 | 5.6993 | 4.4187 | 1.4127e-05
4728 | 4.6792e-05 | 9.6442e-05 | 0 | 3.4734 | 3.5304 | 3.0192 | 5.5471 | 5.7033 | 4.4187 | 2.6685e-05
4729 | 6.2684e-05 | 0.00010291 | 0 | 3.4663 | 3.5318 | 3.0192 | 5.5279 | 5.7074 | 4.4187 | 0
4730 | 7.5365e-05 | 0.00010744 | 0 | 3.4437 | 3.5318 | 3.0192 | 5.4672 | 5.7074 | 4.4187 | 1.4127e-05
4731 | 8.2123e-05 | 0.0001096 | 0.00016619 | 3.4201 | 3.5318 | 3.0192 | 5.4042 | 5.7074 | 4.4187 | 0
4732 | 8.6365e-05 | 0.00011088 | 0.0026591 | 3.4215 | 3.5333 | 3.0192 | 5.4079 | 5.7115 | 4.4187 | 0
4733 | 8.6629e-05 | 0.00011096 | 0.011301 | 3.4522 | 3.5348 | 3.0192 | 5.4898 | 5.7156 | 4.4187 | 0
4734 | 9.2828e-05 | 0.00011282 | 0.022159 | 3.5007 | 3.5348 | 3.0192 | 5.6214 | 5.7156 | 4.4187 | 0
4735 | 6.6739e-05 | 0.00010495 | 0.035233 | 3.5595 | 3.5348 | 3.0192 | 5.7846 | 5.7156 | 4.4187 | 0.0006687
4736 | 3.9148e-05 | 9.6232e-05 | 0.044263 | 3.6562 | 3.5363 | 3.0192 | 6.0617 | 5.7197 | 4.4187 | 7.2207e-05
4737 | 3.1508e-05 | 9.2336e-05 | 0.053015 | 3.7205 | 3.5363 | 3.0192 | 6.2518 | 5.7197 | 4.4187 | 8.4765e-05
4738 | 1.8632e-05 | 8.7275e-05 | 0.059386 | 3.8023 | 3.5392 | 3.0192 | 6.5017 | 5.728 | 4.4187 | 5.494e-05
4739 | 1.7742e-05 | 8.7705e-05 | 0.062544 | 3.8542 | 3.5392 | 3.0192 | 6.6647 | 5.728 | 4.4187 | 9.8892e-05
4740 | 2.5807e-05 | 8.6804e-05 | 0.056616 | 3.9093 | 3.5392 | 3.0192 | 6.8421 | 5.728 | 4.4187 | 0.00024958
4741 | 2.4515e-05 | 8.2566e-05 | 0.060716 | 3.9075 | 3.5392 | 3.0192 | 6.8362 | 5.728 | 4.4187 | 0.0001036
4742 | 1.9508e-05 | 8.0441e-05 | 0.056395 | 3.9567 | 3.5392 | 3.0192 | 6.9982 | 5.728 | 4.4187 | 9.8892e-05
4743 | 2.1555e-05 | 7.8857e-05 | 0.046091 | 3.9201 | 3.5407 | 3.0192 | 6.8775 | 5.7321 | 4.4187 | 4.0813e-05
4744 | 1.3211e-05 | 7.6657e-05 | 0.02792 | 3.87 | 3.5407 | 3.0192 | 6.7153 | 5.7321 | 4.4187 | 0.00011459
4745 | 8.2215e-06 | 7.8477e-05 | 0.015013 | 3.8108 | 3.5407 | 3.0192 | 6.5283 | 5.7321 | 4.4187 | 8.9474e-05
4746 | 1.2878e-05 | 8.1107e-05 | 0.008365 | 3.6657 | 3.5407 | 3.0192 | 6.0894 | 5.7321 | 4.4187 | 0.00027784
4747 | 2.0814e-05 | 8.3178e-05 | 0.0033238 | 3.6141 | 3.5407 | 3.0192 | 5.9397 | 5.7321 | 4.4187 | 0.00033278
4748 | 2.1433e-05 | 8.4763e-05 | 0.00033238 | 3.5284 | 3.5407 | 3.0192 | 5.6977 | 5.7321 | 4.4187 | 0.00016953
4749 | 2.3468e-05 | 8.0955e-05 | 0 | 3.472 | 3.5407 | 3.0192 | 5.5432 | 5.7321 | 4.4187 | 0.00020406
4750 | 8.739e-06 | 7.9802e-05 | 0 | 3.39 | 3.5422 | 3.0192 | 5.3248 | 5.7362 | 4.4187 | 9.4183e-06
4751 | 9.1275e-06 | 8.3246e-05 | 0 | 3.3644 | 3.5422 | 3.0192 | 5.258 | 5.7362 | 4.4187 | 1.2558e-05
4752 | 1.52e-05 | 8.6889e-05 | 0 | 3.3631 | 3.5452 | 3.0192 | 5.2546 | 5.7445 | 4.4187 | 1.4127e-05
4753 | 2.2075e-05 | 9.0653e-05 | 0 | 3.3525 | 3.5452 | 3.0192 | 5.227 | 5.7445 | 4.4187 | 1.4127e-05
4754 | 2.9424e-05 | 9.3535e-05 | 0 | 3.3183 | 3.5452 | 3.0192 | 5.1394 | 5.7445 | 4.4187 | 0
4755 | 3.5504e-05 | 9.5214e-05 | 0.00022159 | 3.3235 | 3.5467 | 3.0192 | 5.1527 | 5.7487 | 4.4187 | 2.3546e-05
4756 | 4.1643e-05 | 9.4514e-05 | 0.0030469 | 3.3274 | 3.5467 | 3.0192 | 5.1627 | 5.7487 | 4.4187 | 3.7673e-05
4757 | 4.9919e-05 | 9.8009e-05 | 0.010082 | 3.3819 | 3.5481 | 3.0192 | 5.3035 | 5.7528 | 4.4187 | 2.8255e-05
4758 | 5.1624e-05 | 9.0006e-05 | 0.021716 | 3.4396 | 3.5481 | 3.0192 | 5.456 | 5.7528 | 4.4187 | 0
4759 | 4.8443e-05 | 8.2318e-05 | 0.034623 | 3.5298 | 3.5481 | 3.0192 | 5.7018 | 5.7528 | 4.4187 | 0.00063573
4760 | 1.2222e-05 | 7.7818e-05 | 0.044096 | 3.6111 | 3.5481 | 3.0192 | 5.9309 | 5.7528 | 4.4187 | 2.6685e-05
4761 | 7.9517e-06 | 8.1298e-05 | 0.062322 | 3.6769 | 3.5481 | 3.0192 | 6.1222 | 5.7528 | 4.4187 | 0.00019151
4762 | 7.3657e-06 | 8.111e-05 | 0.069413 | 3.7651 | 3.5511 | 3.0192 | 6.3871 | 5.7611 | 4.4187 | 7.3777e-05
4763 | 1.3037e-05 | 8.578e-05 | 0.071518 | 3.8246 | 3.5526 | 3.0192 | 6.5713 | 5.7653 | 4.4187 | 8.4765e-05
4764 | 1.8457e-05 | 8.4404e-05 | 0.063652 | 3.835 | 3.5526 | 3.0192 | 6.604 | 5.7653 | 4.4187 | 0.00011145
4765 | 3.2143e-05 | 8.478e-05 | 0.063929 | 3.8211 | 3.5511 | 3.0192 | 6.5605 | 5.7611 | 4.4187 | 6.7498e-05
4766 | 2.2232e-05 | 8.1187e-05 | 0.056782 | 3.8229 | 3.5511 | 3.0192 | 6.5659 | 5.7611 | 4.4187 | 5.8079e-05
4767 | 1.4828e-05 | 7.6772e-05 | 0.051021 | 3.8735 | 3.5511 | 3.0192 | 6.7266 | 5.7611 | 4.4187 | 5.337e-05
4768 | 1.4589e-05 | 7.6993e-05 | 0.026314 | 3.804 | 3.5511 | 3.0192 | 6.507 | 5.7611 | 4.4187 | 4.8661e-05
4769 | 1.1566e-05 | 7.9404e-05 | 0.018614 | 3.6961 | 3.5511 | 3.0192 | 6.1791 | 5.7611 | 4.4187 | 7.2207e-05
4770 | 1.2003e-05 | 8.0772e-05 | 0.010526 | 3.6642 | 3.5511 | 3.0192 | 6.0848 | 5.7611 | 4.4187 | 0.00018994
4771 | 1.0714e-05 | 8.0077e-05 | 0.0036008 | 3.608 | 3.5511 | 3.0192 | 5.9221 | 5.7611 | 4.4187 | 0.00024645
4772 | 2.1497e-05 | 8.4703e-05 | 0.00027699 | 3.5196 | 3.5496 | 3.0192 | 5.6734 | 5.757 | 4.4187 | 0.00019308
4773 | 1.6693e-05 | 7.8849e-05 | 0 | 3.4354 | 3.5511 | 3.0192 | 5.4448 | 5.7611 | 4.4187 | 0.0001711
4774 | 7.6853e-06 | 7.927e-05 | 0 | 3.3711 | 3.5511 | 3.0192 | 5.2754 | 5.7611 | 4.4187 | 0
4775 | 2.0592e-06 | 8.0798e-05 | 0 | 3.3144 | 3.5511 | 3.0192 | 5.1295 | 5.7611 | 4.4187 | 0
4776 | 2.2222e-06 | 8.2392e-05 | 0 | 3.2747 | 3.5511 | 3.0192 | 5.0292 | 5.7611 | 4.4187 | 4.3952e-05
4777 | 7.4036e-07 | 8.2976e-05 | 0 | 3.2558 | 3.5511 | 3.0192 | 4.982 | 5.7611 | 4.4187 | 0
4778 | 1.8636e-06 | 8.3893e-05 | 0 | 3.2335 | 3.5511 | 3.0192 | 4.9266 | 5.7611 | 4.4187 | 1.4127e-05
4779 | 3.3445e-06 | 7.8028e-05 | 0.00027699 | 3.2236 | 3.5526 | 3.0192 | 4.9024 | 5.7653 | 4.4187 | 1.4127e-05
4780 | 7.5837e-06 | 7.6516e-05 | 0.0039886 | 3.2446 | 3.5556 | 3.0192 | 4.9542 | 5.7737 | 4.4187 | 0
4781 | 1.1887e-05 | 7.6606e-05 | 0.014126 | 3.3578 | 3.5571 | 3.0192 | 5.2408 | 5.7779 | 4.4187 | 1.4127e-05
4782 | 2.072e-05 | 7.8995e-05 | 0.022713 | 3.4791 | 3.5571 | 3.0192 | 5.5626 | 5.7779 | 4.4187 | 1.2558e-05
4783 | 2.1558e-05 | 7.748e-05 | 0.037227 | 3.5927 | 3.5556 | 3.0192 | 5.8784 | 5.7737 | 4.4187 | 0.00055411
4784 | 1.2918e-05 | 7.1437e-05 | 0.050689 | 3.7188 | 3.5556 | 3.0192 | 6.2469 | 5.7737 | 4.4187 | 7.3777e-05
4785 | 1.1077e-05 | 7.4804e-05 | 0.058943 | 3.8091 | 3.5571 | 3.0192 | 6.5229 | 5.7779 | 4.4187 | 0.00011616
4786 | 6.2316e-06 | 7.8234e-05 | 0.068416 | 3.9292 | 3.5571 | 3.0192 | 6.9073 | 5.7779 | 4.4187 | 5.651e-05
4787 | 1.3319e-05 | 8.179e-05 | 0.065535 | 3.9847 | 3.5556 | 3.0192 | 7.0916 | 5.7737 | 4.4187 | 4.5522e-05
4788 | 1.8804e-05 | 8.298e-05 | 0.062045 | 4.0708 | 3.5556 | 3.0192 | 7.3873 | 5.7737 | 4.4187 | 0.00023232
4789 | 2.299e-05 | 8.1332e-05 | 0.056782 | 4.1163 | 3.5556 | 3.0192 | 7.5482 | 5.7737 | 4.4187 | 0.00015854
4790 | 2.3641e-05 | 8.1327e-05 | 0.052295 | 4.1123 | 3.5556 | 3.0192 | 7.5339 | 5.7737 | 4.4187 | 9.8892e-05
4791 | 1.656e-05 | 7.7213e-05 | 0.036341 | 4.0786 | 3.5571 | 3.0192 | 7.4148 | 5.7779 | 4.4187 | 0.00012401
4792 | 1.2434e-05 | 7.6262e-05 | 0.027034 | 4.0225 | 3.5556 | 3.0192 | 7.2201 | 5.7737 | 4.4187 | 3.6103e-05
4793 | 1.4717e-05 | 8.027e-05 | 0.016896 | 3.9903 | 3.5571 | 3.0192 | 7.1106 | 5.7779 | 4.4187 | 5.494e-05
4794 | 1.6894e-05 | 8.2168e-05 | 0.0090852 | 3.9129 | 3.5571 | 3.0192 | 6.8538 | 5.7779 | 4.4187 | 0.00024958
4795 | 2.3095e-05 | 8.3718e-05 | 0.0030469 | 3.7685 | 3.5571 | 3.0192 | 6.3973 | 5.7779 | 4.4187 | 0.00020877
4796 | 1.7635e-05 | 8.3405e-05 | 0.00016619 | 3.6234 | 3.5556 | 3.0192 | 5.9664 | 5.7737 | 4.4187 | 0.00020563
4797 | 1.4992e-05 | 7.8057e-05 | 0 | 3.5254 | 3.5556 | 3.0192 | 5.6896 | 5.7737 | 4.4187 | 0.00024017
4798 | 6.0482e-06 | 7.8564e-05 | 0 | 3.4606 | 3.5556 | 3.0192 | 5.5126 | 5.7737 | 4.4187 | 9.4183e-06
4799 | 2.0636e-06 | 7.875e-05 | 0 | 3.405 | 3.5556 | 3.0192 | 5.3642 | 5.7737 | 4.4187 | 0
4800 | 2.1576e-06 | 8.2587e-05 | 0 | 3.39 | 3.5556 | 3.0192 | 5.3248 | 5.7737 | 4.4187 | 2.9825e-05
4801 | 5.2047e-07 | 7.4807e-05 | 0 | 3.3846 | 3.5586 | 3.0192 | 5.3106 | 5.7821 | 4.4187 | 2.1976e-05
4802 | 1.1198e-07 | 7.3176e-05 | 0 | 3.3725 | 3.5586 | 3.0192 | 5.2789 | 5.7821 | 4.4187 | 2.0406e-05
4803 | 1.6515e-06 | 7.3623e-05 | 0.00022159 | 3.3684 | 3.5586 | 3.0192 | 5.2685 | 5.7821 | 4.4187 | 3.7673e-05
4804 | 2.8232e-07 | 7.2235e-05 | 0.0027145 | 3.3564 | 3.5586 | 3.0192 | 5.2373 | 5.7821 | 4.4187 | 5.494e-05
4805 | 1.5136e-06 | 7.3514e-05 | 0.0090298 | 3.4312 | 3.5586 | 3.0192 | 5.4337 | 5.7821 | 4.4187 | 2.6685e-05
4806 | 8.738e-06 | 7.486e-05 | 0.019112 | 3.5595 | 3.5601 | 3.0192 | 5.7846 | 5.7863 | 4.4187 | 1.2558e-05
4807 | 3.3485e-05 | 8.1498e-05 | 0.03274 | 3.6913 | 3.5601 | 3.0192 | 6.1648 | 5.7863 | 4.4187 | 0.00041911
4808 | 1.2768e-05 | 7.2159e-05 | 0.038944 | 3.8143 | 3.5616 | 3.0192 | 6.539 | 5.7905 | 4.4187 | 0.00052742
4809 | 2.1577e-05 | 7.6211e-05 | 0.050024 | 3.8895 | 3.5616 | 3.0192 | 6.7781 | 5.7905 | 4.4187 | 0.0001193
4810 | 6.2824e-06 | 7.7874e-05 | 0.065258 | 3.9809 | 3.5616 | 3.0192 | 7.079 | 5.7905 | 4.4187 | 5.8079e-05
4811 | 1.6515e-05 | 8.2466e-05 | 0.058998 | 4.1123 | 3.5631 | 3.0192 | 7.5339 | 5.7947 | 4.4187 | 7.2207e-05
4812 | 2.8536e-05 | 8.6193e-05 | 0.054677 | 4.1083 | 3.5646 | 3.0192 | 7.5197 | 5.7989 | 4.4187 | 2.6685e-05
4813 | 2.2891e-05 | 8.1454e-05 | 0.050024 | 4.1834 | 3.5646 | 3.0192 | 7.7917 | 5.7989 | 4.4187 | 7.2207e-05
4814 | 1.9216e-05 | 8.0083e-05 | 0.037393 | 4.1649 | 3.5646 | 3.0192 | 7.7237 | 5.7989 | 4.4187 | 3.9243e-05
4815 | 1.4719e-05 | 7.6564e-05 | 0.034513 | 4.1587 | 3.5631 | 3.0192 | 7.7013 | 5.7947 | 4.4187 | 0.00026528
4816 | 1.2083e-05 | 7.6092e-05 | 0.028696 | 4.1123 | 3.5631 | 3.0192 | 7.5339 | 5.7947 | 4.4187 | 0.00029511
4817 | 9.542e-06 | 7.8648e-05 | 0.021882 | 4.0786 | 3.5616 | 3.0192 | 7.4148 | 5.7905 | 4.4187 | 9.4183e-06
4818 | 3.4307e-05 | 8.7324e-05 | 0.011633 | 3.9903 | 3.5616 | 3.0192 | 7.1106 | 5.7905 | 4.4187 | 3.2964e-05
4819 | 1.1759e-05 | 8.0187e-05 | 0.0031161 | 3.8542 | 3.5631 | 3.0192 | 6.6647 | 5.7947 | 4.4187 | 6.7498e-05
4820 | 1.9612e-05 | 8.3779e-05 | 0.00011079 | 3.7287 | 3.5631 | 3.0192 | 6.2764 | 5.7947 | 4.4187 | 0.00018837
4821 | 2.3038e-05 | 8.0047e-05 | 0 | 3.6312 | 3.5646 | 3.0192 | 5.9888 | 5.7989 | 4.4187 | 0.00024174
4822 | 6.0624e-06 | 7.8031e-05 | 0 | 3.5565 | 3.5646 | 3.0192 | 5.7762 | 5.7989 | 4.4187 | 0.00014284
4823 | 2.0636e-06 | 7.963e-05 | 0 | 3.524 | 3.5646 | 3.0192 | 5.6856 | 5.7989 | 4.4187 | 5.0231e-05
4824 | 2.1639e-06 | 8.0949e-05 | 0 | 3.4522 | 3.5646 | 3.0192 | 5.4898 | 5.7989 | 4.4187 | 3.9243e-05
4825 | 5.2047e-07 | 7.8556e-05 | 0 | 3.4229 | 3.5646 | 3.0192 | 5.4115 | 5.7989 | 4.4187 | 3.9243e-05
4826 | 1.1198e-07 | 7.8825e-05 | 0 | 3.4132 | 3.5661 | 3.0192 | 5.3859 | 5.8032 | 4.4187 | 1.4127e-05
4827 | 1.1829e-07 | 7.3332e-05 | 0.00022159 | 3.3941 | 3.5676 | 3.0192 | 5.3355 | 5.8074 | 4.4187 | 1.0988e-05
4828 | 2.8441e-06 | 7.3445e-05 | 0.0028807 | 3.4009 | 3.5691 | 3.0192 | 5.3534 | 5.8116 | 4.4187 | 4.7091e-05
4829 | 1.7951e-05 | 7.8086e-05 | 0.011467 | 3.4777 | 3.5691 | 3.0192 | 5.5587 | 5.8116 | 4.4187 | 5.651e-05
4830 | 1.5515e-05 | 7.7306e-05 | 0.021716 | 3.5625 | 3.5691 | 3.0192 | 5.793 | 5.8116 | 4.4187 | 1.4127e-05
4831 | 1.8088e-05 | 7.308e-05 | 0.037227 | 3.6705 | 3.5706 | 3.0192 | 6.1034 | 5.8159 | 4.4187 | 0.00062475
4832 | 1.9763e-05 | 7.8733e-05 | 0.046589 | 3.7701 | 3.5721 | 3.0192 | 6.4024 | 5.8201 | 4.4187 | 0.00054155
4833 | 6.8332e-06 | 7.9e-05 | 0.061103 | 3.9238 | 3.5721 | 3.0192 | 6.8894 | 5.8201 | 4.4187 | 0.00010988
4834 | 8.4487e-06 | 7.9302e-05 | 0.071352 | 3.9884 | 3.5721 | 3.0192 | 7.1042 | 5.8201 | 4.4187 | 4.3952e-05
4835 | 1.8503e-05 | 8.5011e-05 | 0.065757 | 4.0964 | 3.5706 | 3.0192 | 7.4774 | 5.8159 | 4.4187 | 5.337e-05
4836 | 2.7807e-05 | 8.5617e-05 | 0.070466 | 4.1896 | 3.5721 | 3.0192 | 7.8146 | 5.8201 | 4.4187 | 7.3777e-05
4837 | 2.4034e-05 | 8.1439e-05 | 0.064039 | 4.1937 | 3.5721 | 3.0192 | 7.8299 | 5.8201 | 4.4187 | 9.4183e-05
4838 | 2.0539e-05 | 8.0286e-05 | 0.059774 | 4.2335 | 3.5721 | 3.0192 | 7.9788 | 5.8201 | 4.4187 | 5.8079e-05
4839 | 1.5146e-05 | 7.6686e-05 | 0.053237 | 4.1203 | 3.5736 | 3.0192 | 7.5625 | 5.8244 | 4.4187 | 0.00020249
4840 | 1.0735e-05 | 7.5619e-05 | 0.041326 | 4.0475 | 3.5736 | 3.0192 | 7.3061 | 5.8244 | 4.4187 | 0.00043952
4841 | 9.6455e-06 | 7.8608e-05 | 0.026369 | 3.9567 | 3.5736 | 3.0192 | 6.9982 | 5.8244 | 4.4187 | 1.5697e-05
4842 | 9.4398e-06 | 7.9792e-05 | 0.012852 | 3.8735 | 3.5751 | 3.0192 | 6.7266 | 5.8287 | 4.4187 | 2.1976e-05
4843 | 1.6156e-05 | 8.1503e-05 | 0.0026591 | 3.7468 | 3.5751 | 3.0192 | 6.3313 | 5.8287 | 4.4187 | 4.2382e-05
4844 | 2.3628e-05 | 8.5113e-05 | 0.00016619 | 3.6437 | 3.5736 | 3.0192 | 6.025 | 5.8244 | 4.4187 | 0.00012087
4845 | 1.5375e-05 | 7.8121e-05 | 0 | 3.5655 | 3.5736 | 3.0192 | 5.8014 | 5.8244 | 4.4187 | 0.00017738
4846 | 6.0782e-06 | 7.8346e-05 | 0 | 3.4992 | 3.5736 | 3.0192 | 5.6174 | 5.8244 | 4.4187 | 0.00012401
4847 | 2.0652e-06 | 8.0085e-05 | 0 | 3.434 | 3.5721 | 3.0192 | 5.4411 | 5.8201 | 4.4187 | 0
4848 | 2.173e-06 | 8.1978e-05 | 0 | 3.462 | 3.5736 | 3.0192 | 5.5164 | 5.8244 | 4.4187 | 0
4849 | 5.2417e-07 | 8.2337e-05 | 0 | 3.4064 | 3.5736 | 3.0192 | 5.3678 | 5.8244 | 4.4187 | 0
4850 | 1.4445e-07 | 7.9805e-05 | 0 | 3.3738 | 3.5751 | 3.0192 | 5.2824 | 5.8287 | 4.4187 | 0
4851 | 1.8568e-07 | 7.8128e-05 | 0.00016619 | 3.3765 | 3.5751 | 3.0192 | 5.2894 | 5.8287 | 4.4187 | 1.2558e-05
4852 | 1.7478e-06 | 7.295e-05 | 0.0027145 | 3.3778 | 3.5782 | 3.0192 | 5.293 | 5.8372 | 4.4187 | 0
4853 | 9.9805e-06 | 7.6756e-05 | 0.010359 | 3.4465 | 3.5782 | 3.0192 | 5.4747 | 5.8372 | 4.4187 | 0
4854 | 1.8094e-05 | 7.7926e-05 | 0.018724 | 3.5565 | 3.5782 | 3.0192 | 5.7762 | 5.8372 | 4.4187 | 0
4855 | 2.4325e-05 | 7.7034e-05 | 0.029638 | 3.6312 | 3.5797 | 3.0192 | 5.9888 | 5.8415 | 4.4187 | 0.00059335
4856 | 7.1529e-06 | 7.3601e-05 | 0.028474 | 3.6801 | 3.5797 | 3.0192 | 6.1316 | 5.8415 | 4.4187 | 8.9474e-05
4857 | 6.0745e-06 | 7.7868e-05 | 0.040219 | 3.727 | 3.5797 | 3.0192 | 6.2715 | 5.8415 | 4.4187 | 0.00016639
4858 | 3.753e-06 | 7.7612e-05 | 0.04526 | 3.7718 | 3.5797 | 3.0192 | 6.4076 | 5.8415 | 4.4187 | 0.00012087
4859 | 1.0481e-05 | 8.2393e-05 | 0.04537 | 3.8074 | 3.5797 | 3.0192 | 6.5176 | 5.8415 | 4.4187 | 8.0056e-05
4860 | 1.3222e-05 | 8.1642e-05 | 0.040274 | 3.8806 | 3.5827 | 3.0192 | 6.7494 | 5.8501 | 4.4187 | 0.0002386
4861 | 8.3043e-06 | 7.7168e-05 | 0.049304 | 3.9021 | 3.5827 | 3.0192 | 6.8186 | 5.8501 | 4.4187 | 0
4862 | 9.8391e-06 | 7.7181e-05 | 0.056395 | 4.0359 | 3.5827 | 3.0192 | 7.2661 | 5.8501 | 4.4187 | 5.9649e-05
4863 | 7.7269e-06 | 7.4351e-05 | 0.034956 | 3.9884 | 3.5827 | 3.0192 | 7.1042 | 5.8501 | 4.4187 | 5.651e-05
4864 | 5.5708e-06 | 7.3743e-05 | 0.026092 | 3.8682 | 3.5827 | 3.0192 | 6.7096 | 5.8501 | 4.4187 | 6.4358e-05
4865 | 3.214e-06 | 7.6247e-05 | 0.018558 | 3.7385 | 3.5827 | 3.0192 | 6.3062 | 5.8501 | 4.4187 | 0.00010203
4866 | 6.7165e-06 | 7.8628e-05 | 0.0087528 | 3.6801 | 3.5827 | 3.0192 | 6.1316 | 5.8501 | 4.4187 | 0.00024017
4867 | 8.0527e-06 | 7.8532e-05 | 0.0019943 | 3.5685 | 3.5842 | 3.0192 | 5.8099 | 5.8544 | 4.4187 | 0.00020563
4868 | 1.4984e-05 | 8.1957e-05 | 0 | 3.5152 | 3.5842 | 3.0192 | 5.6613 | 5.8544 | 4.4187 | 0.0001554
4869 | 1.3216e-05 | 7.6623e-05 | 0 | 3.4522 | 3.5857 | 3.0192 | 5.4898 | 5.8587 | 4.4187 | 0.00037987
4870 | 4.8897e-06 | 7.5675e-05 | 0 | 3.4119 | 3.5842 | 3.0192 | 5.3823 | 5.8544 | 4.4187 | 0
4871 | 2.6286e-06 | 7.5179e-05 | 0 | 3.3846 | 3.5842 | 3.0192 | 5.3106 | 5.8544 | 4.4187 | 1.7267e-05
4872 | 3.9584e-06 | 7.6978e-05 | 0 | 3.3859 | 3.5842 | 3.0192 | 5.3141 | 5.8544 | 4.4187 | 0
4873 | 3.1488e-06 | 7.4507e-05 | 0 | 3.3618 | 3.5842 | 3.0192 | 5.2511 | 5.8544 | 4.4187 | 0
4874 | 3.3035e-06 | 7.4282e-05 | 0 | 3.3183 | 3.5842 | 3.0192 | 5.1394 | 5.8544 | 4.4187 | 4.0813e-05
4875 | 3.7592e-06 | 7.3646e-05 | 5.5397e-05 | 3.2925 | 3.5857 | 3.0192 | 5.074 | 5.8587 | 4.4187 | 1.0988e-05
4876 | 6.8092e-06 | 7.456e-05 | 0.0014403 | 3.2861 | 3.5857 | 3.0192 | 5.0579 | 5.8587 | 4.4187 | 1.4127e-05
4877 | 1.7608e-05 | 7.773e-05 | 0.0064815 | 3.3327 | 3.5857 | 3.0192 | 5.1761 | 5.8587 | 4.4187 | 2.1976e-05
4878 | 1.244e-05 | 7.6628e-05 | 0.013849 | 3.3805 | 3.5857 | 3.0192 | 5.3 | 5.8587 | 4.4187 | 0
4879 | 1.184e-05 | 7.5461e-05 | 0.026092 | 3.4508 | 3.5873 | 3.0192 | 5.486 | 5.863 | 4.4187 | 0.00051644
4880 | 1.1392e-05 | 7.4337e-05 | 0.033682 | 3.4978 | 3.5903 | 3.0192 | 5.6135 | 5.8717 | 4.4187 | 5.8079e-05
4881 | 1.5052e-05 | 7.5201e-05 | 0.04177 | 3.552 | 3.5903 | 3.0192 | 5.7637 | 5.8717 | 4.4187 | 7.8486e-05
4882 | 8.3143e-06 | 7.1994e-05 | 0.036175 | 3.5625 | 3.5903 | 3.0192 | 5.793 | 5.8717 | 4.4187 | 4.0813e-05
4883 | 1.4913e-05 | 7.9715e-05 | 0.046645 | 3.57 | 3.5903 | 3.0192 | 5.8141 | 5.8717 | 4.4187 | 0.00012401
4884 | 1.7687e-05 | 7.8607e-05 | 0.059054 | 3.6531 | 3.5888 | 3.0192 | 6.0525 | 5.8673 | 4.4187 | 0.00017267
4885 | 2.5046e-05 | 7.9473e-05 | 0.052572 | 3.6327 | 3.5888 | 3.0192 | 5.9933 | 5.8673 | 4.4187 | 1.0988e-05
4886 | 2.1715e-05 | 7.9152e-05 | 0.046201 | 3.6343 | 3.5888 | 3.0192 | 5.9978 | 5.8673 | 4.4187 | 8.6334e-05
4887 | 1.8137e-05 | 7.3645e-05 | 0.040496 | 3.6769 | 3.5888 | 3.0192 | 6.1222 | 5.8673 | 4.4187 | 0.0001036
4888 | 1.3823e-05 | 7.3915e-05 | 0.030746 | 3.6515 | 3.5888 | 3.0192 | 6.0479 | 5.8673 | 4.4187 | 6.1219e-05
4889 | 1.2141e-05 | 7.7208e-05 | 0.019389 | 3.5942 | 3.5888 | 3.0192 | 5.8827 | 5.8673 | 4.4187 | 9.4183e-05
4890 | 1.0901e-05 | 7.8222e-05 | 0.0091406 | 3.5446 | 3.5873 | 3.0192 | 5.7429 | 5.863 | 4.4187 | 0.00016639
4891 | 1.0637e-05 | 7.8459e-05 | 0.0016619 | 3.4891 | 3.5842 | 3.0192 | 5.5899 | 5.8544 | 4.4187 | 0.00021505
4892 | 2.2094e-05 | 8.2932e-05 | 0 | 3.4256 | 3.5842 | 3.0192 | 5.4189 | 5.8544 | 4.4187 | 0.00020092
4893 | 1.5021e-05 | 7.877e-05 | 0 | 3.3684 | 3.5827 | 3.0192 | 5.2685 | 5.8501 | 4.4187 | 0.00025743
4894 | 6.2329e-06 | 7.6909e-05 | 0 | 3.3366 | 3.5827 | 3.0192 | 5.1862 | 5.8501 | 4.4187 | 0
4895 | 3.1405e-06 | 7.4218e-05 | 0 | 3.3301 | 3.5827 | 3.0192 | 5.1694 | 5.8501 | 4.4187 | 1.0988e-05
4896 | 4.2206e-06 | 7.3811e-05 | 0 | 3.3054 | 3.5827 | 3.0192 | 5.1065 | 5.8501 | 4.4187 | 1.2558e-05
4897 | 3.7551e-06 | 7.4716e-05 | 0 | 3.3235 | 3.5827 | 3.0192 | 5.1527 | 5.8501 | 4.4187 | 0
4898 | 4.5391e-06 | 7.335e-05 | 0 | 3.3261 | 3.5842 | 3.0192 | 5.1594 | 5.8544 | 4.4187 | 0
4899 | 5.8332e-06 | 7.4314e-05 | 0 | 3.3054 | 3.5842 | 3.0192 | 5.1065 | 5.8544 | 4.4187 | 1.5697e-05
4900 | 9.2137e-06 | 7.5397e-05 | 0.0020497 | 3.3222 | 3.5842 | 3.0192 | 5.1494 | 5.8544 | 4.4187 | 0
4901 | 2.1958e-05 | 7.9173e-05 | 0.0067031 | 3.3644 | 3.5842 | 3.0192 | 5.258 | 5.8544 | 4.4187 | 4.5522e-05
4902 | 1.7237e-05 | 7.645e-05 | 0.013462 | 3.4132 | 3.5842 | 3.0192 | 5.3859 | 5.8544 | 4.4187 | 0
4903 | 1.4985e-05 | 7.635e-05 | 0.019112 | 3.4649 | 3.5842 | 3.0192 | 5.524 | 5.8544 | 4.4187 | 0.00053213
4904 | 1.278e-05 | 7.5807e-05 | 0.032407 | 3.4978 | 3.5842 | 3.0192 | 5.6135 | 5.8544 | 4.4187 | 0.00011302
4905 | 1.2997e-05 | 7.6384e-05 | 0.036562 | 3.558 | 3.5842 | 3.0192 | 5.7804 | 5.8544 | 4.4187 | 2.8255e-05
4906 | 6.6603e-06 | 7.3273e-05 | 0.030081 | 3.5988 | 3.5842 | 3.0192 | 5.8958 | 5.8544 | 4.4187 | 5.0231e-05
4907 | 1.667e-05 | 7.6782e-05 | 0.035177 | 3.639 | 3.5827 | 3.0192 | 6.0114 | 5.8501 | 4.4187 | 7.5346e-05
4908 | 2.389e-05 | 7.9393e-05 | 0.036562 | 3.6657 | 3.5827 | 3.0192 | 6.0894 | 5.8501 | 4.4187 | 0.0001711
4909 | 2.0945e-05 | 7.8779e-05 | 0.034845 | 3.6801 | 3.5827 | 3.0192 | 6.1316 | 5.8501 | 4.4187 | 5.0231e-05
4910 | 1.9057e-05 | 7.7159e-05 | 0.030856 | 3.7042 | 3.5812 | 3.0192 | 6.2032 | 5.8458 | 4.4187 | 8.4765e-05
4911 | 1.5506e-05 | 7.46e-05 | 0.02576 | 3.6785 | 3.5812 | 3.0192 | 6.1269 | 5.8458 | 4.4187 | 8.0056e-05
4912 | 1.1846e-05 | 7.3031e-05 | 0.020054 | 3.6562 | 3.5812 | 3.0192 | 6.0617 | 5.8458 | 4.4187 | 0.0001193
4913 | 1.0795e-05 | 7.6404e-05 | 0.01468 | 3.661 | 3.5812 | 3.0192 | 6.0755 | 5.8458 | 4.4187 | 4.2382e-05
4914 | 1.521e-05 | 7.9307e-05 | 0.0084758 | 3.6578 | 3.5797 | 3.0192 | 6.0663 | 5.8415 | 4.4187 | 0.0002229
4915 | 1.2851e-05 | 7.878e-05 | 0.0024929 | 3.5942 | 3.5797 | 3.0192 | 5.8827 | 5.8415 | 4.4187 | 0.0002386
4916 | 1.7185e-05 | 8.2545e-05 | 0 | 3.5225 | 3.5797 | 3.0192 | 5.6815 | 5.8415 | 4.4187 | 0.00026999
4917 | 1.6185e-05 | 7.9705e-05 | 0 | 3.4963 | 3.5797 | 3.0192 | 5.6095 | 5.8415 | 4.4187 | 0.00014284
4918 | 6.135e-06 | 7.553e-05 | 0 | 3.4312 | 3.5797 | 3.0192 | 5.4337 | 5.8415 | 4.4187 | 1.7267e-05
4919 | 2.0731e-06 | 7.3952e-05 | 0 | 3.3941 | 3.5797 | 3.0192 | 5.3355 | 5.8415 | 4.4187 | 0
4920 | 2.1907e-06 | 7.3383e-05 | 0 | 3.3604 | 3.5766 | 3.0192 | 5.2477 | 5.8329 | 4.4187 | 1.4127e-05
4921 | 5.2205e-07 | 7.3556e-05 | 0 | 3.3472 | 3.5766 | 3.0192 | 5.2133 | 5.8329 | 4.4187 | 4.2382e-05
4922 | 1.1654e-07 | 7.2698e-05 | 0 | 3.3235 | 3.5766 | 3.0192 | 5.1527 | 5.8329 | 4.4187 | 0
4923 | 5.659e-07 | 7.28e-05 | 0 | 3.3222 | 3.5751 | 3.0192 | 5.1494 | 5.8287 | 4.4187 | 1.0988e-05
4924 | 6.6468e-07 | 7.2764e-05 | 0.0027699 | 3.3222 | 3.5736 | 3.0192 | 5.1494 | 5.8244 | 4.4187 | 2.5115e-05
4925 | 7.2053e-06 | 7.4493e-05 | 0.010802 | 3.4119 | 3.5736 | 3.0192 | 5.3823 | 5.8244 | 4.4187 | 0
4926 | 1.0323e-05 | 7.5559e-05 | 0.021993 | 3.5123 | 3.5736 | 3.0192 | 5.6533 | 5.8244 | 4.4187 | 1.7267e-05
4927 | 2.227e-05 | 7.821e-05 | 0.030912 | 3.6018 | 3.5736 | 3.0192 | 5.9045 | 5.8244 | 4.4187 | 0.00058393
4928 | 1.349e-05 | 7.5213e-05 | 0.040717 | 3.6594 | 3.5736 | 3.0192 | 6.0709 | 5.8244 | 4.4187 | 3.7673e-05
4929 | 9.1405e-06 | 7.4321e-05 | 0.055508 | 3.7451 | 3.5736 | 3.0192 | 6.3262 | 5.8244 | 4.4187 | 7.2207e-05
4930 | 8.7102e-06 | 7.2549e-05 | 0.058112 | 3.8246 | 3.5736 | 3.0192 | 6.5713 | 5.8244 | 4.4187 | 9.8892e-05
4931 | 1.5936e-05 | 7.722e-05 | 0.063153 | 3.9183 | 3.5736 | 3.0192 | 6.8715 | 5.8244 | 4.4187 | 3.9243e-05
4932 | 2.296e-05 | 7.961e-05 | 0.061214 | 3.9809 | 3.5736 | 3.0192 | 7.079 | 5.8244 | 4.4187 | 0.00021819
4933 | 2.5212e-05 | 7.9687e-05 | 0.063873 | 4.0689 | 3.5751 | 3.0192 | 7.3805 | 5.8287 | 4.4187 | 6.2789e-05
4934 | 2.0972e-05 | 7.8897e-05 | 0.062045 | 4.1263 | 3.5736 | 3.0192 | 7.5841 | 5.8244 | 4.4187 | 0.00013657
4935 | 1.5714e-05 | 7.6052e-05 | 0.043875 | 4.1243 | 3.5721 | 3.0192 | 7.5769 | 5.8201 | 4.4187 | 6.7498e-05
4936 | 1.1811e-05 | 7.3149e-05 | 0.031078 | 3.9604 | 3.5706 | 3.0192 | 7.0105 | 5.8159 | 4.4187 | 7.3777e-05
4937 | 1.1889e-05 | 7.2602e-05 | 0.01806 | 3.9402 | 3.5706 | 3.0192 | 6.9434 | 5.8159 | 4.4187 | 5.1801e-05
4938 | 1.2897e-05 | 7.492e-05 | 0.0094176 | 3.8612 | 3.5706 | 3.0192 | 6.6871 | 5.8159 | 4.4187 | 0.00017738
4939 | 1.424e-05 | 8.0301e-05 | 0.0022713 | 3.7534 | 3.5691 | 3.0192 | 6.3514 | 5.8116 | 4.4187 | 0.00028726
4940 | 2.6361e-05 | 8.1282e-05 | 0 | 3.6578 | 3.5691 | 3.0192 | 6.0663 | 5.8116 | 4.4187 | 0.00024958
4941 | 1.9157e-05 | 7.806e-05 | 0 | 3.5866 | 3.5691 | 3.0192 | 5.8611 | 5.8116 | 4.4187 | 0.00019151
4942 | 6.1345e-06 | 7.4107e-05 | 0 | 3.567 | 3.5691 | 3.0192 | 5.8056 | 5.8116 | 4.4187 | 1.5697e-05
4943 | 2.0747e-06 | 7.2685e-05 | 0 | 3.4863 | 3.5691 | 3.0192 | 5.582 | 5.8116 | 4.4187 | 1.4127e-05
4944 | 2.1986e-06 | 7.3402e-05 | 0 | 3.4243 | 3.5676 | 3.0192 | 5.4152 | 5.8074 | 4.4187 | 3.9243e-05
4945 | 5.2362e-07 | 7.2287e-05 | 0 | 3.3859 | 3.5676 | 3.0192 | 5.3141 | 5.8074 | 4.4187 | 1.2558e-05
4946 | 1.1617e-07 | 7.2787e-05 | 0 | 3.3778 | 3.5691 | 3.0192 | 5.293 | 5.8116 | 4.4187 | 1.5697e-05
4947 | 1.1928e-07 | 7.2318e-05 | 0 | 3.3725 | 3.5691 | 3.0192 | 5.2789 | 5.8116 | 4.4187 | 0
4948 | 2.877e-07 | 7.251e-05 | 0.0023267 | 3.4077 | 3.5691 | 3.0192 | 5.3714 | 5.8116 | 4.4187 | 0
4949 | 1.7133e-05 | 7.7667e-05 | 0.010913 | 3.4649 | 3.5706 | 3.0192 | 5.524 | 5.8159 | 4.4187 | 2.6685e-05
4950 | 7.2359e-06 | 7.4757e-05 | 0.026369 | 3.5805 | 3.5706 | 3.0192 | 5.8439 | 5.8159 | 4.4187 | 0
4951 | 1.8771e-05 | 7.6746e-05 | 0.038224 | 3.6833 | 3.5706 | 3.0192 | 6.141 | 5.8159 | 4.4187 | 0.00055411
4952 | 5.562e-06 | 7.1255e-05 | 0.048694 | 3.7904 | 3.5706 | 3.0192 | 6.4648 | 5.8159 | 4.4187 | 7.6916e-05
4953 | 6.3332e-06 | 7.0878e-05 | 0.053957 | 3.8524 | 3.5706 | 3.0192 | 6.6592 | 5.8159 | 4.4187 | 8.3195e-05
4954 | 6.1953e-06 | 7.1912e-05 | 0.064372 | 3.9512 | 3.5706 | 3.0192 | 6.9798 | 5.8159 | 4.4187 | 0.00010831
4955 | 1.332e-05 | 8.0371e-05 | 0.061768 | 4.0263 | 3.5706 | 3.0192 | 7.2332 | 5.8159 | 4.4187 | 9.8892e-05
4956 | 1.7587e-05 | 8.041e-05 | 0.067142 | 4.1063 | 3.5706 | 3.0192 | 7.5126 | 5.8159 | 4.4187 | 0.00021505
4957 | 2.7198e-05 | 8.1682e-05 | 0.048307 | 4.1283 | 3.5706 | 3.0192 | 7.5913 | 5.8159 | 4.4187 | 0.00010046
4958 | 2.4021e-05 | 8.0508e-05 | 0.043598 | 4.1445 | 3.5691 | 3.0192 | 7.6496 | 5.8116 | 4.4187 | 4.8661e-05
4959 | 1.4776e-05 | 7.6026e-05 | 0.03972 | 4.0436 | 3.5691 | 3.0192 | 7.2927 | 5.8116 | 4.4187 | 4.5522e-05
4960 | 2.2457e-05 | 7.877e-05 | 0.024541 | 3.8824 | 3.5691 | 3.0192 | 6.7551 | 5.8116 | 4.4187 | 0.00010988
4961 | 1.3142e-05 | 7.9324e-05 | 0.018447 | 3.8298 | 3.5706 | 3.0192 | 6.5876 | 5.8159 | 4.4187 | 9.4183e-05
4962 | 1.4885e-05 | 8.1119e-05 | 0.008088 | 3.7819 | 3.5721 | 3.0192 | 6.4386 | 5.8201 | 4.4187 | 0.00027627
4963 | 1.0326e-05 | 7.9142e-05 | 0.0024375 | 3.6753 | 3.5721 | 3.0192 | 6.1175 | 5.8201 | 4.4187 | 0.00021505
4964 | 1.8846e-05 | 8.3273e-05 | 0 | 3.6265 | 3.5721 | 3.0192 | 5.9753 | 5.8201 | 4.4187 | 0.00022761
4965 | 1.5627e-05 | 7.7144e-05 | 0 | 3.5896 | 3.5706 | 3.0192 | 5.8697 | 5.8159 | 4.4187 | 0.000135
4966 | 6.5795e-06 | 7.6039e-05 | 0 | 3.5715 | 3.5706 | 3.0192 | 5.8183 | 5.8159 | 4.4187 | 1.7267e-05
4967 | 2.8872e-06 | 7.5215e-05 | 0 | 3.5446 | 3.5706 | 3.0192 | 5.7429 | 5.8159 | 4.4187 | 4.0813e-05
4968 | 3.9421e-06 | 7.6399e-05 | 0 | 3.5021 | 3.5706 | 3.0192 | 5.6254 | 5.8159 | 4.4187 | 9.4183e-06
4969 | 3.499e-06 | 7.5812e-05 | 0 | 3.4649 | 3.5706 | 3.0192 | 5.524 | 5.8159 | 4.4187 | 0
4970 | 5.131e-06 | 7.4722e-05 | 0 | 3.4494 | 3.5706 | 3.0192 | 5.4822 | 5.8159 | 4.4187 | 0
4971 | 5.6801e-06 | 7.4273e-05 | 0 | 3.4409 | 3.5721 | 3.0192 | 5.4597 | 5.8201 | 4.4187 | 2.8255e-05
4972 | 8.2344e-06 | 7.4813e-05 | 0.0018281 | 3.4215 | 3.5736 | 3.0192 | 5.4079 | 5.8244 | 4.4187 | 0
4973 | 1.6705e-05 | 7.7288e-05 | 0.0049304 | 3.4705 | 3.5736 | 3.0192 | 5.5394 | 5.8244 | 4.4187 | 4.5522e-05
4974 | 1.7172e-05 | 7.7389e-05 | 0.01047 | 3.5137 | 3.5751 | 3.0192 | 5.6573 | 5.8287 | 4.4187 | 3.6103e-05
4975 | 2.6408e-05 | 7.6041e-05 | 0.021217 | 3.5715 | 3.5751 | 3.0192 | 5.8183 | 5.8287 | 4.4187 | 0.0004819
4976 | 1.9533e-05 | 7.6259e-05 | 0.030025 | 3.608 | 3.5766 | 3.0192 | 5.9221 | 5.8329 | 4.4187 | 0.00059178
4977 | 8.7632e-06 | 7.8051e-05 | 0.02781 | 3.6157 | 3.5766 | 3.0192 | 5.9442 | 5.8329 | 4.4187 | 5.337e-05
4978 | 9.8448e-06 | 7.9097e-05 | 0.044152 | 3.6817 | 3.5766 | 3.0192 | 6.1363 | 5.8329 | 4.4187 | 0.0001036
4979 | 1.2648e-05 | 8.2287e-05 | 0.048971 | 3.7123 | 3.5782 | 3.0192 | 6.2274 | 5.8372 | 4.4187 | 0.00012872
4980 | 2.0359e-05 | 8.3284e-05 | 0.0544 | 3.7718 | 3.5782 | 3.0192 | 6.4076 | 5.8372 | 4.4187 | 8.1625e-05
4981 | 2.0795e-05 | 8.0467e-05 | 0.063153 | 3.8006 | 3.5782 | 3.0192 | 6.4964 | 5.8372 | 4.4187 | 8.3195e-05
4982 | 2.2266e-05 | 8.063e-05 | 0.042102 | 3.8402 | 3.5782 | 3.0192 | 6.6204 | 5.8372 | 4.4187 | 2.5115e-05
4983 | 2.0431e-05 | 7.7939e-05 | 0.028585 | 3.8454 | 3.5782 | 3.0192 | 6.637 | 5.8372 | 4.4187 | 0.00024958
4984 | 1.3411e-05 | 7.605e-05 | 0.022325 | 3.8023 | 3.5782 | 3.0192 | 6.5017 | 5.8372 | 4.4187 | 0.00032022
4985 | 8.1536e-06 | 7.7774e-05 | 0.01817 | 3.7156 | 3.5782 | 3.0192 | 6.2371 | 5.8372 | 4.4187 | 0
4986 | 8.7077e-06 | 7.9211e-05 | 0.008088 | 3.6929 | 3.5782 | 3.0192 | 6.1696 | 5.8372 | 4.4187 | 4.2382e-05
4987 | 1.417e-05 | 8.0553e-05 | 0.0018835 | 3.5896 | 3.5751 | 3.0192 | 5.8697 | 5.8287 | 4.4187 | 4.3952e-05
4988 | 1.6705e-05 | 8.2664e-05 | 0 | 3.4891 | 3.5751 | 3.0192 | 5.5899 | 5.8287 | 4.4187 | 0.0001711
4989 | 1.973e-05 | 7.922e-05 | 0 | 3.4201 | 3.5751 | 3.0192 | 5.4042 | 5.8287 | 4.4187 | 0.00019935
4990 | 7.5187e-06 | 7.8688e-05 | 0 | 3.3738 | 3.5751 | 3.0192 | 5.2824 | 5.8287 | 4.4187 | 0.00018837
4991 | 4.8556e-06 | 8.1268e-05 | 0 | 3.3301 | 3.5751 | 3.0192 | 5.1694 | 5.8287 | 4.4187 | 1.0988e-05
4992 | 8.3481e-06 | 8.3913e-05 | 0 | 3.3054 | 3.5751 | 3.0192 | 5.1065 | 5.8287 | 4.4187 | 1.2558e-05
4993 | 8.8713e-06 | 8.6086e-05 | 0 | 3.3092 | 3.5766 | 3.0192 | 5.1163 | 5.8329 | 4.4187 | 5.337e-05
4994 | 1.0395e-05 | 8.4599e-05 | 0 | 3.3054 | 3.5766 | 3.0192 | 5.1065 | 5.8329 | 4.4187 | 0
4995 | 1.1338e-05 | 8.3991e-05 | 0 | 3.2785 | 3.5766 | 3.0192 | 5.0387 | 5.8329 | 4.4187 | 4.2382e-05
4996 | 1.3865e-05 | 7.6078e-05 | 0.0028253 | 3.2798 | 3.5766 | 3.0192 | 5.0419 | 5.8329 | 4.4187 | 2.3546e-05
4997 | 2.4581e-05 | 7.614e-05 | 0.009473 | 3.3406 | 3.5766 | 3.0192 | 5.1964 | 5.8329 | 4.4187 | 2.5115e-05
4998 | 1.8485e-05 | 7.8901e-05 | 0.017561 | 3.4298 | 3.5766 | 3.0192 | 5.43 | 5.8329 | 4.4187 | 2.8255e-05
4999 | 2.3681e-05 | 7.5328e-05 | 0.029582 | 3.5166 | 3.5766 | 3.0192 | 5.6653 | 5.8329 | 4.4187 | 0.00045051
5000 | 2.2034e-05 | 8.1517e-05 | 0.035122 | 3.6219 | 3.5766 | 3.0192 | 5.9619 | 5.8329 | 4.4187 | 0.00075346
5001 | 9.7189e-06 | 8.0559e-05 | 0.037393 | 3.6265 | 3.5751 | 3.0192 | 5.9753 | 5.8287 | 4.4187 | 9.2613e-05
5002 | 8.289e-06 | 8.0942e-05 | 0.037393 | 3.6705 | 3.5751 | 3.0192 | 6.1034 | 5.8287 | 4.4187 | 6.4358e-05
5003 | 1.7181e-05 | 8.6472e-05 | 0.04321 | 3.7205 | 3.5751 | 3.0192 | 6.2518 | 5.8287 | 4.4187 | 0.00012087
5004 | 1.8927e-05 | 8.4042e-05 | 0.04537 | 3.7534 | 3.5736 | 3.0192 | 6.3514 | 5.8244 | 4.4187 | 8.3195e-05
5005 | 2.2925e-05 | 8.1386e-05 | 0.041825 | 3.7785 | 3.5736 | 3.0192 | 6.4283 | 5.8244 | 4.4187 | 0.00021191
5006 | 2.4475e-05 | 8.1241e-05 | 0.044207 | 3.8108 | 3.5721 | 3.0192 | 6.5283 | 5.8201 | 4.4187 | 0.00011459
5007 | 1.7873e-05 | 7.7085e-05 | 0.029638 | 3.8006 | 3.5721 | 3.0192 | 6.4964 | 5.8201 | 4.4187 | 0.0001397
5008 | 1.1019e-05 | 7.5315e-05 | 0.020719 | 3.7904 | 3.5706 | 3.0192 | 6.4648 | 5.8159 | 4.4187 | 0.00022447
5009 | 8.6211e-06 | 7.7861e-05 | 0.014957 | 3.7618 | 3.5706 | 3.0192 | 6.3768 | 5.8159 | 4.4187 | 4.3952e-05
5010 | 8.7717e-06 | 7.9177e-05 | 0.007811 | 3.7303 | 3.5706 | 3.0192 | 6.2814 | 5.8159 | 4.4187 | 4.7091e-05
5011 | 1.2327e-05 | 7.995e-05 | 0.0014957 | 3.6203 | 3.5706 | 3.0192 | 5.9575 | 5.8159 | 4.4187 | 2.8255e-05
5012 | 1.7227e-05 | 8.2775e-05 | 0 | 3.5446 | 3.5691 | 3.0192 | 5.7429 | 5.8116 | 4.4187 | 0.00015069
5013 | 2.8015e-05 | 8.1674e-05 | 0 | 3.5065 | 3.5691 | 3.0192 | 5.6373 | 5.8116 | 4.4187 | 0.0001711
5014 | 7.3836e-06 | 7.8643e-05 | 0 | 3.4508 | 3.5676 | 3.0192 | 5.486 | 5.8074 | 4.4187 | 6.2789e-05
5015 | 3.4546e-06 | 8.0818e-05 | 0 | 3.4522 | 3.5676 | 3.0192 | 5.4898 | 5.8074 | 4.4187 | 2.9825e-05
5016 | 4.5912e-06 | 8.2987e-05 | 0 | 3.4256 | 3.5661 | 3.0192 | 5.4189 | 5.8032 | 4.4187 | 1.2558e-05
5017 | 3.9357e-06 | 8.4506e-05 | 0 | 3.3927 | 3.5661 | 3.0192 | 5.3319 | 5.8032 | 4.4187 | 0
5018 | 4.4045e-06 | 8.539e-05 | 0 | 3.3671 | 3.5661 | 3.0192 | 5.265 | 5.8032 | 4.4187 | 0
5019 | 5.6802e-06 | 8.5917e-05 | 0 | 3.3604 | 3.5676 | 3.0192 | 5.2477 | 5.8074 | 4.4187 | 2.8255e-05
5020 | 7.2865e-06 | 8.641e-05 | 0.0016065 | 3.3914 | 3.5676 | 3.0192 | 5.3283 | 5.8074 | 4.4187 | 0
5021 | 1.075e-05 | 8.7448e-05 | 0.0090298 | 3.4064 | 3.5661 | 3.0192 | 5.3678 | 5.8032 | 4.4187 | 0
5022 | 1.6573e-05 | 8.9144e-05 | 0.01806 | 3.4663 | 3.5661 | 3.0192 | 5.5279 | 5.8032 | 4.4187 | 1.7267e-05
5023 | 2.9806e-05 | 9.3109e-05 | 0.027865 | 3.5342 | 3.5661 | 3.0192 | 5.7141 | 5.8032 | 4.4187 | 0.00059963
5024 | 9.5119e-06 | 8.6569e-05 | 0.033792 | 3.6003 | 3.5676 | 3.0192 | 5.9002 | 5.8074 | 4.4187 | 8.9474e-05
5025 | 8.2958e-06 | 8.4635e-05 | 0.039886 | 3.6234 | 3.5661 | 3.0192 | 5.9664 | 5.8032 | 4.4187 | 1.4127e-05
5026 | 7.2881e-06 | 8.3141e-05 | 0.046146 | 3.6642 | 3.5661 | 3.0192 | 6.0848 | 5.8032 | 4.4187 | 4.0813e-05
5027 | 7.9134e-06 | 8.3966e-05 | 0.053071 | 3.7205 | 3.5661 | 3.0192 | 6.2518 | 5.8032 | 4.4187 | 6.9067e-05
5028 | 8.5918e-06 | 8.089e-05 | 0.054456 | 3.7768 | 3.5646 | 3.0192 | 6.4231 | 5.7989 | 4.4187 | 0.0001711
5029 | 1.0356e-05 | 7.7564e-05 | 0.053071 | 3.8246 | 3.5646 | 3.0192 | 6.5713 | 5.7989 | 4.4187 | 6.9067e-05
5030 | 7.2973e-06 | 7.6039e-05 | 0.045093 | 3.8402 | 3.5646 | 3.0192 | 6.6204 | 5.7989 | 4.4187 | 7.6916e-05
5031 | 6.9083e-06 | 7.3753e-05 | 0.044761 | 3.8091 | 3.5631 | 3.0192 | 6.5229 | 5.7947 | 4.4187 | 8.4765e-05
5032 | 3.9762e-06 | 7.3148e-05 | 0.033017 | 3.8472 | 3.5631 | 3.0192 | 6.6425 | 5.7947 | 4.4187 | 4.0813e-05
5033 | 4.0107e-06 | 7.6424e-05 | 0.018614 | 3.7601 | 3.5601 | 3.0192 | 6.3717 | 5.7863 | 4.4187 | 0.00010203
5034 | 8.1181e-06 | 7.8932e-05 | 0.010692 | 3.7468 | 3.5601 | 3.0192 | 6.3313 | 5.7863 | 4.4187 | 0.00019621
5035 | 1.14e-05 | 7.9623e-05 | 0.0017173 | 3.6327 | 3.5601 | 3.0192 | 5.9933 | 5.7863 | 4.4187 | 0.00020249
5036 | 1.7796e-05 | 8.2908e-05 | 0 | 3.555 | 3.5601 | 3.0192 | 5.772 | 5.7863 | 4.4187 | 0.0002904
5037 | 1.9114e-05 | 7.8965e-05 | 0 | 3.4508 | 3.5601 | 3.0192 | 5.486 | 5.7863 | 4.4187 | 0.00018994
5038 | 5.3741e-06 | 7.7983e-05 | 0 | 3.3982 | 3.5586 | 3.0192 | 5.3462 | 5.7821 | 4.4187 | 0
5039 | 3.7815e-06 | 8.0864e-05 | 0 | 3.3671 | 3.5586 | 3.0192 | 5.265 | 5.7821 | 4.4187 | 0
5040 | 4.5291e-06 | 8.2919e-05 | 0 | 3.3511 | 3.5586 | 3.0192 | 5.2236 | 5.7821 | 4.4187 | 1.0988e-05
5041 | 3.5937e-06 | 8.4353e-05 | 0 | 3.3131 | 3.5586 | 3.0192 | 5.1262 | 5.7821 | 4.4187 | 1.2558e-05
5042 | 4.0768e-06 | 8.5243e-05 | 0 | 3.3144 | 3.5601 | 3.0192 | 5.1295 | 5.7863 | 4.4187 | 0
5043 | 5.2049e-06 | 8.5725e-05 | 0 | 3.3314 | 3.5601 | 3.0192 | 5.1728 | 5.7863 | 4.4187 | 1.5697e-05
5044 | 9.0817e-06 | 8.6899e-05 | 0.0018281 | 3.3366 | 3.5616 | 3.0192 | 5.1862 | 5.7905 | 4.4187 | 0
5045 | 1.8445e-05 | 8.9707e-05 | 0.0095284 | 3.3671 | 3.5616 | 3.0192 | 5.265 | 5.7905 | 4.4187 | 0
5046 | 3.3639e-05 | 9.4257e-05 | 0.018946 | 3.4465 | 3.5616 | 3.0192 | 5.4747 | 5.7905 | 4.4187 | 2.9825e-05
5047 | 2.3626e-05 | 9.1225e-05 | 0.025095 | 3.5123 | 3.5601 | 3.0192 | 5.6533 | 5.7863 | 4.4187 | 0.00055725
5048 | 1.4633e-05 | 8.8087e-05 | 0.039277 | 3.6157 | 3.5601 | 3.0192 | 5.9442 | 5.7863 | 4.4187 | 0.00013029
5049 | 1.551e-05 | 8.6774e-05 | 0.054012 | 3.6993 | 3.5601 | 3.0192 | 6.1887 | 5.7863 | 4.4187 | 6.5928e-05
5050 | 6.194e-06 | 8.2766e-05 | 0.056949 | 3.7551 | 3.5601 | 3.0192 | 6.3565 | 5.7863 | 4.4187 | 0.0001554
5051 | 1.2764e-05 | 8.5369e-05 | 0.048971 | 3.8006 | 3.5601 | 3.0192 | 6.4964 | 5.7863 | 4.4187 | 2.1976e-05
5052 | 1.7569e-05 | 8.354e-05 | 0.065369 | 3.8594 | 3.5601 | 3.0192 | 6.6815 | 5.7863 | 4.4187 | 0.00021034
5053 | 2.0404e-05 | 8.0529e-05 | 0.061768 | 3.9402 | 3.5601 | 3.0192 | 6.9434 | 5.7863 | 4.4187 | 5.1801e-05
5054 | 2.1119e-05 | 8.0136e-05 | 0.044983 | 3.8542 | 3.5586 | 3.0192 | 6.6647 | 5.7821 | 4.4187 | 9.1044e-05
5055 | 1.4735e-05 | 7.6057e-05 | 0.046035 | 3.8315 | 3.5586 | 3.0192 | 6.5931 | 5.7821 | 4.4187 | 5.8079e-05
5056 | 1.4763e-05 | 7.6334e-05 | 0.031244 | 3.8753 | 3.5601 | 3.0192 | 6.7323 | 5.7863 | 4.4187 | 0.00010046
5057 | 2.1878e-05 | 8.1729e-05 | 0.014736 | 3.7484 | 3.5586 | 3.0192 | 6.3363 | 5.7821 | 4.4187 | 1.0988e-05
5058 | 1.2156e-05 | 8.0091e-05 | 0.007811 | 3.701 | 3.5586 | 3.0192 | 6.1935 | 5.7821 | 4.4187 | 0.00021976
5059 | 1.2709e-05 | 7.9967e-05 | 0.0014403 | 3.6141 | 3.5556 | 3.0192 | 5.9397 | 5.7737 | 4.4187 | 0.00019464
5060 | 1.9834e-05 | 8.3455e-05 | 0 | 3.5416 | 3.5556 | 3.0192 | 5.7346 | 5.7737 | 4.4187 | 0.00023232
5061 | 1.7323e-05 | 7.8356e-05 | 0 | 3.4791 | 3.5556 | 3.0192 | 5.5626 | 5.7737 | 4.4187 | 0.00024802
5062 | 7.2367e-06 | 7.8486e-05 | 0 | 3.4312 | 3.5556 | 3.0192 | 5.4337 | 5.7737 | 4.4187 | 1.4127e-05
5063 | 2.0847e-06 | 8.0302e-05 | 0 | 3.3927 | 3.5556 | 3.0192 | 5.3319 | 5.7737 | 4.4187 | 0
5064 | 2.2469e-06 | 8.2185e-05 | 0 | 3.3846 | 3.5556 | 3.0192 | 5.3106 | 5.7737 | 4.4187 | 0
5065 | 7.1365e-07 | 8.3439e-05 | 0 | 3.3578 | 3.5556 | 3.0192 | 5.2408 | 5.7737 | 4.4187 | 1.7267e-05
5066 | 5.2443e-07 | 8.4129e-05 | 0 | 3.3274 | 3.5556 | 3.0192 | 5.1627 | 5.7737 | 4.4187 | 1.4127e-05
5067 | 1.0118e-06 | 8.4421e-05 | 0 | 3.3222 | 3.5556 | 3.0192 | 5.1494 | 5.7737 | 4.4187 | 2.6685e-05
5068 | 2.3904e-06 | 8.4829e-05 | 0.0022159 | 3.3092 | 3.5556 | 3.0192 | 5.1163 | 5.7737 | 4.4187 | 2.5115e-05
5069 | 2.3003e-06 | 8.4691e-05 | 0.009196 | 3.3538 | 3.5571 | 3.0192 | 5.2304 | 5.7779 | 4.4187 | 0
5070 | 2.5496e-05 | 9.1426e-05 | 0.018724 | 3.434 | 3.5571 | 3.0192 | 5.4411 | 5.7779 | 4.4187 | 1.4127e-05
5071 | 4.8523e-05 | 9.8423e-05 | 0.024652 | 3.5225 | 3.5571 | 3.0192 | 5.6815 | 5.7779 | 4.4187 | 0.00041754
5072 | 1.2638e-05 | 8.7188e-05 | 0.039443 | 3.6049 | 3.5571 | 3.0192 | 5.9133 | 5.7779 | 4.4187 | 5.494e-05
5073 | 1.1323e-05 | 8.5341e-05 | 0.050966 | 3.7402 | 3.5571 | 3.0192 | 6.3112 | 5.7779 | 4.4187 | 0.00013186
5074 | 6.6128e-06 | 8.2839e-05 | 0.054179 | 3.7768 | 3.5571 | 3.0192 | 6.4231 | 5.7779 | 4.4187 | 2.9825e-05
5075 | 1.275e-05 | 8.5321e-05 | 0.057558 | 3.8718 | 3.5571 | 3.0192 | 6.7209 | 5.7779 | 4.4187 | 8.3195e-05
5076 | 1.8468e-05 | 8.3774e-05 | 0.069302 | 3.9274 | 3.5586 | 3.0192 | 6.9013 | 5.7821 | 4.4187 | 0.00014441
5077 | 2.4569e-05 | 8.1732e-05 | 0.059164 | 3.9903 | 3.5586 | 3.0192 | 7.1106 | 5.7821 | 4.4187 | 3.9243e-05
5078 | 1.9486e-05 | 7.9611e-05 | 0.045703 | 3.9075 | 3.5571 | 3.0192 | 6.8362 | 5.7779 | 4.4187 | 5.0231e-05
5079 | 1.5019e-05 | 7.6142e-05 | 0.046201 | 3.9679 | 3.5556 | 3.0192 | 7.0353 | 5.7737 | 4.4187 | 0.00016482
5080 | 1.341e-05 | 7.5831e-05 | 0.032075 | 3.9021 | 3.5556 | 3.0192 | 6.8186 | 5.7737 | 4.4187 | 3.7673e-05
5081 | 2.116e-05 | 8.1463e-05 | 0.021217 | 3.9147 | 3.5556 | 3.0192 | 6.8597 | 5.7737 | 4.4187 | 3.2964e-05
5082 | 1.2647e-05 | 8.0194e-05 | 0.0062599 | 3.8298 | 3.5541 | 3.0192 | 6.5876 | 5.7695 | 4.4187 | 0.00027313
5083 | 1.295e-05 | 7.9995e-05 | 0.0014403 | 3.6817 | 3.5541 | 3.0192 | 6.1363 | 5.7695 | 4.4187 | 0.0001711
5084 | 1.7724e-05 | 8.2774e-05 | 0 | 3.5973 | 3.5541 | 3.0192 | 5.8914 | 5.7695 | 4.4187 | 0.00017895
5085 | 1.591e-05 | 7.789e-05 | 0 | 3.5225 | 3.5541 | 3.0192 | 5.6815 | 5.7695 | 4.4187 | 0.00022133
5086 | 6.3503e-06 | 7.817e-05 | 0 | 3.4863 | 3.5541 | 3.0192 | 5.582 | 5.7695 | 4.4187 | 0
5087 | 2.1362e-06 | 8.027e-05 | 0 | 3.4382 | 3.5556 | 3.0192 | 5.4522 | 5.7737 | 4.4187 | 1.7267e-05
5088 | 2.3504e-06 | 8.2166e-05 | 0 | 3.3982 | 3.5556 | 3.0192 | 5.3462 | 5.7737 | 4.4187 | 1.5697e-05
5089 | 7.1416e-07 | 8.3393e-05 | 0 | 3.3658 | 3.5556 | 3.0192 | 5.2615 | 5.7737 | 4.4187 | 2.5115e-05
5090 | 4.6329e-07 | 8.402e-05 | 0 | 3.3261 | 3.5556 | 3.0192 | 5.1594 | 5.7737 | 4.4187 | 1.4127e-05
5091 | 7.0736e-07 | 8.4065e-05 | 0 | 3.2823 | 3.5571 | 3.0192 | 5.0483 | 5.7779 | 4.4187 | 3.2964e-05
5092 | 1.2473e-06 | 8.3084e-05 | 0.0017173 | 3.2887 | 3.5571 | 3.0192 | 5.0643 | 5.7779 | 4.4187 | 1.2558e-05
5093 | 2.4706e-05 | 8.7165e-05 | 0.0079772 | 3.3406 | 3.5586 | 3.0192 | 5.1964 | 5.7821 | 4.4187 | 1.7267e-05
5094 | 1.0637e-05 | 8.2402e-05 | 0.017672 | 3.4522 | 3.5586 | 3.0192 | 5.4898 | 5.7821 | 4.4187 | 3.2964e-05
5095 | 3.7971e-05 | 8.0639e-05 | 0.023876 | 3.552 | 3.5601 | 3.0192 | 5.7637 | 5.7863 | 4.4187 | 0.00069695
5096 | 7.9642e-06 | 7.5609e-05 | 0.032463 | 3.6281 | 3.5601 | 3.0192 | 5.9798 | 5.7863 | 4.4187 | 9.7322e-05
5097 | 1.4139e-05 | 8.2358e-05 | 0.038834 | 3.6913 | 3.5601 | 3.0192 | 6.1648 | 5.7863 | 4.4187 | 7.3777e-05
5098 | 9.5685e-06 | 8.0758e-05 | 0.047309 | 3.7402 | 3.5601 | 3.0192 | 6.3112 | 5.7863 | 4.4187 | 9.5753e-05
5099 | 1.3096e-05 | 8.4756e-05 | 0.052849 | 3.8263 | 3.5601 | 3.0192 | 6.5768 | 5.7863 | 4.4187 | 7.5346e-05
5100 | 1.7594e-05 | 8.3338e-05 | 0.052461 | 3.8367 | 3.5601 | 3.0192 | 6.6095 | 5.7863 | 4.4187 | 0.00019151
5101 | 2.3008e-05 | 8.1112e-05 | 0.042268 | 3.8718 | 3.5616 | 3.0192 | 6.7209 | 5.7905 | 4.4187 | 6.2789e-05
5102 | 1.927e-05 | 7.944e-05 | 0.037449 | 3.8718 | 3.5601 | 3.0192 | 6.7209 | 5.7863 | 4.4187 | 4.5522e-05
5103 | 1.4845e-05 | 7.6036e-05 | 0.031023 | 3.8985 | 3.5601 | 3.0192 | 6.807 | 5.7863 | 4.4187 | 0.00016325
5104 | 3.2311e-05 | 8.1446e-05 | 0.020054 | 3.8177 | 3.5601 | 3.0192 | 6.5497 | 5.7863 | 4.4187 | 8.3195e-05
5105 | 2.741e-05 | 8.3287e-05 | 0.01468 | 3.8211 | 3.5601 | 3.0192 | 6.5605 | 5.7863 | 4.4187 | 5.1801e-05
5106 | 1.2431e-05 | 8.0085e-05 | 0.0075894 | 3.7802 | 3.5601 | 3.0192 | 6.4334 | 5.7863 | 4.4187 | 0.00010203
5107 | 1.2095e-05 | 7.969e-05 | 0.00099715 | 3.6881 | 3.5601 | 3.0192 | 6.1553 | 5.7863 | 4.4187 | 0.00017895
5108 | 1.768e-05 | 8.2999e-05 | 0 | 3.6281 | 3.5601 | 3.0192 | 5.9798 | 5.7863 | 4.4187 | 0.00019778
5109 | 2.1831e-05 | 7.9017e-05 | 0 | 3.5745 | 3.5601 | 3.0192 | 5.8268 | 5.7863 | 4.4187 | 0.00028726
5110 | 1.0836e-05 | 7.6973e-05 | 0 | 3.5196 | 3.5601 | 3.0192 | 5.6734 | 5.7863 | 4.4187 | 0
5111 | 8.5822e-06 | 7.5894e-05 | 0 | 3.4791 | 3.5616 | 3.0192 | 5.5626 | 5.7905 | 4.4187 | 3.1394e-05
5112 | 1.2588e-05 | 8.0458e-05 | 0 | 3.4635 | 3.5616 | 3.0192 | 5.5202 | 5.7905 | 4.4187 | 0
5113 | 1.757e-05 | 7.818e-05 | 0 | 3.4382 | 3.5601 | 3.0192 | 5.4522 | 5.7863 | 4.4187 | 1.0988e-05
5114 | 2.4825e-05 | 7.9824e-05 | 0 | 3.4105 | 3.5601 | 3.0192 | 5.3787 | 5.7863 | 4.4187 | 4.3952e-05
5115 | 2.7825e-05 | 8.1483e-05 | 0 | 3.4009 | 3.5601 | 3.0192 | 5.3534 | 5.7863 | 4.4187 | 0
5116 | 3.1821e-05 | 8.1669e-05 | 0.0014957 | 3.39 | 3.5601 | 3.0192 | 5.3248 | 5.7863 | 4.4187 | 1.8837e-05
5117 | 4.7268e-05 | 8.5866e-05 | 0.0071463 | 3.4229 | 3.5631 | 3.0192 | 5.4115 | 5.7947 | 4.4187 | 0
5118 | 4.9487e-05 | 8.7125e-05 | 0.016896 | 3.4791 | 3.5646 | 3.0192 | 5.5626 | 5.7989 | 4.4187 | 1.5697e-05
5119 | 4.2402e-05 | 8.2454e-05 | 0.025926 | 3.5595 | 3.5646 | 3.0192 | 5.7846 | 5.7989 | 4.4187 | 0.00062632
5120 | 2.1027e-05 | 7.4535e-05 | 0.039166 | 3.6468 | 3.5646 | 3.0192 | 6.0341 | 5.7989 | 4.4187 | 9.1044e-05
5121 | 1.2903e-05 | 7.7572e-05 | 0.052517 | 3.7091 | 3.5646 | 3.0192 | 6.2177 | 5.7989 | 4.4187 | 4.2382e-05
5122 | 9.0806e-06 | 7.7837e-05 | 0.065701 | 3.8074 | 3.5661 | 3.0192 | 6.5176 | 5.8032 | 4.4187 | 0.0001036
5123 | 1.3074e-05 | 8.1107e-05 | 0.05512 | 3.9003 | 3.5646 | 3.0192 | 6.8128 | 5.7989 | 4.4187 | 5.9649e-05
5124 | 1.998e-05 | 8.1796e-05 | 0.049691 | 3.7904 | 3.5646 | 3.0192 | 6.4648 | 5.7989 | 4.4187 | 0.00025429
5125 | 2.04e-05 | 7.8797e-05 | 0.03479 | 3.816 | 3.5646 | 3.0192 | 6.5444 | 5.7989 | 4.4187 | 6.5928e-05
5126 | 1.9468e-05 | 7.8178e-05 | 0.036784 | 3.8125 | 3.5646 | 3.0192 | 6.5336 | 5.7989 | 4.4187 | 3.1394e-05
5127 | 1.4897e-05 | 7.4702e-05 | 0.04188 | 3.8367 | 3.5646 | 3.0192 | 6.6095 | 5.7989 | 4.4187 | 4.3952e-05
5128 | 1.2092e-05 | 7.3937e-05 | 0.032297 | 3.8507 | 3.5646 | 3.0192 | 6.6536 | 5.7989 | 4.4187 | 5.651e-05
5129 | 3.2823e-05 | 8.3509e-05 | 0.016564 | 3.8108 | 3.5661 | 3.0192 | 6.5283 | 5.8032 | 4.4187 | 7.5346e-05
5130 | 1.638e-05 | 8.0061e-05 | 0.0074233 | 3.7188 | 3.5646 | 3.0192 | 6.2469 | 5.7989 | 4.4187 | 0.00021819
5131 | 1.5093e-05 | 7.9794e-05 | 0.0014403 | 3.6064 | 3.5646 | 3.0192 | 5.9177 | 5.7989 | 4.4187 | 0.00025272
5132 | 2.1167e-05 | 8.3639e-05 | 0 | 3.524 | 3.5646 | 3.0192 | 5.6856 | 5.7989 | 4.4187 | 0.00021662
5133 | 1.5192e-05 | 7.8646e-05 | 0 | 3.4734 | 3.5631 | 3.0192 | 5.5471 | 5.7947 | 4.4187 | 0.0001868
5134 | 6.3813e-06 | 7.3905e-05 | 0 | 3.4326 | 3.5631 | 3.0192 | 5.4374 | 5.7947 | 4.4187 | 0
5135 | 2.484e-06 | 7.3275e-05 | 0 | 3.3941 | 3.5646 | 3.0192 | 5.3355 | 5.7989 | 4.4187 | 3.2964e-05
5136 | 3.1801e-06 | 7.4187e-05 | 0 | 3.3485 | 3.5646 | 3.0192 | 5.2168 | 5.7989 | 4.4187 | 2.8255e-05
5137 | 1.9194e-06 | 7.3683e-05 | 0 | 3.3525 | 3.5631 | 3.0192 | 5.227 | 5.7947 | 4.4187 | 5.494e-05
5138 | 2.4388e-06 | 7.147e-05 | 0 | 3.3327 | 3.5661 | 3.0192 | 5.1761 | 5.8032 | 4.4187 | 0
5139 | 4.071e-06 | 7.3417e-05 | 0 | 3.3092 | 3.5661 | 3.0192 | 5.1163 | 5.8032 | 4.4187 | 1.0988e-05
5140 | 6.7686e-06 | 7.3864e-05 | 0.0011079 | 3.2925 | 3.5661 | 3.0192 | 5.074 | 5.8032 | 4.4187 | 5.0231e-05
5141 | 3.93e-06 | 7.3399e-05 | 0.0059275 | 3.3054 | 3.5676 | 3.0192 | 5.1065 | 5.8074 | 4.4187 | 3.4534e-05
5142 | 2.1361e-05 | 7.8369e-05 | 0.014514 | 3.3859 | 3.5676 | 3.0192 | 5.3141 | 5.8074 | 4.4187 | 2.3546e-05
5143 | 3.3209e-05 | 8.0593e-05 | 0.025981 | 3.455 | 3.5676 | 3.0192 | 5.4974 | 5.8074 | 4.4187 | 0.00042853
5144 | 2.4152e-05 | 7.7426e-05 | 0.035676 | 3.5021 | 3.5691 | 3.0192 | 5.6254 | 5.8116 | 4.4187 | 0.00046935
5145 | 9.0871e-06 | 7.2778e-05 | 0.042988 | 3.5912 | 3.5706 | 3.0192 | 5.8741 | 5.8159 | 4.4187 | 5.0231e-05
5146 | 8.4598e-06 | 7.1936e-05 | 0.044484 | 3.6547 | 3.5706 | 3.0192 | 6.0571 | 5.8159 | 4.4187 | 5.1801e-05
5147 | 2.1092e-05 | 7.86e-05 | 0.046811 | 3.6721 | 3.5691 | 3.0192 | 6.1081 | 5.8116 | 4.4187 | 7.2207e-05
5148 | 1.9483e-05 | 7.9524e-05 | 0.042711 | 3.7584 | 3.5691 | 3.0192 | 6.3667 | 5.8116 | 4.4187 | 0.00010988
5149 | 2.8465e-05 | 8.1052e-05 | 0.042656 | 3.7551 | 3.5691 | 3.0192 | 6.3565 | 5.8116 | 4.4187 | 0.00014127
5150 | 3.09e-05 | 8.2024e-05 | 0.042767 | 3.8108 | 3.5676 | 3.0192 | 6.5283 | 5.8074 | 4.4187 | 5.494e-05
5151 | 1.5273e-05 | 7.5359e-05 | 0.032407 | 3.804 | 3.5676 | 3.0192 | 6.507 | 5.8074 | 4.4187 | 0.00026999
5152 | 1.1494e-05 | 7.402e-05 | 0.018115 | 3.7156 | 3.5676 | 3.0192 | 6.2371 | 5.8074 | 4.4187 | 0.00031708
5153 | 1.2136e-05 | 7.7327e-05 | 0.011523 | 3.7107 | 3.5676 | 3.0192 | 6.2225 | 5.8074 | 4.4187 | 5.494e-05
5154 | 2.537e-05 | 8.2501e-05 | 0.0062599 | 3.6977 | 3.5661 | 3.0192 | 6.1839 | 5.8032 | 4.4187 | 4.8661e-05
5155 | 3.2354e-05 | 8.5706e-05 | 0.0011079 | 3.639 | 3.5646 | 3.0192 | 6.0114 | 5.7989 | 4.4187 | 2.3546e-05
5156 | 1.6607e-05 | 8.1234e-05 | 0 | 3.5912 | 3.5661 | 3.0192 | 5.8741 | 5.8032 | 4.4187 | 0.00016168
5157 | 2.4113e-05 | 7.8418e-05 | 0 | 3.5123 | 3.5661 | 3.0192 | 5.6533 | 5.8032 | 4.4187 | 0.00013813
5158 | 6.2629e-06 | 7.3347e-05 | 0 | 3.4592 | 3.5661 | 3.0192 | 5.5088 | 5.8032 | 4.4187 | 0.00014912
5159 | 2.0936e-06 | 7.3543e-05 | 0 | 3.427 | 3.5661 | 3.0192 | 5.4226 | 5.8032 | 4.4187 | 0
5160 | 2.2585e-06 | 7.4063e-05 | 0 | 3.4284 | 3.5661 | 3.0192 | 5.4263 | 5.8032 | 4.4187 | 3.4534e-05
5161 | 5.3583e-07 | 7.344e-05 | 0 | 3.39 | 3.5646 | 3.0192 | 5.3248 | 5.7989 | 4.4187 | 0
5162 | 1.8024e-07 | 7.2334e-05 | 0 | 3.3792 | 3.5646 | 3.0192 | 5.2965 | 5.7989 | 4.4187 | 9.4183e-06
5163 | 7.5912e-07 | 7.1777e-05 | 0 | 3.3419 | 3.5646 | 3.0192 | 5.1997 | 5.7989 | 4.4187 | 0
5164 | 3.4506e-06 | 7.2842e-05 | 0.0013849 | 3.3327 | 3.5646 | 3.0192 | 5.1761 | 5.7989 | 4.4187 | 1.2558e-05
5165 | 4.3118e-06 | 7.3621e-05 | 0.007534 | 3.3525 | 3.5646 | 3.0192 | 5.227 | 5.7989 | 4.4187 | 3.9243e-05
5166 | 1.7329e-05 | 7.7385e-05 | 0.018503 | 3.5079 | 3.5661 | 3.0192 | 5.6413 | 5.8032 | 4.4187 | 1.2558e-05
5167 | 3.6125e-05 | 8.1743e-05 | 0.031521 | 3.6327 | 3.5661 | 3.0192 | 5.9933 | 5.8032 | 4.4187 | 0.00056981
5168 | 2.5576e-05 | 7.7976e-05 | 0.036341 | 3.7042 | 3.5661 | 3.0192 | 6.2032 | 5.8032 | 4.4187 | 0.00034848
5169 | 7.7463e-06 | 7.252e-05 | 0.047863 | 3.7718 | 3.5661 | 3.0192 | 6.4076 | 5.8032 | 4.4187 | 4.7091e-05
5170 | 6.419e-06 | 7.1718e-05 | 0.054068 | 3.8125 | 3.5661 | 3.0192 | 6.5336 | 5.8032 | 4.4187 | 6.5928e-05
5171 | 1.3794e-05 | 7.463e-05 | 0.058278 | 3.8753 | 3.5646 | 3.0192 | 6.7323 | 5.7989 | 4.4187 | 4.3952e-05
5172 | 2.4011e-05 | 8.0567e-05 | 0.056616 | 3.922 | 3.5646 | 3.0192 | 6.8834 | 5.7989 | 4.4187 | 6.1219e-05
5173 | 2.8869e-05 | 8.1095e-05 | 0.053292 | 3.9978 | 3.5661 | 3.0192 | 7.136 | 5.8032 | 4.4187 | 5.0231e-05
5174 | 3.5941e-05 | 8.2884e-05 | 0.040939 | 3.9941 | 3.5661 | 3.0192 | 7.1233 | 5.8032 | 4.4187 | 5.0231e-05
5175 | 1.544e-05 | 7.4952e-05 | 0.038723 | 4.0572 | 3.5661 | 3.0192 | 7.3397 | 5.8032 | 4.4187 | 0.00024802
5176 | 1.4567e-05 | 7.4576e-05 | 0.028086 | 4.0282 | 3.5661 | 3.0192 | 7.2397 | 5.8032 | 4.4187 | 0.00029982
5177 | 1.0634e-05 | 7.6819e-05 | 0.020109 | 3.8735 | 3.5661 | 3.0192 | 6.7266 | 5.8032 | 4.4187 | 0
5178 | 1.0993e-05 | 7.8313e-05 | 0.0078664 | 3.8332 | 3.5661 | 3.0192 | 6.5985 | 5.8032 | 4.4187 | 5.337e-05
5179 | 1.2732e-05 | 7.8739e-05 | 0.0013849 | 3.6801 | 3.5631 | 3.0192 | 6.1316 | 5.7947 | 4.4187 | 2.8255e-05
5180 | 2.2126e-05 | 8.363e-05 | 0 | 3.5805 | 3.5631 | 3.0192 | 5.8439 | 5.7947 | 4.4187 | 0.00017738
5181 | 1.8647e-05 | 7.8553e-05 | 0 | 3.5505 | 3.5631 | 3.0192 | 5.7595 | 5.7947 | 4.4187 | 0.00015854
5182 | 6.2787e-06 | 7.3222e-05 | 0 | 3.4963 | 3.5631 | 3.0192 | 5.6095 | 5.7947 | 4.4187 | 0.0001397
5183 | 2.0952e-06 | 7.3894e-05 | 0 | 3.4536 | 3.5631 | 3.0192 | 5.4936 | 5.7947 | 4.4187 | 0
5184 | 2.2648e-06 | 7.2532e-05 | 0 | 3.4354 | 3.5631 | 3.0192 | 5.4448 | 5.7947 | 4.4187 | 0
5185 | 5.2836e-07 | 7.2378e-05 | 0 | 3.416 | 3.5646 | 3.0192 | 5.3932 | 5.7989 | 4.4187 | 0
5186 | 1.2353e-07 | 7.2274e-05 | 0 | 3.3873 | 3.5646 | 3.0192 | 5.3177 | 5.7989 | 4.4187 | 3.1394e-05
5187 | 1.4858e-07 | 7.2111e-05 | 0 | 3.3725 | 3.5646 | 3.0192 | 5.2789 | 5.7989 | 4.4187 | 0
5188 | 4.793e-07 | 7.2152e-05 | 0.0012741 | 3.3738 | 3.5646 | 3.0192 | 5.2824 | 5.7989 | 4.4187 | 3.4534e-05
5189 | 1.2183e-05 | 7.565e-05 | 0.0072017 | 3.4229 | 3.5661 | 3.0192 | 5.4115 | 5.8032 | 4.4187 | 1.4127e-05
5190 | 1.8365e-05 | 7.6919e-05 | 0.01601 | 3.5094 | 3.5661 | 3.0192 | 5.6453 | 5.8032 | 4.4187 | 0
5191 | 1.7101e-05 | 7.5906e-05 | 0.026923 | 3.6111 | 3.5661 | 3.0192 | 5.9309 | 5.8032 | 4.4187 | 0.00039714
5192 | 1.3496e-05 | 7.4648e-05 | 0.034457 | 3.7254 | 3.5661 | 3.0192 | 6.2666 | 5.8032 | 4.4187 | 5.651e-05
5193 | 3.8741e-06 | 7.1709e-05 | 0.048417 | 3.7718 | 3.5691 | 3.0192 | 6.4076 | 5.8116 | 4.4187 | 6.5928e-05
5194 | 3.8192e-06 | 6.9515e-05 | 0.053957 | 3.8842 | 3.5691 | 3.0192 | 6.7608 | 5.8116 | 4.4187 | 4.0813e-05
5195 | 8.0293e-06 | 7.3664e-05 | 0.059441 | 3.8949 | 3.5691 | 3.0192 | 6.7954 | 5.8116 | 4.4187 | 7.8486e-06
5196 | 9.8277e-06 | 7.6047e-05 | 0.036452 | 3.9238 | 3.5691 | 3.0192 | 6.8894 | 5.8116 | 4.4187 | 0.00016482
5197 | 1.2299e-05 | 7.6128e-05 | 0.052683 | 3.9567 | 3.5691 | 3.0192 | 6.9982 | 5.8116 | 4.4187 | 8.7904e-05
5198 | 8.129e-06 | 7.4868e-05 | 0.045869 | 3.9959 | 3.5691 | 3.0192 | 7.1297 | 5.8116 | 4.4187 | 5.8079e-05
5199 | 1.1885e-05 | 7.3828e-05 | 0.026979 | 3.835 | 3.5691 | 3.0192 | 6.604 | 5.8116 | 4.4187 | 8.6334e-05
5200 | 1.8666e-05 | 7.6445e-05 | 0.022547 | 3.7735 | 3.5676 | 3.0192 | 6.4127 | 5.8074 | 4.4187 | 2.8255e-05
5201 | 9.2823e-06 | 7.7366e-05 | 0.019168 | 3.6801 | 3.5676 | 3.0192 | 6.1316 | 5.8074 | 4.4187 | 0.00013343
5202 | 6.485e-06 | 7.8058e-05 | 0.0082542 | 3.6343 | 3.5676 | 3.0192 | 5.9978 | 5.8074 | 4.4187 | 0.00013186
5203 | 1.0557e-05 | 7.8936e-05 | 0.00099715 | 3.5595 | 3.5676 | 3.0192 | 5.7846 | 5.8074 | 4.4187 | 0.00020249
5204 | 1.4325e-05 | 8.121e-05 | 0 | 3.4848 | 3.5676 | 3.0192 | 5.5781 | 5.8074 | 4.4187 | 0.00033435
5205 | 1.1024e-05 | 7.6101e-05 | 0 | 3.3941 | 3.5691 | 3.0192 | 5.3355 | 5.8116 | 4.4187 | 0.00025586
5206 | 7.9095e-06 | 7.6212e-05 | 0 | 3.3485 | 3.5676 | 3.0192 | 5.2168 | 5.8074 | 4.4187 | 0
5207 | 9.0954e-06 | 7.6851e-05 | 0 | 3.3274 | 3.5676 | 3.0192 | 5.1627 | 5.8074 | 4.4187 | 1.5697e-05
5208 | 1.441e-05 | 7.8937e-05 | 0 | 3.3015 | 3.5676 | 3.0192 | 5.0967 | 5.8074 | 4.4187 | 1.0988e-05
5209 | 1.6441e-05 | 7.7179e-05 | 0 | 3.317 | 3.5676 | 3.0192 | 5.1361 | 5.8074 | 4.4187 | 1.4127e-05
5210 | 1.9464e-05 | 7.7553e-05 | 0 | 3.3538 | 3.5691 | 3.0192 | 5.2304 | 5.8116 | 4.4187 | 1.2558e-05
5211 | 2.4329e-05 | 7.9166e-05 | 0 | 3.3778 | 3.5706 | 3.0192 | 5.293 | 5.8159 | 4.4187 | 1.2558e-05
5212 | 2.4645e-05 | 7.9327e-05 | 0.00083096 | 3.3419 | 3.5706 | 3.0192 | 5.1997 | 5.8159 | 4.4187 | 1.7267e-05
5213 | 3.4925e-05 | 8.2106e-05 | 0.0046534 | 3.3604 | 3.5706 | 3.0192 | 5.2477 | 5.8159 | 4.4187 | 0
5214 | 3.9809e-05 | 8.3775e-05 | 0.012686 | 3.4229 | 3.5721 | 3.0192 | 5.4115 | 5.8201 | 4.4187 | 1.2558e-05
5215 | 3.848e-05 | 8.2598e-05 | 0.026757 | 3.5021 | 3.5736 | 3.0192 | 5.6254 | 5.8244 | 4.4187 | 0.00061847
5216 | 1.5156e-05 | 7.4301e-05 | 0.038335 | 3.6219 | 3.5736 | 3.0192 | 5.9619 | 5.8244 | 4.4187 | 8.7904e-05
5217 | 1.543e-05 | 7.3407e-05 | 0.037282 | 3.6865 | 3.5736 | 3.0192 | 6.1505 | 5.8244 | 4.4187 | 5.494e-05
5218 | 8.1007e-06 | 7.1193e-05 | 0.051464 | 3.7518 | 3.5736 | 3.0192 | 6.3464 | 5.8244 | 4.4187 | 5.9649e-05
5219 | 1.3199e-05 | 7.5928e-05 | 0.059386 | 3.8211 | 3.5751 | 3.0192 | 6.5605 | 5.8287 | 4.4187 | 0.0001036
5220 | 1.7748e-05 | 7.9113e-05 | 0.050689 | 3.8437 | 3.5736 | 3.0192 | 6.6315 | 5.8244 | 4.4187 | 0.00016482
5221 | 2.1861e-05 | 7.9219e-05 | 0.055231 | 3.8263 | 3.5721 | 3.0192 | 6.5768 | 5.8201 | 4.4187 | 0.000135
5222 | 2.2443e-05 | 7.9829e-05 | 0.051076 | 3.8931 | 3.5721 | 3.0192 | 6.7896 | 5.8201 | 4.4187 | 6.1219e-05
5223 | 1.5879e-05 | 7.6171e-05 | 0.047808 | 3.9494 | 3.5721 | 3.0192 | 6.9737 | 5.8201 | 4.4187 | 0.00010517
5224 | 1.6153e-05 | 7.6408e-05 | 0.036175 | 3.9329 | 3.5721 | 3.0192 | 6.9193 | 5.8201 | 4.4187 | 7.0637e-05
5225 | 2.3994e-05 | 8.2062e-05 | 0.02371 | 3.9365 | 3.5721 | 3.0192 | 6.9313 | 5.8201 | 4.4187 | 5.1801e-05
5226 | 1.008e-05 | 7.9193e-05 | 0.0091406 | 3.8489 | 3.5721 | 3.0192 | 6.6481 | 5.8201 | 4.4187 | 0.0002386
5227 | 1.2274e-05 | 7.957e-05 | 0.0012741 | 3.6769 | 3.5721 | 3.0192 | 6.1222 | 5.8201 | 4.4187 | 0.00022604
5228 | 1.9033e-05 | 8.287e-05 | 0 | 3.555 | 3.5706 | 3.0192 | 5.772 | 5.8159 | 4.4187 | 0.00017424
5229 | 2.1235e-05 | 7.926e-05 | 0 | 3.492 | 3.5706 | 3.0192 | 5.5977 | 5.8159 | 4.4187 | 0.00018523
5230 | 1.1441e-05 | 7.9302e-05 | 0 | 3.4691 | 3.5691 | 3.0192 | 5.5355 | 5.8116 | 4.4187 | 1.5697e-05
5231 | 9.5318e-06 | 8.1728e-05 | 0 | 3.4522 | 3.5691 | 3.0192 | 5.4898 | 5.8116 | 4.4187 | 0
5232 | 1.475e-05 | 8.5677e-05 | 0 | 3.405 | 3.5691 | 3.0192 | 5.3642 | 5.8116 | 4.4187 | 1.4127e-05
5233 | 2.0947e-05 | 8.6056e-05 | 0 | 3.3778 | 3.5691 | 3.0192 | 5.293 | 5.8116 | 4.4187 | 0
5234 | 2.4807e-05 | 8.5963e-05 | 0 | 3.3458 | 3.5691 | 3.0192 | 5.2099 | 5.8116 | 4.4187 | 0
5235 | 2.8393e-05 | 8.2174e-05 | 0 | 3.3287 | 3.5691 | 3.0192 | 5.166 | 5.8116 | 4.4187 | 0
5236 | 3.209e-05 | 8.1483e-05 | 0.0012741 | 3.317 | 3.5691 | 3.0192 | 5.1361 | 5.8116 | 4.4187 | 2.5115e-05
5237 | 5.167e-05 | 8.7057e-05 | 0.0090298 | 3.3778 | 3.5691 | 3.0192 | 5.293 | 5.8116 | 4.4187 | 0
5238 | 5.2729e-05 | 8.753e-05 | 0.019777 | 3.4734 | 3.5706 | 3.0192 | 5.5471 | 5.8159 | 4.4187 | 0
5239 | 3.8203e-05 | 8.0177e-05 | 0.034069 | 3.608 | 3.5691 | 3.0192 | 5.9221 | 5.8116 | 4.4187 | 0.00072364
5240 | 1.9761e-05 | 7.6373e-05 | 0.045703 | 3.6977 | 3.5691 | 3.0192 | 6.1839 | 5.8116 | 4.4187 | 4.5522e-05
5241 | 7.9509e-06 | 7.8519e-05 | 0.054899 | 3.7989 | 3.5706 | 3.0192 | 6.4911 | 5.8159 | 4.4187 | 0.00010831
5242 | 8.1352e-06 | 7.8591e-05 | 0.058777 | 3.886 | 3.5706 | 3.0192 | 6.7666 | 5.8159 | 4.4187 | 3.6103e-05
5243 | 1.2858e-05 | 8.3242e-05 | 0.059386 | 3.9623 | 3.5721 | 3.0192 | 7.0167 | 5.8201 | 4.4187 | 5.337e-05
5244 | 1.9636e-05 | 8.3663e-05 | 0.062101 | 4.034 | 3.5721 | 3.0192 | 7.2595 | 5.8201 | 4.4187 | 0.00016168
5245 | 2.1247e-05 | 8.0507e-05 | 0.05717 | 4.0806 | 3.5736 | 3.0192 | 7.4217 | 5.8244 | 4.4187 | 4.3952e-05
5246 | 2.2331e-05 | 8.0199e-05 | 0.04742 | 4.1163 | 3.5736 | 3.0192 | 7.5482 | 5.8244 | 4.4187 | 0.00010046
5247 | 1.5842e-05 | 7.6168e-05 | 0.035067 | 3.9734 | 3.5721 | 3.0192 | 7.0539 | 5.8201 | 4.4187 | 0.00011302
5248 | 2.0238e-05 | 7.7595e-05 | 0.025317 | 3.9847 | 3.5721 | 3.0192 | 7.0916 | 5.8201 | 4.4187 | 9.2613e-05
5249 | 8.5372e-06 | 7.7388e-05 | 0.017339 | 3.9679 | 3.5706 | 3.0192 | 7.0353 | 5.8159 | 4.4187 | 3.7673e-05
5250 | 1.3608e-05 | 8.0222e-05 | 0.0074787 | 3.922 | 3.5706 | 3.0192 | 6.8834 | 5.8159 | 4.4187 | 0.00028412
5251 | 1.6825e-05 | 8.0906e-05 | 0.00083096 | 3.8332 | 3.5691 | 3.0192 | 6.5985 | 5.8116 | 4.4187 | 0.00021505
5252 | 2.5275e-05 | 8.4506e-05 | 0 | 3.6737 | 3.5676 | 3.0192 | 6.1128 | 5.8074 | 4.4187 | 0.00018523
5253 | 2.2984e-05 | 7.9414e-05 | 0 | 3.5957 | 3.5676 | 3.0192 | 5.8871 | 5.8074 | 4.4187 | 0.00022447
5254 | 9.329e-06 | 7.807e-05 | 0 | 3.5123 | 3.5676 | 3.0192 | 5.6533 | 5.8074 | 4.4187 | 0
5255 | 5.8191e-06 | 8.0165e-05 | 0 | 3.4606 | 3.5691 | 3.0192 | 5.5126 | 5.8116 | 4.4187 | 2.3546e-05
5256 | 8.6163e-06 | 8.2577e-05 | 0 | 3.4284 | 3.5691 | 3.0192 | 5.4263 | 5.8116 | 4.4187 | 1.7267e-05
5257 | 1.0807e-05 | 8.5333e-05 | 0 | 3.4023 | 3.5676 | 3.0192 | 5.357 | 5.8074 | 4.4187 | 1.5697e-05
5258 | 1.3649e-05 | 8.5362e-05 | 0 | 3.3698 | 3.5691 | 3.0192 | 5.272 | 5.8116 | 4.4187 | 1.4127e-05
5259 | 1.7519e-05 | 8.608e-05 | 0 | 3.3564 | 3.5691 | 3.0192 | 5.2373 | 5.8116 | 4.4187 | 2.5115e-05
5260 | 2.0924e-05 | 8.1086e-05 | 0.0012187 | 3.3445 | 3.5691 | 3.0192 | 5.2065 | 5.8116 | 4.4187 | 1.0988e-05
5261 | 2.3541e-05 | 7.9644e-05 | 0.008088 | 3.3954 | 3.5691 | 3.0192 | 5.339 | 5.8116 | 4.4187 | 1.4127e-05
5262 | 3.7659e-05 | 8.3081e-05 | 0.016952 | 3.5298 | 3.5691 | 3.0192 | 5.7018 | 5.8116 | 4.4187 | 0
5263 | 3.9236e-05 | 8.2497e-05 | 0.029084 | 3.6468 | 3.5721 | 3.0192 | 6.0341 | 5.8201 | 4.4187 | 0.00051801
5264 | 1.6223e-05 | 7.1143e-05 | 0.042601 | 3.7468 | 3.5721 | 3.0192 | 6.3313 | 5.8201 | 4.4187 | 6.1219e-05
5265 | 8.1571e-06 | 7.4767e-05 | 0.051575 | 3.8402 | 3.5721 | 3.0192 | 6.6204 | 5.8201 | 4.4187 | 7.8486e-05
5266 | 9.7824e-06 | 7.8692e-05 | 0.062433 | 3.9549 | 3.5721 | 3.0192 | 6.9921 | 5.8201 | 4.4187 | 6.9067e-05
5267 | 1.2762e-05 | 8.1847e-05 | 0.053126 | 4.0417 | 3.5721 | 3.0192 | 7.286 | 5.8201 | 4.4187 | 5.651e-05
5268 | 1.7757e-05 | 8.3122e-05 | 0.045647 | 4.0398 | 3.5736 | 3.0192 | 7.2794 | 5.8244 | 4.4187 | 0.00018994
5269 | 2.1422e-05 | 8.0524e-05 | 0.045149 | 3.942 | 3.5721 | 3.0192 | 6.9494 | 5.8201 | 4.4187 | 0.000135
5270 | 1.969e-05 | 7.9379e-05 | 0.047309 | 4.0035 | 3.5721 | 3.0192 | 7.1553 | 5.8201 | 4.4187 | 0.00014441
5271 | 1.4679e-05 | 7.5798e-05 | 0.025261 | 3.9329 | 3.5721 | 3.0192 | 6.9193 | 5.8201 | 4.4187 | 7.2207e-05
5272 | 2.352e-05 | 7.8548e-05 | 0.024929 | 3.8612 | 3.5721 | 3.0192 | 6.6871 | 5.8201 | 4.4187 | 7.6916e-05
5273 | 1.5695e-05 | 7.9503e-05 | 0.020109 | 3.8718 | 3.5721 | 3.0192 | 6.7209 | 5.8201 | 4.4187 | 6.1219e-05
5274 | 1.8661e-05 | 8.1707e-05 | 0.0055951 | 3.7568 | 3.5736 | 3.0192 | 6.3616 | 5.8244 | 4.4187 | 0.00020406
5275 | 1.1904e-05 | 7.9401e-05 | 0.00083096 | 3.6531 | 3.5721 | 3.0192 | 6.0525 | 5.8201 | 4.4187 | 0.00017738
5276 | 1.7006e-05 | 8.2201e-05 | 0 | 3.567 | 3.5736 | 3.0192 | 5.8056 | 5.8244 | 4.4187 | 0.00018994
5277 | 1.5581e-05 | 7.7512e-05 | 0 | 3.524 | 3.5721 | 3.0192 | 5.6856 | 5.8201 | 4.4187 | 0.00021819
5278 | 7.8185e-06 | 7.8013e-05 | 0 | 3.4635 | 3.5721 | 3.0192 | 5.5202 | 5.8201 | 4.4187 | 0
5279 | 5.4169e-06 | 8.0363e-05 | 0 | 3.4243 | 3.5721 | 3.0192 | 5.4152 | 5.8201 | 4.4187 | 0
5280 | 7.5094e-06 | 8.2344e-05 | 0 | 3.3819 | 3.5721 | 3.0192 | 5.3035 | 5.8201 | 4.4187 | 0
5281 | 7.8212e-06 | 8.2347e-05 | 0 | 3.3591 | 3.5721 | 3.0192 | 5.2442 | 5.8201 | 4.4187 | 1.7267e-05
5282 | 9.7822e-06 | 8.1844e-05 | 0 | 3.3274 | 3.5721 | 3.0192 | 5.1627 | 5.8201 | 4.4187 | 0
5283 | 1.5004e-05 | 8.1415e-05 | 0 | 3.2964 | 3.5736 | 3.0192 | 5.0837 | 5.8244 | 4.4187 | 2.1976e-05
5284 | 1.7336e-05 | 8.1482e-05 | 0.0012741 | 3.2849 | 3.5736 | 3.0192 | 5.0547 | 5.8244 | 4.4187 | 1.2558e-05
5285 | 2.0077e-05 | 8.0786e-05 | 0.008365 | 3.3511 | 3.5736 | 3.0192 | 5.2236 | 5.8244 | 4.4187 | 1.5697e-05
5286 | 4.2701e-05 | 8.5845e-05 | 0.017229 | 3.472 | 3.5751 | 3.0192 | 5.5432 | 5.8287 | 4.4187 | 3.1394e-05
5287 | 4.0967e-05 | 7.8934e-05 | 0.027256 | 3.5851 | 3.5766 | 3.0192 | 5.8568 | 5.8329 | 4.4187 | 0.00042382
5288 | 1.6341e-05 | 7.7288e-05 | 0.032961 | 3.6801 | 3.5766 | 3.0192 | 6.1316 | 5.8329 | 4.4187 | 6.4358e-05
5289 | 9.7452e-06 | 7.9185e-05 | 0.035621 | 3.7042 | 3.5766 | 3.0192 | 6.2032 | 5.8329 | 4.4187 | 7.8486e-05
5290 | 7.4591e-06 | 7.8644e-05 | 0.047143 | 3.7921 | 3.5766 | 3.0192 | 6.47 | 5.8329 | 4.4187 | 6.7498e-05
5291 | 1.2774e-05 | 8.323e-05 | 0.051298 | 3.8454 | 3.5766 | 3.0192 | 6.637 | 5.8329 | 4.4187 | 4.8661e-05
5292 | 1.7595e-05 | 8.2914e-05 | 0.05573 | 3.8931 | 3.5782 | 3.0192 | 6.7896 | 5.8372 | 4.4187 | 0.0002229
5293 | 2.1695e-05 | 8.0571e-05 | 0.053015 | 3.9884 | 3.5766 | 3.0192 | 7.1042 | 5.8329 | 4.4187 | 6.9067e-05
5294 | 1.9273e-05 | 7.9237e-05 | 0.042933 | 3.9697 | 3.5766 | 3.0192 | 7.0415 | 5.8329 | 4.4187 | 5.651e-05
5295 | 1.5062e-05 | 7.5889e-05 | 0.033682 | 3.942 | 3.5766 | 3.0192 | 6.9494 | 5.8329 | 4.4187 | 6.7498e-05
5296 | 1.7793e-05 | 7.6802e-05 | 0.023987 | 3.8895 | 3.5766 | 3.0192 | 6.7781 | 5.8329 | 4.4187 | 7.5346e-05
5297 | 1.0925e-05 | 7.8043e-05 | 0.017007 | 3.8559 | 3.5766 | 3.0192 | 6.6703 | 5.8329 | 4.4187 | 5.0231e-05
5298 | 2.5521e-05 | 8.374e-05 | 0.0069801 | 3.7921 | 3.5736 | 3.0192 | 6.47 | 5.8244 | 4.4187 | 0.00026214
5299 | 1.8407e-05 | 8.1328e-05 | 0.00094176 | 3.6721 | 3.5736 | 3.0192 | 6.1081 | 5.8244 | 4.4187 | 0.00017581
5300 | 1.8532e-05 | 8.2632e-05 | 0 | 3.555 | 3.5736 | 3.0192 | 5.772 | 5.8244 | 4.4187 | 0.0002072
5301 | 2.4404e-05 | 8.0166e-05 | 0 | 3.5036 | 3.5721 | 3.0192 | 5.6293 | 5.8201 | 4.4187 | 0.00019151
5302 | 9.0905e-06 | 7.863e-05 | 0 | 3.4677 | 3.5721 | 3.0192 | 5.5317 | 5.8201 | 4.4187 | 1.0988e-05
5303 | 6.579e-06 | 8.1262e-05 | 0 | 3.4298 | 3.5721 | 3.0192 | 5.43 | 5.8201 | 4.4187 | 1.5697e-05
5304 | 8.6994e-06 | 8.3738e-05 | 0 | 3.3927 | 3.5721 | 3.0192 | 5.3319 | 5.8201 | 4.4187 | 1.5697e-05
5305 | 8.4347e-06 | 8.5385e-05 | 0 | 3.3725 | 3.5721 | 3.0192 | 5.2789 | 5.8201 | 4.4187 | 0
5306 | 1.15e-05 | 8.7064e-05 | 0 | 3.3564 | 3.5721 | 3.0192 | 5.2373 | 5.8201 | 4.4187 | 3.2964e-05
5307 | 1.6758e-05 | 8.8744e-05 | 0 | 3.3604 | 3.5736 | 3.0192 | 5.2477 | 5.8244 | 4.4187 | 3.7673e-05
5308 | 2.3486e-05 | 9.0681e-05 | 0.00094176 | 3.3472 | 3.5736 | 3.0192 | 5.2133 | 5.8244 | 4.4187 | 2.9825e-05
5309 | 2.934e-05 | 9.2274e-05 | 0.0071463 | 3.3846 | 3.5736 | 3.0192 | 5.3106 | 5.8244 | 4.4187 | 1.7267e-05
5310 | 3.3818e-05 | 9.334e-05 | 0.018392 | 3.4592 | 3.5751 | 3.0192 | 5.5088 | 5.8287 | 4.4187 | 3.6103e-05
5311 | 4.457e-05 | 9.6621e-05 | 0.030856 | 3.5715 | 3.5766 | 3.0192 | 5.8183 | 5.8329 | 4.4187 | 0.00050545
5312 | 1.8679e-05 | 8.8617e-05 | 0.038667 | 3.6642 | 3.5751 | 3.0192 | 6.0848 | 5.8287 | 4.4187 | 0.00054783
5313 | 2.132e-05 | 8.8016e-05 | 0.051021 | 3.7955 | 3.5751 | 3.0192 | 6.4805 | 5.8287 | 4.4187 | 0.00010203
5314 | 1.1729e-05 | 8.4046e-05 | 0.055785 | 3.8594 | 3.5751 | 3.0192 | 6.6815 | 5.8287 | 4.4187 | 8.1625e-05
5315 | 1.8422e-05 | 8.6641e-05 | 0.049082 | 3.9347 | 3.5751 | 3.0192 | 6.9253 | 5.8287 | 4.4187 | 2.3546e-05
5316 | 1.7748e-05 | 8.3348e-05 | 0.045426 | 3.9494 | 3.5766 | 3.0192 | 6.9737 | 5.8329 | 4.4187 | 7.3777e-05
5317 | 2.0491e-05 | 8.017e-05 | 0.051243 | 3.979 | 3.5766 | 3.0192 | 7.0727 | 5.8329 | 4.4187 | 8.1625e-05
5318 | 3.2846e-05 | 8.3277e-05 | 0.037449 | 3.9567 | 3.5766 | 3.0192 | 6.9982 | 5.8329 | 4.4187 | 3.7673e-05
5319 | 1.7422e-05 | 7.6581e-05 | 0.035067 | 3.9238 | 3.5766 | 3.0192 | 6.8894 | 5.8329 | 4.4187 | 0.00021976
5320 | 1.1734e-05 | 7.4956e-05 | 0.030856 | 3.9604 | 3.5721 | 3.0192 | 7.0105 | 5.8201 | 4.4187 | 0.0002904
5321 | 2.3153e-05 | 8.1683e-05 | 0.01817 | 3.9201 | 3.5721 | 3.0192 | 6.8775 | 5.8201 | 4.4187 | 4.5522e-05
5322 | 1.3112e-05 | 7.9994e-05 | 0.007811 | 3.8091 | 3.5721 | 3.0192 | 6.5229 | 5.8201 | 4.4187 | 4.0813e-05
5323 | 1.1496e-05 | 7.9231e-05 | 0.00077556 | 3.6657 | 3.5706 | 3.0192 | 6.0894 | 5.8159 | 4.4187 | 3.9243e-05
5324 | 1.9825e-05 | 8.2997e-05 | 0 | 3.573 | 3.5706 | 3.0192 | 5.8226 | 5.8159 | 4.4187 | 0.00029668
5325 | 1.6629e-05 | 7.7811e-05 | 0 | 3.4748 | 3.5721 | 3.0192 | 5.5509 | 5.8201 | 4.4187 | 0.00017738
5326 | 6.3957e-06 | 7.7791e-05 | 0 | 3.4312 | 3.5721 | 3.0192 | 5.4337 | 5.8201 | 4.4187 | 0.00010988
5327 | 2.2779e-06 | 7.9943e-05 | 0 | 3.39 | 3.5721 | 3.0192 | 5.3248 | 5.8201 | 4.4187 | 0
5328 | 3.0669e-06 | 8.2023e-05 | 0 | 3.3564 | 3.5706 | 3.0192 | 5.2373 | 5.8159 | 4.4187 | 1.2558e-05
5329 | 3.4964e-06 | 8.3879e-05 | 0 | 3.308 | 3.5721 | 3.0192 | 5.113 | 5.8201 | 4.4187 | 2.9825e-05
5330 | 5.416e-06 | 8.5221e-05 | 0 | 3.2785 | 3.5721 | 3.0192 | 5.0387 | 5.8201 | 4.4187 | 3.6103e-05
5331 | 1.0289e-05 | 8.6836e-05 | 0 | 3.2823 | 3.5706 | 3.0192 | 5.0483 | 5.8159 | 4.4187 | 2.3546e-05
5332 | 1.2516e-05 | 8.7517e-05 | 0.00088636 | 3.2571 | 3.5721 | 3.0192 | 4.9851 | 5.8201 | 4.4187 | 1.4127e-05
5333 | 2.9875e-05 | 9.2684e-05 | 0.0070909 | 3.3196 | 3.5721 | 3.0192 | 5.1427 | 5.8201 | 4.4187 | 2.5115e-05
5334 | 2.1935e-05 | 9.0192e-05 | 0.016121 | 3.4494 | 3.5721 | 3.0192 | 5.4822 | 5.8201 | 4.4187 | 5.1801e-05
5335 | 1.8721e-05 | 8.9164e-05 | 0.027976 | 3.579 | 3.5721 | 3.0192 | 5.8397 | 5.8201 | 4.4187 | 0.0003579
5336 | 4.4264e-05 | 9.647e-05 | 0.040662 | 3.7091 | 3.5721 | 3.0192 | 6.2177 | 5.8201 | 4.4187 | 0.0006373
5337 | 1.2373e-05 | 8.5397e-05 | 0.055231 | 3.8454 | 3.5721 | 3.0192 | 6.637 | 5.8201 | 4.4187 | 0.00014912
5338 | 1.271e-05 | 8.4327e-05 | 0.065314 | 3.9439 | 3.5721 | 3.0192 | 6.9555 | 5.8201 | 4.4187 | 0.0001193
5339 | 1.7536e-05 | 8.6362e-05 | 0.060051 | 3.9997 | 3.5736 | 3.0192 | 7.1424 | 5.8244 | 4.4187 | 0.00010517
5340 | 2.1573e-05 | 8.4491e-05 | 0.059109 | 4.0168 | 3.5721 | 3.0192 | 7.2005 | 5.8201 | 4.4187 | 2.6685e-05
5341 | 3.2758e-05 | 8.383e-05 | 0.062156 | 4.0964 | 3.5706 | 3.0192 | 7.4774 | 5.8159 | 4.4187 | 2.8255e-05
5342 | 2.8699e-05 | 8.2013e-05 | 0.040606 | 4.1485 | 3.5721 | 3.0192 | 7.6643 | 5.8201 | 4.4187 | 4.2382e-05
5343 | 1.5636e-05 | 7.6028e-05 | 0.039886 | 4.0475 | 3.5721 | 3.0192 | 7.3061 | 5.8201 | 4.4187 | 0.00026371
5344 | 1.2939e-05 | 7.5294e-05 | 0.029305 | 4.0263 | 3.5706 | 3.0192 | 7.2332 | 5.8159 | 4.4187 | 0.00024331
5345 | 8.1164e-06 | 7.7149e-05 | 0.019334 | 3.9772 | 3.5706 | 3.0192 | 7.0665 | 5.8159 | 4.4187 | 1.7267e-05
5346 | 9.737e-06 | 7.8961e-05 | 0.0070909 | 3.8842 | 3.5691 | 3.0192 | 6.7608 | 5.8116 | 4.4187 | 6.7498e-05
5347 | 1.1818e-05 | 7.9309e-05 | 0.00083096 | 3.7534 | 3.5676 | 3.0192 | 6.3514 | 5.8074 | 4.4187 | 4.8661e-05
5348 | 2.118e-05 | 8.3384e-05 | 0 | 3.6531 | 3.5676 | 3.0192 | 6.0525 | 5.8074 | 4.4187 | 0.00010674
5349 | 2.6971e-05 | 8.0811e-05 | 0 | 3.5836 | 3.5676 | 3.0192 | 5.8525 | 5.8074 | 4.4187 | 0.00015069
5350 | 6.3774e-06 | 7.7761e-05 | 0 | 3.5036 | 3.5691 | 3.0192 | 5.6293 | 5.8116 | 4.4187 | 0.00018052
5351 | 2.1098e-06 | 7.9869e-05 | 0 | 3.4451 | 3.5691 | 3.0192 | 5.4709 | 5.8116 | 4.4187 | 0
5352 | 2.8155e-06 | 8.1869e-05 | 0 | 3.3819 | 3.5706 | 3.0192 | 5.3035 | 5.8159 | 4.4187 | 1.2558e-05
5353 | 6.0272e-07 | 8.2811e-05 | 0 | 3.3752 | 3.5706 | 3.0192 | 5.2859 | 5.8159 | 4.4187 | 3.1394e-05
5354 | 3.6952e-07 | 8.3399e-05 | 0 | 3.3301 | 3.5706 | 3.0192 | 5.1694 | 5.8159 | 4.4187 | 0
5355 | 1.2898e-06 | 8.3574e-05 | 0 | 3.3419 | 3.5706 | 3.0192 | 5.1997 | 5.8159 | 4.4187 | 1.2558e-05
5356 | 5.8091e-06 | 8.4832e-05 | 0.00077556 | 3.334 | 3.5706 | 3.0192 | 5.1795 | 5.8159 | 4.4187 | 1.4127e-05
5357 | 3.1201e-06 | 8.3903e-05 | 0.007534 | 3.3725 | 3.5706 | 3.0192 | 5.2789 | 5.8159 | 4.4187 | 2.5115e-05
5358 | 1.5892e-05 | 8.7625e-05 | 0.019278 | 3.5357 | 3.5721 | 3.0192 | 5.7182 | 5.8201 | 4.4187 | 1.0988e-05
5359 | 2.3715e-05 | 9.0237e-05 | 0.032463 | 3.6929 | 3.5721 | 3.0192 | 6.1696 | 5.8201 | 4.4187 | 0.00042696
5360 | 2.7303e-05 | 9.1101e-05 | 0.040329 | 3.8143 | 3.5736 | 3.0192 | 6.539 | 5.8244 | 4.4187 | 5.651e-05
5361 | 1.0657e-05 | 8.4755e-05 | 0.053348 | 3.9512 | 3.5721 | 3.0192 | 6.9798 | 5.8201 | 4.4187 | 5.337e-05
5362 | 6.1693e-06 | 8.2333e-05 | 0.057946 | 4.0669 | 3.5721 | 3.0192 | 7.3737 | 5.8201 | 4.4187 | 7.3777e-05
5363 | 7.5597e-06 | 8.336e-05 | 0.068914 | 4.1669 | 3.5721 | 3.0192 | 7.7312 | 5.8201 | 4.4187 | 0.00011459
5364 | 8.5607e-06 | 8.0583e-05 | 0.066255 | 4.2441 | 3.5736 | 3.0192 | 8.0189 | 5.8244 | 4.4187 | 0.00026842
5365 | 9.5936e-06 | 7.6862e-05 | 0.070133 | 4.3001 | 3.5736 | 3.0192 | 8.2343 | 5.8244 | 4.4187 | 2.8255e-05
5366 | 9.5328e-06 | 7.6244e-05 | 0.055065 | 4.3155 | 3.5736 | 3.0192 | 8.2943 | 5.8244 | 4.4187 | 4.7091e-05
5367 | 6.7917e-06 | 7.3362e-05 | 0.047863 | 4.3331 | 3.5736 | 3.0192 | 8.3639 | 5.8244 | 4.4187 | 0.00010046
5368 | 5.8653e-06 | 7.3148e-05 | 0.034236 | 4.3177 | 3.5721 | 3.0192 | 8.3029 | 5.8201 | 4.4187 | 8.3195e-05
5369 | 3.7023e-06 | 7.5798e-05 | 0.021383 | 4.2633 | 3.5721 | 3.0192 | 8.0922 | 5.8201 | 4.4187 | 5.337e-05
5370 | 3.5725e-05 | 8.6735e-05 | 0.007534 | 4.1103 | 3.5721 | 3.0192 | 7.5268 | 5.8201 | 4.4187 | 0.00026371
5371 | 1.407e-05 | 7.9963e-05 | 0.00060937 | 3.8559 | 3.5721 | 3.0192 | 6.6703 | 5.8201 | 4.4187 | 0.00021034
5372 | 9.5968e-06 | 7.9887e-05 | 0 | 3.7468 | 3.5736 | 3.0192 | 6.3313 | 5.8244 | 4.4187 | 0.00029511
5373 | 9.6882e-06 | 7.5663e-05 | 0 | 3.6421 | 3.5736 | 3.0192 | 6.0205 | 5.8244 | 4.4187 | 0.00023075
5374 | 4.7059e-06 | 7.7044e-05 | 0 | 3.5655 | 3.5736 | 3.0192 | 5.8014 | 5.8244 | 4.4187 | 0
5375 | 1.9807e-06 | 7.935e-05 | 0 | 3.505 | 3.5736 | 3.0192 | 5.6333 | 5.8244 | 4.4187 | 0
5376 | 2.3185e-06 | 8.125e-05 | 0 | 3.4791 | 3.5736 | 3.0192 | 5.5626 | 5.8244 | 4.4187 | 1.5697e-05
5377 | 5.3339e-07 | 8.0581e-05 | 0 | 3.4284 | 3.5751 | 3.0192 | 5.4263 | 5.8287 | 4.4187 | 1.2558e-05
5378 | 1.5718e-07 | 7.8323e-05 | 0 | 3.4009 | 3.5751 | 3.0192 | 5.3534 | 5.8287 | 4.4187 | 0
5379 | 1.8966e-07 | 7.7265e-05 | 0 | 3.3671 | 3.5766 | 3.0192 | 5.265 | 5.8329 | 4.4187 | 1.2558e-05
5380 | 6.4822e-07 | 7.5356e-05 | 0.00094176 | 3.3445 | 3.5766 | 3.0192 | 5.2065 | 5.8329 | 4.4187 | 0
5381 | 1.5e-05 | 7.6511e-05 | 0.0078664 | 3.3873 | 3.5766 | 3.0192 | 5.3177 | 5.8329 | 4.4187 | 2.5115e-05
5382 | 1.4477e-05 | 7.6018e-05 | 0.017561 | 3.5269 | 3.5797 | 3.0192 | 5.6937 | 5.8415 | 4.4187 | 0
5383 | 3.8543e-05 | 8.0579e-05 | 0.03141 | 3.6801 | 3.5797 | 3.0192 | 6.1316 | 5.8415 | 4.4187 | 0.00050388
5384 | 1.1006e-05 | 7.3974e-05 | 0.045093 | 3.835 | 3.5812 | 3.0192 | 6.604 | 5.8458 | 4.4187 | 3.9243e-05
5385 | 8.2462e-06 | 7.8163e-05 | 0.05501 | 4.0035 | 3.5812 | 3.0192 | 7.1553 | 5.8458 | 4.4187 | 0.00010831
5386 | 6.2469e-06 | 7.849e-05 | 0.061048 | 4.1506 | 3.5812 | 3.0192 | 7.6717 | 5.8458 | 4.4187 | 2.9825e-05
5387 | 1.267e-05 | 8.3561e-05 | 0.064372 | 4.2484 | 3.5812 | 3.0192 | 8.0351 | 5.8458 | 4.4187 | 0.00010517
5388 | 1.7591e-05 | 8.3246e-05 | 0.059109 | 4.3221 | 3.5827 | 3.0192 | 8.3202 | 5.8501 | 4.4187 | 0.000259
5389 | 2.4931e-05 | 8.145e-05 | 0.054954 | 4.3576 | 3.5827 | 3.0192 | 8.4615 | 5.8501 | 4.4187 | 6.7498e-05
5390 | 1.8708e-05 | 7.8983e-05 | 0.052683 | 4.419 | 3.5827 | 3.0192 | 8.7112 | 5.8501 | 4.4187 | 3.4534e-05
5391 | 1.8369e-05 | 7.6823e-05 | 0.042933 | 4.4352 | 3.5827 | 3.0192 | 8.7783 | 5.8501 | 4.4187 | 8.3195e-05
5392 | 1.1499e-05 | 7.4818e-05 | 0.029194 | 4.4098 | 3.5827 | 3.0192 | 8.6733 | 5.8501 | 4.4187 | 0.00012715
5393 | 1.8688e-05 | 8.0275e-05 | 0.016287 | 4.2936 | 3.5827 | 3.0192 | 8.2089 | 5.8501 | 4.4187 | 0.00013029
5394 | 2.9141e-05 | 8.4744e-05 | 0.0073125 | 4.1324 | 3.5842 | 3.0192 | 7.6058 | 5.8544 | 4.4187 | 0.00024331
5395 | 2.1463e-05 | 8.2168e-05 | 0.00069247 | 3.9384 | 3.5842 | 3.0192 | 6.9373 | 5.8544 | 4.4187 | 0.00024645
5396 | 1.9203e-05 | 8.2756e-05 | 0 | 3.7785 | 3.5857 | 3.0192 | 6.4283 | 5.8587 | 4.4187 | 0.00028569
5397 | 1.7409e-05 | 7.7905e-05 | 0 | 3.6689 | 3.5857 | 3.0192 | 6.0988 | 5.8587 | 4.4187 | 0.00025429
5398 | 7.2463e-06 | 7.7975e-05 | 0 | 3.6405 | 3.5857 | 3.0192 | 6.0159 | 5.8587 | 4.4187 | 0
5399 | 2.1142e-06 | 7.9834e-05 | 0 | 3.564 | 3.5857 | 3.0192 | 5.7972 | 5.8587 | 4.4187 | 0
5400 | 2.3248e-06 | 8.1733e-05 | 0 | 3.5328 | 3.5888 | 3.0192 | 5.71 | 5.8673 | 4.4187 | 1.4127e-05
5401 | 5.3309e-07 | 8.2893e-05 | 0 | 3.5065 | 3.5888 | 3.0192 | 5.6373 | 5.8673 | 4.4187 | 0
5402 | 1.2778e-07 | 8.3558e-05 | 0 | 3.4906 | 3.5888 | 3.0192 | 5.5938 | 5.8673 | 4.4187 | 0
5403 | 1.1546e-07 | 8.3662e-05 | 0 | 3.4777 | 3.5903 | 3.0192 | 5.5587 | 5.8717 | 4.4187 | 1.5697e-05
5404 | 1.1519e-06 | 8.3821e-05 | 0.00077556 | 3.427 | 3.5918 | 3.0192 | 5.4226 | 5.876 | 4.4187 | 1.2558e-05
5405 | 4.9131e-06 | 8.4691e-05 | 0.0072571 | 3.4479 | 3.5918 | 3.0192 | 5.4785 | 5.876 | 4.4187 | 1.7267e-05
5406 | 2.7165e-05 | 8.9867e-05 | 0.019057 | 3.6172 | 3.5934 | 3.0192 | 5.9486 | 5.8803 | 4.4187 | 0
5407 | 2.3447e-05 | 8.5314e-05 | 0.035842 | 3.8143 | 3.5934 | 3.0192 | 6.539 | 5.8803 | 4.4187 | 0.00052272
5408 | 6.9987e-06 | 8.2264e-05 | 0.049691 | 3.9997 | 3.5949 | 3.0192 | 7.1424 | 5.8847 | 4.4187 | 9.2613e-05
5409 | 1.5948e-05 | 8.4364e-05 | 0.061325 | 4.1425 | 3.5964 | 3.0192 | 7.6423 | 5.889 | 4.4187 | 0.00011302
5410 | 1.0471e-05 | 8.2706e-05 | 0.065978 | 4.2914 | 3.5979 | 3.0192 | 8.2004 | 5.8934 | 4.4187 | 2.0406e-05
5411 | 1.2901e-05 | 8.4799e-05 | 0.059552 | 4.3802 | 3.5979 | 3.0192 | 8.5523 | 5.8934 | 4.4187 | 0.00014755
5412 | 1.7511e-05 | 8.3259e-05 | 0.063596 | 4.4703 | 3.5995 | 3.0192 | 8.9258 | 5.8978 | 4.4187 | 0.00014755
5413 | 2.1462e-05 | 8.0393e-05 | 0.052461 | 4.5035 | 3.5995 | 3.0192 | 9.0679 | 5.8978 | 4.4187 | 5.1801e-05
5414 | 2.2169e-05 | 8.0007e-05 | 0.049913 | 4.5276 | 3.5995 | 3.0192 | 9.1722 | 5.8978 | 4.4187 | 0.00010046
5415 | 1.5296e-05 | 7.5891e-05 | 0.042656 | 4.5012 | 3.5995 | 3.0192 | 9.0576 | 5.8978 | 4.4187 | 5.8079e-05
5416 | 1.3326e-05 | 7.535e-05 | 0.02997 | 4.4282 | 3.5995 | 3.0192 | 8.7494 | 5.8978 | 4.4187 | 6.7498e-05
5417 | 2.809e-05 | 8.3079e-05 | 0.014348 | 4.3155 | 3.5995 | 3.0192 | 8.2943 | 5.8978 | 4.4187 | 5.1801e-05
5418 | 1.9899e-05 | 8.1958e-05 | 0.0054843 | 4.1546 | 3.5995 | 3.0192 | 7.6865 | 5.8978 | 4.4187 | 0.00018209
5419 | 1.2401e-05 | 7.9437e-05 | 0.00055397 | 4.0092 | 3.5995 | 3.0192 | 7.1746 | 5.8978 | 4.4187 | 0.00019151
5420 | 1.6461e-05 | 8.1916e-05 | 0 | 3.8842 | 3.5995 | 3.0192 | 6.7608 | 5.8978 | 4.4187 | 0.00028255
5421 | 1.7663e-05 | 7.7968e-05 | 0 | 3.7921 | 3.5995 | 3.0192 | 6.47 | 5.8978 | 4.4187 | 0.0002072
5422 | 6.4287e-06 | 7.7709e-05 | 0 | 3.7484 | 3.5995 | 3.0192 | 6.3363 | 5.8978 | 4.4187 | 0
5423 | 2.1177e-06 | 7.9817e-05 | 0 | 3.7074 | 3.601 | 3.0192 | 6.2128 | 5.9021 | 4.4187 | 1.0988e-05
5424 | 2.3327e-06 | 8.1728e-05 | 0 | 3.6562 | 3.6025 | 3.0192 | 6.0617 | 5.9065 | 4.4187 | 2.8255e-05
5425 | 5.3467e-07 | 8.2918e-05 | 0 | 3.5912 | 3.6025 | 3.0192 | 5.8741 | 5.9065 | 4.4187 | 0
5426 | 1.2617e-07 | 8.3567e-05 | 0 | 3.573 | 3.6056 | 3.0192 | 5.8226 | 5.9153 | 4.4187 | 0
5427 | 6.1511e-07 | 8.3868e-05 | 0 | 3.5372 | 3.6056 | 3.0192 | 5.7223 | 5.9153 | 4.4187 | 1.8837e-05
5428 | 7.8475e-07 | 8.3933e-05 | 0.00055397 | 3.4934 | 3.6056 | 3.0192 | 5.6017 | 5.9153 | 4.4187 | 0
5429 | 3.0285e-07 | 8.3789e-05 | 0.0060383 | 3.5284 | 3.6087 | 3.0192 | 5.6977 | 5.9241 | 4.4187 | 0
5430 | 9.2648e-06 | 8.6477e-05 | 0.013572 | 3.6468 | 3.6087 | 3.0192 | 6.0341 | 5.9241 | 4.4187 | 2.8255e-05
5431 | 3.9565e-05 | 9.551e-05 | 0.023932 | 3.7369 | 3.6087 | 3.0192 | 6.3012 | 5.9241 | 4.4187 | 0.00042068
5432 | 2.4909e-05 | 9.0716e-05 | 0.038723 | 3.8594 | 3.6102 | 3.0192 | 6.6815 | 5.9285 | 4.4187 | 0.00010988
5433 | 7.8391e-06 | 8.4048e-05 | 0.049802 | 4.0073 | 3.6118 | 3.0192 | 7.1681 | 5.9329 | 4.4187 | 5.494e-05
5434 | 7.7137e-06 | 8.2775e-05 | 0.040163 | 4.0552 | 3.6133 | 3.0192 | 7.333 | 5.9374 | 4.4187 | 2.3546e-05
5435 | 1.2562e-05 | 8.4848e-05 | 0.040717 | 4.1103 | 3.6133 | 3.0192 | 7.5268 | 5.9374 | 4.4187 | 6.9067e-05
5436 | 1.879e-05 | 8.3654e-05 | 0.043653 | 4.1546 | 3.6133 | 3.0192 | 7.6865 | 5.9374 | 4.4187 | 0.00017267
5437 | 2.0762e-05 | 8.0173e-05 | 0.04465 | 4.2083 | 3.6133 | 3.0192 | 7.8841 | 5.9374 | 4.4187 | 5.651e-05
5438 | 1.8761e-05 | 7.8973e-05 | 0.033183 | 4.2484 | 3.6133 | 3.0192 | 8.0351 | 5.9374 | 4.4187 | 9.4183e-05
5439 | 1.9281e-05 | 7.7082e-05 | 0.031189 | 4.2612 | 3.6133 | 3.0192 | 8.084 | 5.9374 | 4.4187 | 8.1625e-05
5440 | 1.9542e-05 | 7.7198e-05 | 0.024929 | 4.202 | 3.6133 | 3.0192 | 7.8608 | 5.9374 | 4.4187 | 0.00010046
5441 | 2.3764e-05 | 8.1764e-05 | 0.015123 | 4.1813 | 3.6133 | 3.0192 | 7.784 | 5.9374 | 4.4187 | 6.1219e-05
5442 | 1.3884e-05 | 8.0142e-05 | 0.004598 | 4.0494 | 3.6149 | 3.0192 | 7.3128 | 5.9418 | 4.4187 | 0.00032964
5443 | 1.4232e-05 | 7.9975e-05 | 0.00033238 | 3.8931 | 3.6149 | 3.0192 | 6.7896 | 5.9418 | 4.4187 | 0.00022761
5444 | 2.0854e-05 | 8.3222e-05 | 0 | 3.8023 | 3.6149 | 3.0192 | 6.5017 | 5.9418 | 4.4187 | 0.00013813
5445 | 2.3482e-05 | 7.97e-05 | 0 | 3.7484 | 3.6164 | 3.0192 | 6.3363 | 5.9462 | 4.4187 | 0.00024017
5446 | 9.6612e-06 | 7.866e-05 | 0 | 3.6993 | 3.6164 | 3.0192 | 6.1887 | 5.9462 | 4.4187 | 0
5447 | 2.1193e-06 | 7.9802e-05 | 0 | 3.6203 | 3.6164 | 3.0192 | 5.9575 | 5.9462 | 4.4187 | 0
5448 | 2.339e-06 | 8.1716e-05 | 0 | 3.5836 | 3.6179 | 3.0192 | 5.8525 | 5.9507 | 4.4187 | 1.2558e-05
5449 | 5.3467e-07 | 8.2905e-05 | 0 | 3.555 | 3.6179 | 3.0192 | 5.772 | 5.9507 | 4.4187 | 1.4127e-05
5450 | 1.2868e-07 | 8.3557e-05 | 0 | 3.5535 | 3.6179 | 3.0192 | 5.7678 | 5.9507 | 4.4187 | 0
5451 | 6.2194e-07 | 8.386e-05 | 0 | 3.5446 | 3.6179 | 3.0192 | 5.7429 | 5.9507 | 4.4187 | 2.3546e-05
5452 | 2.425e-06 | 8.4414e-05 | 0.00027699 | 3.4978 | 3.6195 | 3.0192 | 5.6135 | 5.9551 | 4.4187 | 1.0988e-05
5453 | 2.5478e-07 | 8.3764e-05 | 0.004321 | 3.549 | 3.6195 | 3.0192 | 5.7553 | 5.9551 | 4.4187 | 2.8255e-05
5454 | 1.3178e-05 | 8.7641e-05 | 0.01468 | 3.6689 | 3.621 | 3.0192 | 6.0988 | 5.9596 | 4.4187 | 2.5115e-05
5455 | 4.0883e-05 | 9.5889e-05 | 0.021771 | 3.7938 | 3.621 | 3.0192 | 6.4753 | 5.9596 | 4.4187 | 0.00048975
5456 | 1.4164e-05 | 8.7485e-05 | 0.025926 | 3.8949 | 3.621 | 3.0192 | 6.7954 | 5.9596 | 4.4187 | 7.8486e-05
5457 | 6.0055e-06 | 8.3492e-05 | 0.034679 | 3.9623 | 3.6241 | 3.0192 | 7.0167 | 5.9685 | 4.4187 | 5.651e-05
5458 | 8.0237e-06 | 8.2861e-05 | 0.047199 | 4.063 | 3.6226 | 3.0192 | 7.36 | 5.964 | 4.4187 | 7.3777e-05
5459 | 1.2551e-05 | 8.4859e-05 | 0.054622 | 4.1669 | 3.6226 | 3.0192 | 7.7312 | 5.964 | 4.4187 | 5.651e-05
5460 | 1.8914e-05 | 8.3684e-05 | 0.060272 | 4.2676 | 3.6241 | 3.0192 | 8.1087 | 5.9685 | 4.4187 | 0.00011145
5461 | 2.0426e-05 | 8.0061e-05 | 0.065591 | 4.4006 | 3.6241 | 3.0192 | 8.6357 | 5.9685 | 4.4187 | 3.2964e-05
5462 | 1.9869e-05 | 7.9297e-05 | 0.044318 | 4.3554 | 3.6241 | 3.0192 | 8.4526 | 5.9685 | 4.4187 | 4.5522e-05
5463 | 1.5772e-05 | 7.6023e-05 | 0.037172 | 4.3599 | 3.6226 | 3.0192 | 8.4705 | 5.964 | 4.4187 | 5.9649e-05
5464 | 2.4801e-05 | 7.8763e-05 | 0.019832 | 4.2612 | 3.6226 | 3.0192 | 8.084 | 5.964 | 4.4187 | 6.5928e-05
5465 | 1.9175e-05 | 8.0373e-05 | 0.012908 | 4.2209 | 3.6226 | 3.0192 | 7.9312 | 5.964 | 4.4187 | 8.4765e-05
5466 | 1.6382e-05 | 8.088e-05 | 0.0043764 | 4.0747 | 3.6226 | 3.0192 | 7.401 | 5.964 | 4.4187 | 0.00024802
5467 | 1.9033e-05 | 8.1407e-05 | 0.00060937 | 3.9347 | 3.6226 | 3.0192 | 6.9253 | 5.964 | 4.4187 | 0.00018052
5468 | 2.183e-05 | 8.3505e-05 | 0 | 3.828 | 3.6226 | 3.0192 | 6.5822 | 5.964 | 4.4187 | 0.00022133
5469 | 1.8326e-05 | 7.8146e-05 | 0 | 3.7618 | 3.6226 | 3.0192 | 6.3768 | 5.964 | 4.4187 | 0.0002229
5470 | 6.4495e-06 | 7.7682e-05 | 0 | 3.6945 | 3.6241 | 3.0192 | 6.1743 | 5.9685 | 4.4187 | 0
5471 | 2.1193e-06 | 7.9791e-05 | 0 | 3.639 | 3.6241 | 3.0192 | 6.0114 | 5.9685 | 4.4187 | 0
5472 | 2.3453e-06 | 8.1706e-05 | 0 | 3.6095 | 3.6241 | 3.0192 | 5.9265 | 5.9685 | 4.4187 | 5.0231e-05
5473 | 5.3624e-07 | 8.2896e-05 | 0 | 3.567 | 3.6226 | 3.0192 | 5.8056 | 5.964 | 4.4187 | 2.5115e-05
5474 | 1.2775e-07 | 8.3548e-05 | 0 | 3.5313 | 3.6257 | 3.0192 | 5.7059 | 5.973 | 4.4187 | 4.3952e-05
5475 | 1.1325e-07 | 8.3699e-05 | 0 | 3.4777 | 3.6257 | 3.0192 | 5.5587 | 5.973 | 4.4187 | 2.6685e-05
5476 | 1.7462e-06 | 8.4203e-05 | 0.00033238 | 3.4848 | 3.6257 | 3.0192 | 5.5781 | 5.973 | 4.4187 | 3.4534e-05
5477 | 3.2898e-06 | 8.4666e-05 | 0.0046534 | 3.4949 | 3.6273 | 3.0192 | 5.6056 | 5.9775 | 4.4187 | 6.4358e-05
5478 | 1.6595e-05 | 8.8658e-05 | 0.013849 | 3.6203 | 3.6273 | 3.0192 | 5.9575 | 5.9775 | 4.4187 | 2.1976e-05
5479 | 2.8787e-05 | 9.2238e-05 | 0.025871 | 3.7188 | 3.6273 | 3.0192 | 6.2469 | 5.9775 | 4.4187 | 0.00052115
5480 | 3.1144e-05 | 9.2571e-05 | 0.040496 | 3.8507 | 3.6273 | 3.0192 | 6.6536 | 5.9775 | 4.4187 | 0.00044423
5481 | 1.174e-05 | 8.5207e-05 | 0.048916 | 3.9734 | 3.6273 | 3.0192 | 7.0539 | 5.9775 | 4.4187 | 7.2207e-05
5482 | 8.9666e-06 | 8.3136e-05 | 0.049414 | 4.0092 | 3.6288 | 3.0192 | 7.1746 | 5.982 | 4.4187 | 3.6103e-05
5483 | 2.0344e-05 | 8.7194e-05 | 0.042268 | 3.9941 | 3.6304 | 3.0192 | 7.1233 | 5.9865 | 4.4187 | 5.8079e-05
5484 | 2.2261e-05 | 8.4694e-05 | 0.044484 | 4.0455 | 3.6304 | 3.0192 | 7.2994 | 5.9865 | 4.4187 | 2.5115e-05
5485 | 2.3295e-05 | 8.0915e-05 | 0.043875 | 4.0475 | 3.6319 | 3.0192 | 7.3061 | 5.991 | 4.4187 | 8.3195e-05
5486 | 3.0614e-05 | 8.2513e-05 | 0.037282 | 4.034 | 3.6319 | 3.0192 | 7.2595 | 5.991 | 4.4187 | 0.00010046
5487 | 1.6257e-05 | 7.6168e-05 | 0.029582 | 4.0533 | 3.6319 | 3.0192 | 7.3262 | 5.991 | 4.4187 | 0.00037987
5488 | 1.0853e-05 | 7.4589e-05 | 0.021827 | 4.0417 | 3.6319 | 3.0192 | 7.286 | 5.991 | 4.4187 | 0.00017738
5489 | 2.397e-05 | 8.1803e-05 | 0.013905 | 4.0187 | 3.6319 | 3.0192 | 7.207 | 5.991 | 4.4187 | 0
5490 | 8.8061e-06 | 7.8598e-05 | 0.0031577 | 3.9274 | 3.6319 | 3.0192 | 6.9013 | 5.991 | 4.4187 | 2.5115e-05
5491 | 2.5422e-05 | 8.3316e-05 | 0.00027699 | 3.8332 | 3.6319 | 3.0192 | 6.5985 | 5.991 | 4.4187 | 4.3952e-05
5492 | 2.8548e-05 | 8.5505e-05 | 0 | 3.7518 | 3.6319 | 3.0192 | 6.3464 | 5.991 | 4.4187 | 0.00010517
5493 | 1.7824e-05 | 7.7989e-05 | 0 | 3.6578 | 3.6319 | 3.0192 | 6.0663 | 5.991 | 4.4187 | 0.00019778
5494 | 8.5274e-06 | 7.8293e-05 | 0 | 3.6018 | 3.6319 | 3.0192 | 5.9045 | 5.991 | 4.4187 | 0.00019621
5495 | 2.135e-06 | 7.9786e-05 | 0 | 3.5535 | 3.6319 | 3.0192 | 5.7678 | 5.991 | 4.4187 | 1.4127e-05
5496 | 2.4076e-06 | 8.1717e-05 | 0 | 3.5745 | 3.6319 | 3.0192 | 5.8268 | 5.991 | 4.4187 | 8.3195e-05
5497 | 7.203e-07 | 8.2943e-05 | 0 | 3.5431 | 3.6335 | 3.0192 | 5.7388 | 5.9955 | 4.4187 | 1.2558e-05
5498 | 3.4181e-07 | 8.3606e-05 | 0 | 3.5137 | 3.6319 | 3.0192 | 5.6573 | 5.991 | 4.4187 | 3.9243e-05
5499 | 3.4094e-07 | 8.3749e-05 | 0 | 3.472 | 3.6335 | 3.0192 | 5.5432 | 5.9955 | 4.4187 | 9.4183e-06
5500 | 1.2782e-06 | 8.3998e-05 | 0.00038778 | 3.4312 | 3.6335 | 3.0192 | 5.4337 | 5.9955 | 4.4187 | 5.494e-05
5501 | 3.0174e-06 | 8.4355e-05 | 0.0050412 | 3.4187 | 3.6335 | 3.0192 | 5.4005 | 5.9955 | 4.4187 | 3.7673e-05
5502 | 8.6347e-06 | 8.5758e-05 | 0.013365 | 3.5416 | 3.6335 | 3.0192 | 5.7346 | 5.9955 | 4.4187 | 1.2558e-05
5503 | 2.759e-05 | 9.1523e-05 | 0.02022 | 3.6374 | 3.6335 | 3.0192 | 6.0069 | 5.9955 | 4.4187 | 0.00056981
5504 | 2.9203e-05 | 9.1594e-05 | 0.028308 | 3.7221 | 3.6319 | 3.0192 | 6.2567 | 5.991 | 4.4187 | 0.00053684
5505 | 2.3331e-05 | 8.8452e-05 | 0.030912 | 3.7938 | 3.6335 | 3.0192 | 6.4753 | 5.9955 | 4.4187 | 0.00010517
5506 | 8.9487e-06 | 8.3085e-05 | 0.037726 | 3.8542 | 3.6335 | 3.0192 | 6.6647 | 5.9955 | 4.4187 | 9.2613e-05
5507 | 1.6537e-05 | 8.6063e-05 | 0.031632 | 3.8895 | 3.6335 | 3.0192 | 6.7781 | 5.9955 | 4.4187 | 6.7498e-05
5508 | 1.9891e-05 | 8.3991e-05 | 0.031687 | 3.8895 | 3.6335 | 3.0192 | 6.7781 | 5.9955 | 4.4187 | 9.8892e-05
5509 | 4.7709e-05 | 8.8235e-05 | 0.026868 | 3.8931 | 3.6335 | 3.0192 | 6.7896 | 5.9955 | 4.4187 | 6.4358e-05
5510 | 1.8677e-05 | 7.8931e-05 | 0.01745 | 3.8384 | 3.6335 | 3.0192 | 6.615 | 5.9955 | 4.4187 | 3.7673e-05
5511 | 1.4719e-05 | 7.5706e-05 | 0.016508 | 3.7501 | 3.6335 | 3.0192 | 6.3413 | 5.9955 | 4.4187 | 0.00025586
5512 | 1.0894e-05 | 7.4591e-05 | 0.015954 | 3.7718 | 3.6319 | 3.0192 | 6.4076 | 5.991 | 4.4187 | 0.00024174
5513 | 8.3917e-06 | 7.7119e-05 | 0.010359 | 3.7955 | 3.6319 | 3.0192 | 6.4805 | 5.991 | 4.4187 | 6.4358e-05
5514 | 1.2706e-05 | 7.9764e-05 | 0.0028253 | 3.7336 | 3.6319 | 3.0192 | 6.2913 | 5.991 | 4.4187 | 2.3546e-05
5515 | 1.1868e-05 | 7.9246e-05 | 0.00022159 | 3.6721 | 3.6319 | 3.0192 | 6.1081 | 5.991 | 4.4187 | 6.1219e-05
5516 | 2.0858e-05 | 8.3132e-05 | 0 | 3.5505 | 3.6319 | 3.0192 | 5.7595 | 5.991 | 4.4187 | 0.00015226
5517 | 1.5387e-05 | 7.7251e-05 | 0 | 3.5298 | 3.6319 | 3.0192 | 5.7018 | 5.991 | 4.4187 | 0.0002072
5518 | 8.0236e-06 | 7.8132e-05 | 0 | 3.4963 | 3.6319 | 3.0192 | 5.6095 | 5.991 | 4.4187 | 0.00017581
5519 | 3.0345e-06 | 8.0048e-05 | 0 | 3.492 | 3.6304 | 3.0192 | 5.5977 | 5.9865 | 4.4187 | 3.1394e-05
5520 | 4.3766e-06 | 8.2299e-05 | 0 | 3.505 | 3.6304 | 3.0192 | 5.6333 | 5.9865 | 4.4187 | 1.2558e-05
5521 | 3.91e-06 | 8.389e-05 | 0 | 3.4963 | 3.6304 | 3.0192 | 5.6095 | 5.9865 | 4.4187 | 0
5522 | 4.7834e-06 | 8.4762e-05 | 0 | 3.455 | 3.6304 | 3.0192 | 5.4974 | 5.9865 | 4.4187 | 2.5115e-05
5523 | 5.6517e-06 | 8.4533e-05 | 0 | 3.434 | 3.6304 | 3.0192 | 5.4411 | 5.9865 | 4.4187 | 2.1976e-05
5524 | 8.4767e-06 | 8.2801e-05 | 0.00041548 | 3.4105 | 3.6304 | 3.0192 | 5.3787 | 5.9865 | 4.4187 | 1.4127e-05
5525 | 2.0332e-05 | 8.3297e-05 | 0.0038778 | 3.4423 | 3.6304 | 3.0192 | 5.4634 | 5.9865 | 4.4187 | 1.4127e-05
5526 | 2.2643e-05 | 8.1784e-05 | 0.0097499 | 3.5007 | 3.6304 | 3.0192 | 5.6214 | 5.9865 | 4.4187 | 0
5527 | 2.6158e-05 | 8.3907e-05 | 0.01745 | 3.5715 | 3.6304 | 3.0192 | 5.8183 | 5.9865 | 4.4187 | 0.00064672
5528 | 2.4194e-05 | 8.6443e-05 | 0.022658 | 3.5881 | 3.6304 | 3.0192 | 5.8654 | 5.9865 | 4.4187 | 5.337e-05
5529 | 6.9309e-06 | 8.1163e-05 | 0.030081 | 3.6531 | 3.6288 | 3.0192 | 6.0525 | 5.982 | 4.4187 | 6.9067e-05
5530 | 5.6241e-06 | 8.1383e-05 | 0.039443 | 3.7352 | 3.6288 | 3.0192 | 6.2963 | 5.982 | 4.4187 | 3.9243e-05
5531 | 7.6121e-06 | 8.3296e-05 | 0.045093 | 3.816 | 3.6288 | 3.0192 | 6.5444 | 5.982 | 4.4187 | 6.5928e-05
5532 | 8.4901e-06 | 8.0579e-05 | 0.048196 | 3.8842 | 3.6288 | 3.0192 | 6.7608 | 5.982 | 4.4187 | 0.00013029
5533 | 1.0932e-05 | 7.72e-05 | 0.046866 | 3.9531 | 3.6288 | 3.0192 | 6.986 | 5.982 | 4.4187 | 8.1625e-05
5534 | 7.372e-06 | 7.5537e-05 | 0.038778 | 4.0168 | 3.6257 | 3.0192 | 7.2005 | 5.973 | 4.4187 | 9.8892e-05
5535 | 6.3714e-06 | 7.3203e-05 | 0.028253 | 3.8967 | 3.6257 | 3.0192 | 6.8012 | 5.973 | 4.4187 | 3.1394e-05
5536 | 5.6638e-06 | 7.3003e-05 | 0.022381 | 3.8967 | 3.6257 | 3.0192 | 6.8012 | 5.973 | 4.4187 | 6.9067e-05
5537 | 5.6488e-06 | 7.629e-05 | 0.01252 | 3.8895 | 3.6257 | 3.0192 | 6.7781 | 5.973 | 4.4187 | 6.9067e-05
5538 | 2.9114e-05 | 8.4685e-05 | 0.0053735 | 3.7989 | 3.6257 | 3.0192 | 6.4911 | 5.973 | 4.4187 | 0.00028569
5539 | 9.4053e-06 | 7.8507e-05 | 0.00055397 | 3.6562 | 3.6241 | 3.0192 | 6.0617 | 5.9685 | 4.4187 | 0.00016953
5540 | 2.0297e-05 | 8.2953e-05 | 0 | 3.5745 | 3.621 | 3.0192 | 5.8268 | 5.9596 | 4.4187 | 0.00023075
5541 | 9.8006e-06 | 7.5615e-05 | 0 | 3.5152 | 3.6195 | 3.0192 | 5.6613 | 5.9551 | 4.4187 | 0.00030139
5542 | 4.7781e-06 | 7.715e-05 | 0 | 3.5079 | 3.6195 | 3.0192 | 5.6413 | 5.9551 | 4.4187 | 0
5543 | 2.0213e-06 | 7.9738e-05 | 0 | 3.4691 | 3.6195 | 3.0192 | 5.5355 | 5.9551 | 4.4187 | 0
5544 | 2.4207e-06 | 8.1709e-05 | 0 | 3.455 | 3.6195 | 3.0192 | 5.4974 | 5.9551 | 4.4187 | 0
5545 | 6.2701e-07 | 8.2905e-05 | 0 | 3.4479 | 3.6195 | 3.0192 | 5.4785 | 5.9551 | 4.4187 | 0
5546 | 2.9873e-07 | 8.3587e-05 | 0 | 3.4423 | 3.6195 | 3.0192 | 5.4634 | 5.9551 | 4.4187 | 0
5547 | 4.7208e-07 | 8.3796e-05 | 0 | 3.4368 | 3.621 | 3.0192 | 5.4485 | 5.9596 | 4.4187 | 2.0406e-05
5548 | 3.2905e-06 | 8.4656e-05 | 0.00022159 | 3.4354 | 3.621 | 3.0192 | 5.4448 | 5.9596 | 4.4187 | 1.2558e-05
5549 | 2.1586e-06 | 8.4317e-05 | 0.0039886 | 3.4423 | 3.621 | 3.0192 | 5.4634 | 5.9596 | 4.4187 | 1.5697e-05
5550 | 2.8254e-05 | 9.2146e-05 | 0.012963 | 3.5152 | 3.621 | 3.0192 | 5.6613 | 5.9596 | 4.4187 | 0
5551 | 3.1052e-05 | 9.2957e-05 | 0.023101 | 3.6157 | 3.621 | 3.0192 | 5.9442 | 5.9596 | 4.4187 | 0.00053056
5552 | 1.0748e-05 | 8.6447e-05 | 0.031244 | 3.6993 | 3.6195 | 3.0192 | 6.1887 | 5.9551 | 4.4187 | 6.4358e-05
5553 | 7.1146e-06 | 8.3819e-05 | 0.039277 | 3.7836 | 3.6195 | 3.0192 | 6.4439 | 5.9551 | 4.4187 | 6.2789e-05
5554 | 6.2086e-06 | 8.2304e-05 | 0.042213 | 3.8143 | 3.6195 | 3.0192 | 6.539 | 5.9551 | 4.4187 | 0.00012244
5555 | 1.8198e-05 | 8.6582e-05 | 0.053292 | 3.8949 | 3.6179 | 3.0192 | 6.7954 | 5.9507 | 4.4187 | 6.1219e-05
5556 | 1.7908e-05 | 8.3422e-05 | 0.043598 | 3.9959 | 3.6179 | 3.0192 | 7.1297 | 5.9507 | 4.4187 | 0.00025429
5557 | 2.0322e-05 | 8.0018e-05 | 0.033626 | 3.9959 | 3.6179 | 3.0192 | 7.1297 | 5.9507 | 4.4187 | 4.2382e-05
5558 | 2.1565e-05 | 7.9797e-05 | 0.026979 | 4.0225 | 3.6179 | 3.0192 | 7.2201 | 5.9507 | 4.4187 | 9.4183e-05
5559 | 1.4603e-05 | 7.5678e-05 | 0.020497 | 4.0244 | 3.6164 | 3.0192 | 7.2266 | 5.9462 | 4.4187 | 3.9243e-05
5560 | 1.241e-05 | 7.5019e-05 | 0.019389 | 4.0263 | 3.6164 | 3.0192 | 7.2332 | 5.9462 | 4.4187 | 3.7673e-05
5561 | 1.2553e-05 | 7.8356e-05 | 0.012021 | 3.9865 | 3.6164 | 3.0192 | 7.0979 | 5.9462 | 4.4187 | 0.00011616
5562 | 1.9939e-05 | 8.1933e-05 | 0.00349 | 3.8524 | 3.6179 | 3.0192 | 6.6592 | 5.9507 | 4.4187 | 0.00021348
5563 | 1.4966e-05 | 8.0178e-05 | 0.00022159 | 3.7123 | 3.6164 | 3.0192 | 6.2274 | 5.9462 | 4.4187 | 0.00016482
5564 | 2.8279e-05 | 8.5351e-05 | 0 | 3.5973 | 3.6164 | 3.0192 | 5.8914 | 5.9462 | 4.4187 | 0.00022918
5565 | 1.9425e-05 | 7.8468e-05 | 0 | 3.5505 | 3.6149 | 3.0192 | 5.7595 | 5.9418 | 4.4187 | 0.00028726
5566 | 6.7501e-06 | 7.7734e-05 | 0 | 3.5166 | 3.6149 | 3.0192 | 5.6653 | 5.9418 | 4.4187 | 0
5567 | 2.8637e-06 | 7.9986e-05 | 0 | 3.5152 | 3.6149 | 3.0192 | 5.6613 | 5.9418 | 4.4187 | 1.5697e-05
5568 | 4.0387e-06 | 8.2192e-05 | 0 | 3.4891 | 3.6149 | 3.0192 | 5.5899 | 5.9418 | 4.4187 | 5.0231e-05
5569 | 3.3442e-06 | 8.3718e-05 | 0 | 3.4691 | 3.6133 | 3.0192 | 5.5355 | 5.9374 | 4.4187 | 0
5570 | 4.2391e-06 | 8.4769e-05 | 0 | 3.4284 | 3.6133 | 3.0192 | 5.4263 | 5.9374 | 4.4187 | 1.4127e-05
5571 | 5.1522e-06 | 8.5202e-05 | 0 | 3.4256 | 3.6133 | 3.0192 | 5.4189 | 5.9374 | 4.4187 | 9.4183e-06
5572 | 7.797e-06 | 8.6009e-05 | 0.00011079 | 3.4215 | 3.6133 | 3.0192 | 5.4079 | 5.9374 | 4.4187 | 2.8255e-05
5573 | 7.4056e-06 | 8.5893e-05 | 0.0030469 | 3.455 | 3.6149 | 3.0192 | 5.4974 | 5.9418 | 4.4187 | 0
5574 | 2.7996e-05 | 9.2071e-05 | 0.0092514 | 3.5152 | 3.6149 | 3.0192 | 5.6613 | 5.9418 | 4.4187 | 5.9649e-05
5575 | 1.9947e-05 | 8.962e-05 | 0.019168 | 3.5912 | 3.6149 | 3.0192 | 5.8741 | 5.9418 | 4.4187 | 0.00053684
5576 | 1.9111e-05 | 8.8957e-05 | 0.030413 | 3.6865 | 3.6149 | 3.0192 | 6.1505 | 5.9418 | 4.4187 | 0.00013813
5577 | 1.0208e-05 | 8.4751e-05 | 0.043598 | 3.8023 | 3.6149 | 3.0192 | 6.5017 | 5.9418 | 4.4187 | 6.1219e-05
5578 | 1.0953e-05 | 8.3729e-05 | 0.045038 | 3.8913 | 3.6149 | 3.0192 | 6.7838 | 5.9418 | 4.4187 | 4.0813e-05
5579 | 1.2619e-05 | 8.4922e-05 | 0.050301 | 3.942 | 3.6149 | 3.0192 | 6.9494 | 5.9418 | 4.4187 | 6.4358e-05
5580 | 1.7739e-05 | 8.3387e-05 | 0.048694 | 4.0263 | 3.6149 | 3.0192 | 7.2332 | 5.9418 | 4.4187 | 0.00018052
5581 | 2.141e-05 | 8.0347e-05 | 0.044373 | 4.0359 | 3.6133 | 3.0192 | 7.2661 | 5.9374 | 4.4187 | 6.1219e-05
5582 | 1.9502e-05 | 7.918e-05 | 0.044429 | 4.0964 | 3.6133 | 3.0192 | 7.4774 | 5.9374 | 4.4187 | 4.5522e-05
5583 | 1.7977e-05 | 7.6696e-05 | 0.040496 | 4.0865 | 3.6118 | 3.0192 | 7.4425 | 5.9329 | 4.4187 | 1.7267e-05
5584 | 3.2293e-05 | 8.0982e-05 | 0.030524 | 4.063 | 3.6118 | 3.0192 | 7.36 | 5.9329 | 4.4187 | 9.8892e-05
5585 | 2.553e-05 | 8.2247e-05 | 0.015123 | 3.9978 | 3.6118 | 3.0192 | 7.136 | 5.9329 | 4.4187 | 0.00012558
5586 | 8.3616e-06 | 7.8458e-05 | 0.0043764 | 3.9003 | 3.6118 | 3.0192 | 6.8128 | 5.9329 | 4.4187 | 0.00027941
5587 | 1.1232e-05 | 7.9059e-05 | 0.00022159 | 3.7451 | 3.6118 | 3.0192 | 6.3262 | 5.9329 | 4.4187 | 0.00021976
5588 | 1.8545e-05 | 8.2431e-05 | 0 | 3.6034 | 3.6133 | 3.0192 | 5.9089 | 5.9374 | 4.4187 | 0.00019151
5589 | 1.7358e-05 | 7.7851e-05 | 0 | 3.524 | 3.6118 | 3.0192 | 5.6856 | 5.9329 | 4.4187 | 0.00024174
5590 | 7.4873e-06 | 7.7953e-05 | 0 | 3.4934 | 3.6118 | 3.0192 | 5.6017 | 5.9329 | 4.4187 | 0
5591 | 2.2514e-06 | 7.9803e-05 | 0 | 3.427 | 3.6102 | 3.0192 | 5.4226 | 5.9285 | 4.4187 | 0
5592 | 2.7294e-06 | 8.18e-05 | 0 | 3.4023 | 3.6102 | 3.0192 | 5.357 | 5.9285 | 4.4187 | 2.6685e-05
5593 | 1.4639e-06 | 8.3156e-05 | 0 | 3.3792 | 3.6102 | 3.0192 | 5.2965 | 5.9285 | 4.4187 | 1.7267e-05
5594 | 2.5708e-06 | 8.4272e-05 | 0 | 3.3604 | 3.6102 | 3.0192 | 5.2477 | 5.9285 | 4.4187 | 0
5595 | 3.4175e-06 | 8.4685e-05 | 0 | 3.3445 | 3.6102 | 3.0192 | 5.2065 | 5.9285 | 4.4187 | 0
5596 | 5.5542e-06 | 8.534e-05 | 0.00011079 | 3.3445 | 3.6102 | 3.0192 | 5.2065 | 5.9285 | 4.4187 | 2.6685e-05
5597 | 2.5632e-05 | 9.1365e-05 | 0.0035454 | 3.3725 | 3.6102 | 3.0192 | 5.2789 | 5.9285 | 4.4187 | 0
5598 | 1.1989e-05 | 8.7272e-05 | 0.013074 | 3.4805 | 3.6102 | 3.0192 | 5.5665 | 5.9285 | 4.4187 | 0
5599 | 3.1536e-05 | 9.3109e-05 | 0.024596 | 3.5851 | 3.6102 | 3.0192 | 5.8568 | 5.9285 | 4.4187 | 0.00046935
5600 | 1.2713e-05 | 8.7044e-05 | 0.03479 | 3.6849 | 3.6133 | 3.0192 | 6.1458 | 5.9374 | 4.4187 | 7.6916e-05
5601 | 1.2312e-05 | 8.5388e-05 | 0.041049 | 3.7568 | 3.6133 | 3.0192 | 6.3616 | 5.9374 | 4.4187 | 5.0231e-05
5602 | 6.2175e-06 | 8.2315e-05 | 0.056727 | 3.7785 | 3.6133 | 3.0192 | 6.4283 | 5.9374 | 4.4187 | 4.2382e-05
5603 | 1.2986e-05 | 8.5049e-05 | 0.055785 | 3.8824 | 3.6118 | 3.0192 | 6.7551 | 5.9329 | 4.4187 | 0.00011773
5604 | 1.8597e-05 | 8.3702e-05 | 0.053071 | 3.8524 | 3.6118 | 3.0192 | 6.6592 | 5.9329 | 4.4187 | 0.00016953
5605 | 2.0734e-05 | 8.015e-05 | 0.04814 | 3.9274 | 3.6118 | 3.0192 | 6.9013 | 5.9329 | 4.4187 | 9.5753e-05
5606 | 2.2873e-05 | 8.0199e-05 | 0.049581 | 3.942 | 3.6118 | 3.0192 | 6.9494 | 5.9329 | 4.4187 | 7.3777e-05
5607 | 1.5969e-05 | 7.6103e-05 | 0.04321 | 3.9772 | 3.6118 | 3.0192 | 7.0665 | 5.9329 | 4.4187 | 5.494e-05
5608 | 2.4574e-05 | 7.8654e-05 | 0.030746 | 4.0016 | 3.6118 | 3.0192 | 7.1488 | 5.9329 | 4.4187 | 4.2382e-05
5609 | 1.2371e-05 | 7.8299e-05 | 0.015677 | 3.9679 | 3.6118 | 3.0192 | 7.0353 | 5.9329 | 4.4187 | 0.00010674
5610 | 1.6051e-05 | 8.0771e-05 | 0.0037116 | 3.8454 | 3.6118 | 3.0192 | 6.637 | 5.9329 | 4.4187 | 0.00029197
5611 | 1.1523e-05 | 7.9153e-05 | 0.00016619 | 3.7156 | 3.6118 | 3.0192 | 6.2371 | 5.9329 | 4.4187 | 0.0001397
5612 | 2.6541e-05 | 8.4838e-05 | 0 | 3.6049 | 3.6118 | 3.0192 | 5.9133 | 5.9329 | 4.4187 | 0.00015697
5613 | 1.8938e-05 | 7.8327e-05 | 0 | 3.558 | 3.6102 | 3.0192 | 5.7804 | 5.9285 | 4.4187 | 0.00021976
5614 | 6.5358e-06 | 7.7664e-05 | 0 | 3.492 | 3.6102 | 3.0192 | 5.5977 | 5.9285 | 4.4187 | 1.5697e-05
5615 | 2.1595e-06 | 7.9776e-05 | 0 | 3.4663 | 3.6102 | 3.0192 | 5.5279 | 5.9285 | 4.4187 | 1.2558e-05
5616 | 3.5094e-06 | 8.2035e-05 | 0 | 3.4423 | 3.6102 | 3.0192 | 5.4634 | 5.9285 | 4.4187 | 5.8079e-05
5617 | 6.1543e-07 | 8.2905e-05 | 0 | 3.4354 | 3.6102 | 3.0192 | 5.4448 | 5.9285 | 4.4187 | 0
5618 | 1.9482e-07 | 8.3564e-05 | 0 | 3.4146 | 3.6118 | 3.0192 | 5.3896 | 5.9329 | 4.4187 | 4.5522e-05
5619 | 2.0582e-07 | 8.3727e-05 | 0 | 3.4187 | 3.6118 | 3.0192 | 5.4005 | 5.9329 | 4.4187 | 1.2558e-05
5620 | 9.7675e-07 | 8.3973e-05 | 5.5397e-05 | 3.4396 | 3.6118 | 3.0192 | 5.456 | 5.9329 | 4.4187 | 2.8255e-05
5621 | 4.1085e-06 | 8.4914e-05 | 0.0014957 | 3.4691 | 3.6118 | 3.0192 | 5.5355 | 5.9329 | 4.4187 | 4.5522e-05
5622 | 2.442e-05 | 9.0943e-05 | 0.0060937 | 3.5181 | 3.6118 | 3.0192 | 5.6694 | 5.9329 | 4.4187 | 1.7267e-05
5623 | 3.0456e-05 | 9.2763e-05 | 0.018946 | 3.6049 | 3.6118 | 3.0192 | 5.9133 | 5.9329 | 4.4187 | 0.00052585
5624 | 1.7907e-05 | 8.8562e-05 | 0.025317 | 3.6547 | 3.6118 | 3.0192 | 6.0571 | 5.9329 | 4.4187 | 6.7498e-05
5625 | 6.4964e-06 | 8.3621e-05 | 0.045093 | 3.7768 | 3.6118 | 3.0192 | 6.4231 | 5.9329 | 4.4187 | 9.1044e-05
5626 | 9.376e-06 | 8.3268e-05 | 0.051076 | 3.8665 | 3.6118 | 3.0192 | 6.704 | 5.9329 | 4.4187 | 9.2613e-05
5627 | 1.3308e-05 | 8.5164e-05 | 0.047254 | 3.8472 | 3.6102 | 3.0192 | 6.6425 | 5.9285 | 4.4187 | 0.00013657
5628 | 1.8596e-05 | 8.3682e-05 | 0.04814 | 3.886 | 3.6102 | 3.0192 | 6.7666 | 5.9285 | 4.4187 | 0.00011616
5629 | 2.066e-05 | 8.0135e-05 | 0.036839 | 3.8806 | 3.6102 | 3.0192 | 6.7494 | 5.9285 | 4.4187 | 1.4127e-05
5630 | 2.2778e-05 | 8.0178e-05 | 0.030524 | 3.8949 | 3.6102 | 3.0192 | 6.7954 | 5.9285 | 4.4187 | 6.5928e-05
5631 | 1.4596e-05 | 7.5704e-05 | 0.0272 | 3.9057 | 3.6102 | 3.0192 | 6.8303 | 5.9285 | 4.4187 | 8.1625e-05
5632 | 1.0955e-05 | 7.4587e-05 | 0.016675 | 3.8332 | 3.6102 | 3.0192 | 6.5985 | 5.9285 | 4.4187 | 9.8892e-05
5633 | 3.154e-05 | 8.4052e-05 | 0.008088 | 3.7819 | 3.6102 | 3.0192 | 6.4386 | 5.9285 | 4.4187 | 5.9649e-05
5634 | 1.2743e-05 | 7.9785e-05 | 0.0024929 | 3.6929 | 3.6087 | 3.0192 | 6.1696 | 5.9241 | 4.4187 | 0.00017267
5635 | 1.2698e-05 | 7.9513e-05 | 5.5397e-05 | 3.6126 | 3.6071 | 3.0192 | 5.9353 | 5.9197 | 4.4187 | 0.00024331
5636 | 1.6424e-05 | 8.1812e-05 | 0 | 3.5821 | 3.6071 | 3.0192 | 5.8482 | 5.9197 | 4.4187 | 0.00024331
5637 | 1.7653e-05 | 7.795e-05 | 0 | 3.5745 | 3.6071 | 3.0192 | 5.8268 | 5.9197 | 4.4187 | 0.00029354
5638 | 6.557e-06 | 7.7675e-05 | 0 | 3.561 | 3.6071 | 3.0192 | 5.7888 | 5.9197 | 4.4187 | 9.4183e-06
5639 | 2.1366e-06 | 7.9775e-05 | 0 | 3.5372 | 3.6071 | 3.0192 | 5.7223 | 5.9197 | 4.4187 | 1.2558e-05
5640 | 2.3926e-06 | 8.1668e-05 | 0 | 3.5108 | 3.6071 | 3.0192 | 5.6493 | 5.9197 | 4.4187 | 1.0988e-05
5641 | 5.394e-07 | 8.2584e-05 | 0 | 3.5079 | 3.6071 | 3.0192 | 5.6413 | 5.9197 | 4.4187 | 1.2558e-05
5642 | 1.3308e-07 | 8.304e-05 | 0 | 3.4877 | 3.6071 | 3.0192 | 5.586 | 5.9197 | 4.4187 | 0
5643 | 1.275e-07 | 8.1721e-05 | 0 | 3.462 | 3.6071 | 3.0192 | 5.5164 | 5.9197 | 4.4187 | 2.6685e-05
5644 | 1.1737e-06 | 7.8988e-05 | 0.00011079 | 3.4508 | 3.6071 | 3.0192 | 5.486 | 5.9197 | 4.4187 | 2.9825e-05
5645 | 1.95e-05 | 8.218e-05 | 0.0033238 | 3.455 | 3.6071 | 3.0192 | 5.4974 | 5.9197 | 4.4187 | 1.2558e-05
5646 | 1.0796e-05 | 7.8372e-05 | 0.012908 | 3.5225 | 3.6071 | 3.0192 | 5.6815 | 5.9197 | 4.4187 | 3.6103e-05
5647 | 3.6933e-05 | 8.8349e-05 | 0.028807 | 3.6126 | 3.6071 | 3.0192 | 5.9353 | 5.9197 | 4.4187 | 0.00056667
5648 | 2.186e-05 | 8.6572e-05 | 0.041493 | 3.7139 | 3.6056 | 3.0192 | 6.2323 | 5.9153 | 4.4187 | 0.0004976
5649 | 1.2703e-05 | 8.3441e-05 | 0.05224 | 3.787 | 3.6056 | 3.0192 | 6.4543 | 5.9153 | 4.4187 | 0.00010831
5650 | 6.124e-06 | 8.1928e-05 | 0.060217 | 3.8789 | 3.6056 | 3.0192 | 6.7437 | 5.9153 | 4.4187 | 7.5346e-05
5651 | 1.9238e-05 | 8.6947e-05 | 0.066643 | 4.0225 | 3.6056 | 3.0192 | 7.2201 | 5.9153 | 4.4187 | 2.0406e-05
5652 | 1.8261e-05 | 8.3603e-05 | 0.060328 | 4.0244 | 3.6056 | 3.0192 | 7.2266 | 5.9153 | 4.4187 | 5.8079e-05
5653 | 2.1556e-05 | 8.0414e-05 | 0.053514 | 4.0649 | 3.6056 | 3.0192 | 7.3668 | 5.9153 | 4.4187 | 8.7904e-05
5654 | 2.2078e-05 | 7.9979e-05 | 0.046645 | 4.0767 | 3.6056 | 3.0192 | 7.4079 | 5.9153 | 4.4187 | 8.7904e-05
5655 | 2.6784e-05 | 7.9373e-05 | 0.033238 | 4.0417 | 3.6056 | 3.0192 | 7.286 | 5.9153 | 4.4187 | 0.00029668
5656 | 1.093e-05 | 7.4567e-05 | 0.021051 | 3.9439 | 3.6056 | 3.0192 | 6.9555 | 5.9153 | 4.4187 | 0.00020406
5657 | 9.2611e-06 | 7.7374e-05 | 0.012631 | 3.8824 | 3.6025 | 3.0192 | 6.7551 | 5.9065 | 4.4187 | 2.8255e-05
5658 | 1.3122e-05 | 7.9909e-05 | 0.0030469 | 3.7735 | 3.6025 | 3.0192 | 6.4127 | 5.9065 | 4.4187 | 4.0813e-05
5659 | 1.5367e-05 | 8.0325e-05 | 5.5397e-05 | 3.6547 | 3.601 | 3.0192 | 6.0571 | 5.9021 | 4.4187 | 3.9243e-05
5660 | 2.1282e-05 | 8.3274e-05 | 0 | 3.5896 | 3.601 | 3.0192 | 5.8697 | 5.9021 | 4.4187 | 0.00013343
5661 | 1.5256e-05 | 7.7262e-05 | 0 | 3.5284 | 3.601 | 3.0192 | 5.6977 | 5.9021 | 4.4187 | 0.00017424
5662 | 6.5611e-06 | 7.7681e-05 | 0 | 3.5036 | 3.601 | 3.0192 | 5.6293 | 5.9021 | 4.4187 | 0.00019935
5663 | 2.1382e-06 | 7.9781e-05 | 0 | 3.4691 | 3.601 | 3.0192 | 5.5355 | 5.9021 | 4.4187 | 4.0813e-05
5664 | 2.3989e-06 | 8.1682e-05 | 0 | 3.4187 | 3.5995 | 3.0192 | 5.4005 | 5.8978 | 4.4187 | 1.5697e-05
5665 | 5.394e-07 | 8.274e-05 | 0 | 3.3982 | 3.5995 | 3.0192 | 5.3462 | 5.8978 | 4.4187 | 2.8255e-05
5666 | 1.3248e-07 | 8.3259e-05 | 0 | 3.3618 | 3.601 | 3.0192 | 5.2511 | 5.9021 | 4.4187 | 1.0988e-05
5667 | 1.104e-07 | 8.3226e-05 | 0 | 3.3392 | 3.601 | 3.0192 | 5.193 | 5.9021 | 4.4187 | 0
5668 | 1.3471e-06 | 8.3411e-05 | 0.00011079 | 3.3157 | 3.601 | 3.0192 | 5.1328 | 5.9021 | 4.4187 | 1.4127e-05
5669 | 3.1244e-06 | 8.392e-05 | 0.0038778 | 3.3301 | 3.601 | 3.0192 | 5.1694 | 5.9021 | 4.4187 | 2.8255e-05
5670 | 2.7264e-05 | 9.1108e-05 | 0.013462 | 3.4382 | 3.601 | 3.0192 | 5.4522 | 5.9021 | 4.4187 | 1.8837e-05
5671 | 3.0869e-05 | 9.2059e-05 | 0.026923 | 3.579 | 3.6025 | 3.0192 | 5.8397 | 5.9065 | 4.4187 | 0.0004458
5672 | 1.6736e-05 | 8.7683e-05 | 0.035731 | 3.6657 | 3.6041 | 3.0192 | 6.0894 | 5.9109 | 4.4187 | 0.00053213
5673 | 1.0332e-05 | 8.4371e-05 | 0.044484 | 3.7938 | 3.6041 | 3.0192 | 6.4753 | 5.9109 | 4.4187 | 6.5928e-05
5674 | 8.4123e-06 | 8.2641e-05 | 0.048528 | 3.8524 | 3.6056 | 3.0192 | 6.6592 | 5.9153 | 4.4187 | 8.3195e-05
5675 | 3.0281e-05 | 8.9894e-05 | 0.057946 | 3.9384 | 3.6056 | 3.0192 | 6.9373 | 5.9153 | 4.4187 | 0.00010517
5676 | 1.8599e-05 | 8.3323e-05 | 0.052572 | 4.013 | 3.6041 | 3.0192 | 7.1875 | 5.9109 | 4.4187 | 8.4765e-05
5677 | 2.9673e-05 | 8.2681e-05 | 0.051187 | 4.0533 | 3.6041 | 3.0192 | 7.3262 | 5.9109 | 4.4187 | 8.9474e-05
5678 | 1.9562e-05 | 7.9199e-05 | 0.045038 | 4.1083 | 3.6025 | 3.0192 | 7.5197 | 5.9065 | 4.4187 | 2.1976e-05
5679 | 1.9585e-05 | 7.723e-05 | 0.037449 | 4.0885 | 3.6025 | 3.0192 | 7.4494 | 5.9065 | 4.4187 | 0.00017895
5680 | 1.0892e-05 | 7.4583e-05 | 0.023876 | 4.0984 | 3.6025 | 3.0192 | 7.4844 | 5.9065 | 4.4187 | 0.00021348
5681 | 8.1638e-06 | 7.7054e-05 | 0.013517 | 4.0111 | 3.6025 | 3.0192 | 7.181 | 5.9065 | 4.4187 | 5.9649e-05
5682 | 8.2279e-06 | 7.8449e-05 | 0.0029915 | 3.9147 | 3.6025 | 3.0192 | 6.8597 | 5.9065 | 4.4187 | 2.9825e-05
5683 | 2.2842e-05 | 8.2559e-05 | 0 | 3.7618 | 3.601 | 3.0192 | 6.3768 | 5.9021 | 4.4187 | 2.5115e-05
5684 | 1.6488e-05 | 8.1575e-05 | 0 | 3.6929 | 3.601 | 3.0192 | 6.1696 | 5.9021 | 4.4187 | 5.1801e-05
5685 | 2.1591e-05 | 7.8999e-05 | 0 | 3.5401 | 3.5995 | 3.0192 | 5.7305 | 5.8978 | 4.4187 | 0.00014912
5686 | 6.5769e-06 | 7.6809e-05 | 0 | 3.4791 | 3.5995 | 3.0192 | 5.5626 | 5.8978 | 4.4187 | 0.00016011
5687 | 2.1398e-06 | 7.4991e-05 | 0 | 3.4437 | 3.5995 | 3.0192 | 5.4672 | 5.8978 | 4.4187 | 2.9825e-05
5688 | 2.4052e-06 | 7.3353e-05 | 0 | 3.4368 | 3.5995 | 3.0192 | 5.4485 | 5.8978 | 4.4187 | 0
5689 | 5.4097e-07 | 7.2265e-05 | 0 | 3.4187 | 3.5995 | 3.0192 | 5.4005 | 5.8978 | 4.4187 | 0
5690 | 1.3248e-07 | 7.2013e-05 | 0 | 3.4009 | 3.601 | 3.0192 | 5.3534 | 5.9021 | 4.4187 | 0
5691 | 1.104e-07 | 7.1582e-05 | 0 | 3.3846 | 3.601 | 3.0192 | 5.3106 | 5.9021 | 4.4187 | 1.4127e-05
5692 | 6.9396e-07 | 7.209e-05 | 0 | 3.3511 | 3.601 | 3.0192 | 5.2236 | 5.9021 | 4.4187 | 0
5693 | 1.366e-05 | 7.6174e-05 | 0.0032131 | 3.3591 | 3.601 | 3.0192 | 5.2442 | 5.9021 | 4.4187 | 1.2558e-05
5694 | 1.0964e-05 | 7.4007e-05 | 0.010304 | 3.4105 | 3.5995 | 3.0192 | 5.3787 | 5.8978 | 4.4187 | 1.4127e-05
5695 | 2.4808e-05 | 7.8554e-05 | 0.017893 | 3.4777 | 3.5995 | 3.0192 | 5.5587 | 5.8978 | 4.4187 | 0.00046778
5696 | 1.1734e-05 | 7.4086e-05 | 0.033571 | 3.549 | 3.601 | 3.0192 | 5.7553 | 5.9021 | 4.4187 | 7.6916e-05
5697 | 1.0772e-05 | 7.0193e-05 | 0.035067 | 3.6219 | 3.6025 | 3.0192 | 5.9619 | 5.9065 | 4.4187 | 0.00015069
5698 | 7.1503e-06 | 7.2954e-05 | 0.039554 | 3.7042 | 3.6025 | 3.0192 | 6.2032 | 5.9065 | 4.4187 | 3.9243e-05
5699 | 9.9799e-06 | 7.8758e-05 | 0.041271 | 3.7802 | 3.6025 | 3.0192 | 6.4334 | 5.9065 | 4.4187 | 8.3195e-05
5700 | 9.2061e-06 | 7.7495e-05 | 0.039166 | 3.7887 | 3.601 | 3.0192 | 6.4595 | 5.9021 | 4.4187 | 0.00013186
5701 | 1.0307e-05 | 7.5607e-05 | 0.030358 | 3.804 | 3.601 | 3.0192 | 6.507 | 5.9021 | 4.4187 | 8.3195e-05
5702 | 1.0831e-05 | 7.5696e-05 | 0.025427 | 3.8108 | 3.601 | 3.0192 | 6.5283 | 5.9021 | 4.4187 | 2.5115e-05
5703 | 8.4436e-06 | 7.3536e-05 | 0.023765 | 3.816 | 3.6025 | 3.0192 | 6.5444 | 5.9065 | 4.4187 | 5.1801e-05
5704 | 4.2915e-06 | 7.251e-05 | 0.01745 | 3.8143 | 3.601 | 3.0192 | 6.539 | 5.9021 | 4.4187 | 8.1625e-05
5705 | 3.2053e-06 | 7.5522e-05 | 0.008642 | 3.7752 | 3.601 | 3.0192 | 6.4179 | 5.9021 | 4.4187 | 2.8255e-05
5706 | 1.7812e-05 | 8.1316e-05 | 0.0019943 | 3.6977 | 3.601 | 3.0192 | 6.1839 | 5.9021 | 4.4187 | 0.00021662
5707 | 1.8932e-05 | 8.1064e-05 | 0 | 3.6157 | 3.601 | 3.0192 | 5.9442 | 5.9021 | 4.4187 | 0.0001868
5708 | 1.4458e-05 | 8.1114e-05 | 0 | 3.5775 | 3.601 | 3.0192 | 5.8354 | 5.9021 | 4.4187 | 0.00018366
5709 | 9.4363e-06 | 7.444e-05 | 0 | 3.5715 | 3.5995 | 3.0192 | 5.8183 | 5.8978 | 4.4187 | 0.00012244
5710 | 4.8268e-06 | 7.353e-05 | 0 | 3.5181 | 3.5995 | 3.0192 | 5.6694 | 5.8978 | 4.4187 | 1.5697e-05
5711 | 2.0022e-06 | 7.3682e-05 | 0 | 3.4848 | 3.5995 | 3.0192 | 5.5781 | 5.8978 | 4.4187 | 2.3546e-05
5712 | 2.4131e-06 | 7.3623e-05 | 0 | 3.4834 | 3.5995 | 3.0192 | 5.5742 | 5.8978 | 4.4187 | 0
5713 | 5.4193e-07 | 7.2542e-05 | 0 | 3.4564 | 3.5995 | 3.0192 | 5.5012 | 5.8978 | 4.4187 | 0
5714 | 1.3533e-07 | 7.2637e-05 | 0 | 3.4423 | 3.5979 | 3.0192 | 5.4634 | 5.8934 | 4.4187 | 2.9825e-05
5715 | 1.1435e-07 | 7.1614e-05 | 0 | 3.4312 | 3.5979 | 3.0192 | 5.4337 | 5.8934 | 4.4187 | 0
5716 | 2.8621e-07 | 7.1844e-05 | 0 | 3.4229 | 3.5979 | 3.0192 | 5.4115 | 5.8934 | 4.4187 | 2.9825e-05
5717 | 5.2922e-06 | 7.3523e-05 | 0.0023267 | 3.4326 | 3.5979 | 3.0192 | 5.4374 | 5.8934 | 4.4187 | 1.4127e-05
5718 | 1.7534e-05 | 7.7127e-05 | 0.0099161 | 3.472 | 3.5979 | 3.0192 | 5.5432 | 5.8934 | 4.4187 | 1.0988e-05
5719 | 2.2714e-05 | 7.7633e-05 | 0.019888 | 3.4978 | 3.5995 | 3.0192 | 5.6135 | 5.8978 | 4.4187 | 0.00046621
5720 | 1.0146e-05 | 7.4081e-05 | 0.034956 | 3.6157 | 3.5995 | 3.0192 | 5.9442 | 5.8978 | 4.4187 | 8.4765e-05
5721 | 7.0847e-06 | 7.3998e-05 | 0.033571 | 3.6421 | 3.5979 | 3.0192 | 6.0205 | 5.8934 | 4.4187 | 7.5346e-05
5722 | 9.985e-06 | 7.412e-05 | 0.033682 | 3.6833 | 3.5964 | 3.0192 | 6.141 | 5.889 | 4.4187 | 7.0637e-05
5723 | 1.2917e-05 | 7.6934e-05 | 0.038335 | 3.7385 | 3.5979 | 3.0192 | 6.3062 | 5.8934 | 4.4187 | 0.00011773
5724 | 1.7505e-05 | 7.7806e-05 | 0.043487 | 3.7601 | 3.5979 | 3.0192 | 6.3717 | 5.8934 | 4.4187 | 0.00025272
5725 | 2.4277e-05 | 7.9269e-05 | 0.036285 | 3.7735 | 3.5964 | 3.0192 | 6.4127 | 5.889 | 4.4187 | 8.1625e-05
5726 | 1.9673e-05 | 7.7308e-05 | 0.034069 | 3.7651 | 3.5949 | 3.0192 | 6.3871 | 5.8847 | 4.4187 | 5.494e-05
5727 | 1.5236e-05 | 7.5562e-05 | 0.030856 | 3.8023 | 3.5934 | 3.0192 | 6.5017 | 5.8803 | 4.4187 | 8.4765e-05
5728 | 1.4264e-05 | 7.4694e-05 | 0.023212 | 3.7718 | 3.5934 | 3.0192 | 6.4076 | 5.8803 | 4.4187 | 6.4358e-05
5729 | 1.1381e-05 | 7.4779e-05 | 0.0088082 | 3.7091 | 3.5934 | 3.0192 | 6.2177 | 5.8803 | 4.4187 | 0.00010988
5730 | 2.9594e-05 | 8.0828e-05 | 0.0019389 | 3.5821 | 3.5934 | 3.0192 | 5.8482 | 5.8803 | 4.4187 | 0.00018052
5731 | 2.4795e-05 | 8.0752e-05 | 0 | 3.5196 | 3.5934 | 3.0192 | 5.6734 | 5.8803 | 4.4187 | 0.00033435
5732 | 1.6341e-05 | 7.6652e-05 | 0 | 3.4677 | 3.5934 | 3.0192 | 5.5317 | 5.8803 | 4.4187 | 0.00024958
5733 | 1.7524e-05 | 7.6853e-05 | 0 | 3.4494 | 3.5918 | 3.0192 | 5.4822 | 5.876 | 4.4187 | 0.00024802
5734 | 6.7407e-06 | 7.3903e-05 | 0 | 3.4119 | 3.5918 | 3.0192 | 5.3823 | 5.876 | 4.4187 | 0
5735 | 2.4717e-06 | 7.2614e-05 | 0 | 3.3982 | 3.5903 | 3.0192 | 5.3462 | 5.8717 | 4.4187 | 1.0988e-05
5736 | 3.0521e-06 | 7.2849e-05 | 0 | 3.3564 | 3.5903 | 3.0192 | 5.2373 | 5.8717 | 4.4187 | 0
5737 | 1.7949e-06 | 7.2362e-05 | 0 | 3.3485 | 3.5903 | 3.0192 | 5.2168 | 5.8717 | 4.4187 | 0
5738 | 2.1873e-06 | 7.256e-05 | 0 | 3.3379 | 3.5903 | 3.0192 | 5.1896 | 5.8717 | 4.4187 | 1.7267e-05
5739 | 3.1682e-06 | 7.2325e-05 | 0 | 3.3067 | 3.5903 | 3.0192 | 5.1098 | 5.8717 | 4.4187 | 4.0813e-05
5740 | 5.314e-06 | 7.337e-05 | 0 | 3.3144 | 3.5888 | 3.0192 | 5.1295 | 5.8673 | 4.4187 | 1.2558e-05
5741 | 2.7728e-05 | 8.0295e-05 | 0.0020497 | 3.3287 | 3.5888 | 3.0192 | 5.166 | 5.8673 | 4.4187 | 2.8255e-05
5742 | 9.1406e-06 | 7.4222e-05 | 0.0095284 | 3.3564 | 3.5888 | 3.0192 | 5.2373 | 5.8673 | 4.4187 | 0
5743 | 2.5023e-05 | 7.8737e-05 | 0.015844 | 3.427 | 3.5888 | 3.0192 | 5.4226 | 5.8673 | 4.4187 | 0.00045522
5744 | 1.8729e-05 | 7.6613e-05 | 0.025594 | 3.4834 | 3.5888 | 3.0192 | 5.5742 | 5.8673 | 4.4187 | 6.7498e-05
5745 | 2.1487e-05 | 7.7966e-05 | 0.033737 | 3.5401 | 3.5888 | 3.0192 | 5.7305 | 5.8673 | 4.4187 | 0.00010831
5746 | 6.4259e-06 | 7.3098e-05 | 0.042933 | 3.6343 | 3.5873 | 3.0192 | 5.9978 | 5.863 | 4.4187 | 5.651e-05
5747 | 1.2453e-05 | 7.4813e-05 | 0.04465 | 3.6865 | 3.5873 | 3.0192 | 6.1505 | 5.863 | 4.4187 | 6.2789e-05
5748 | 2.5372e-05 | 7.8676e-05 | 0.038889 | 3.7172 | 3.5857 | 3.0192 | 6.242 | 5.8587 | 4.4187 | 0.00026528
5749 | 2.0413e-05 | 7.7589e-05 | 0.039277 | 3.6929 | 3.5857 | 3.0192 | 6.1696 | 5.8587 | 4.4187 | 2.6685e-05
5750 | 1.9135e-05 | 7.665e-05 | 0.044817 | 3.7752 | 3.5857 | 3.0192 | 6.4179 | 5.8587 | 4.4187 | 7.0637e-05
5751 | 1.5047e-05 | 7.3957e-05 | 0.039277 | 3.7938 | 3.5857 | 3.0192 | 6.4753 | 5.8587 | 4.4187 | 0.00012087
5752 | 1.5757e-05 | 7.2584e-05 | 0.025926 | 3.7989 | 3.5857 | 3.0192 | 6.4911 | 5.8587 | 4.4187 | 7.6916e-05
5753 | 1.2226e-05 | 7.5056e-05 | 0.012298 | 3.7303 | 3.5857 | 3.0192 | 6.2814 | 5.8587 | 4.4187 | 0.00012401
5754 | 1.9275e-05 | 7.9262e-05 | 0.0029361 | 3.5942 | 3.5857 | 3.0192 | 5.8827 | 5.8587 | 4.4187 | 0.00030296
5755 | 2.2234e-05 | 8.3409e-05 | 0 | 3.4256 | 3.5842 | 3.0192 | 5.4189 | 5.8544 | 4.4187 | 0.00017581
5756 | 2.2553e-05 | 8.089e-05 | 0 | 3.3458 | 3.5827 | 3.0192 | 5.2099 | 5.8501 | 4.4187 | 0.00014912
5757 | 2.1052e-05 | 7.9229e-05 | 0 | 3.3261 | 3.5812 | 3.0192 | 5.1594 | 5.8458 | 4.4187 | 0.0002386
5758 | 1.0842e-05 | 7.5081e-05 | 0 | 3.3157 | 3.5797 | 3.0192 | 5.1328 | 5.8415 | 4.4187 | 1.5697e-05
5759 | 1.0035e-05 | 7.5174e-05 | 0 | 3.3301 | 3.5782 | 3.0192 | 5.1694 | 5.8372 | 4.4187 | 0
5760 | 1.0516e-05 | 7.5008e-05 | 0 | 3.3028 | 3.5782 | 3.0192 | 5.0999 | 5.8372 | 4.4187 | 0
5761 | 9.7204e-06 | 7.4992e-05 | 0 | 3.2798 | 3.5797 | 3.0192 | 5.0419 | 5.8415 | 4.4187 | 0
5762 | 9.9323e-06 | 7.4544e-05 | 0 | 3.276 | 3.5797 | 3.0192 | 5.0323 | 5.8415 | 4.4187 | 4.0813e-05
5763 | 1.0763e-05 | 7.505e-05 | 0 | 3.2861 | 3.5797 | 3.0192 | 5.0579 | 5.8415 | 4.4187 | 1.2558e-05
5764 | 1.5515e-05 | 7.6512e-05 | 0 | 3.2925 | 3.5797 | 3.0192 | 5.074 | 5.8415 | 4.4187 | 0
5765 | 3.2468e-05 | 8.1736e-05 | 0.0022159 | 3.2823 | 3.5797 | 3.0192 | 5.0483 | 5.8415 | 4.4187 | 0
5766 | 2.9419e-05 | 8.0909e-05 | 0.010802 | 3.3353 | 3.5782 | 3.0192 | 5.1828 | 5.8372 | 4.4187 | 1.2558e-05
5767 | 4.5536e-05 | 8.4414e-05 | 0.021716 | 3.4326 | 3.5782 | 3.0192 | 5.4374 | 5.8372 | 4.4187 | 0.00065143
5768 | 1.2345e-05 | 7.4712e-05 | 0.033128 | 3.5254 | 3.5782 | 3.0192 | 5.6896 | 5.8372 | 4.4187 | 2.1976e-05
5769 | 1.1201e-05 | 7.4763e-05 | 0.037282 | 3.5896 | 3.5766 | 3.0192 | 5.8697 | 5.8329 | 4.4187 | 7.3777e-05
5770 | 1.0109e-05 | 7.379e-05 | 0.040052 | 3.6405 | 3.5766 | 3.0192 | 6.0159 | 5.8329 | 4.4187 | 6.5928e-05
5771 | 1.3105e-05 | 7.5312e-05 | 0.039221 | 3.6801 | 3.5766 | 3.0192 | 6.1316 | 5.8329 | 4.4187 | 2.9825e-05
5772 | 1.811e-05 | 7.6666e-05 | 0.044318 | 3.7518 | 3.5766 | 3.0192 | 6.3464 | 5.8329 | 4.4187 | 0.00014284
5773 | 2.1523e-05 | 7.7381e-05 | 0.041105 | 3.7836 | 3.5766 | 3.0192 | 6.4439 | 5.8329 | 4.4187 | 4.8661e-05
5774 | 2.3029e-05 | 7.8409e-05 | 0.040496 | 3.8367 | 3.5766 | 3.0192 | 6.6095 | 5.8329 | 4.4187 | 3.1394e-05
5775 | 1.4652e-05 | 7.3935e-05 | 0.033017 | 3.8246 | 3.5751 | 3.0192 | 6.5713 | 5.8287 | 4.4187 | 2.3546e-05
5776 | 2.9524e-05 | 7.804e-05 | 0.021827 | 3.8263 | 3.5721 | 3.0192 | 6.5768 | 5.8201 | 4.4187 | 0.00017424
5777 | 2.4927e-05 | 8.0031e-05 | 0.0094176 | 3.7568 | 3.5721 | 3.0192 | 6.3616 | 5.8201 | 4.4187 | 8.6334e-05
5778 | 1.0296e-05 | 7.7058e-05 | 0.0019943 | 3.6897 | 3.5721 | 3.0192 | 6.16 | 5.8201 | 4.4187 | 0.00019464
5779 | 1.256e-05 | 8.01e-05 | 0 | 3.567 | 3.5721 | 3.0192 | 5.8056 | 5.8201 | 4.4187 | 0.00021348
5780 | 1.7386e-05 | 8.0143e-05 | 0 | 3.4592 | 3.5721 | 3.0192 | 5.5088 | 5.8201 | 4.4187 | 0.00011302
5781 | 1.7093e-05 | 7.7255e-05 | 0 | 3.4201 | 3.5721 | 3.0192 | 5.4042 | 5.8201 | 4.4187 | 0.00020406
5782 | 9.084e-06 | 7.3973e-05 | 0 | 3.4009 | 3.5691 | 3.0192 | 5.3534 | 5.8116 | 4.4187 | 0
5783 | 5.4543e-06 | 7.3253e-05 | 0 | 3.4036 | 3.5691 | 3.0192 | 5.3606 | 5.8116 | 4.4187 | 0
5784 | 6.686e-06 | 7.3997e-05 | 0 | 3.3698 | 3.5661 | 3.0192 | 5.272 | 5.8032 | 4.4187 | 2.8255e-05
5785 | 5.5207e-06 | 7.3734e-05 | 0 | 3.3511 | 3.5676 | 3.0192 | 5.2236 | 5.8074 | 4.4187 | 1.7267e-05
5786 | 5.9858e-06 | 7.3821e-05 | 0 | 3.3445 | 3.5676 | 3.0192 | 5.2065 | 5.8074 | 4.4187 | 0
5787 | 7.6851e-06 | 7.3492e-05 | 0 | 3.3419 | 3.5676 | 3.0192 | 5.1997 | 5.8074 | 4.4187 | 4.5522e-05
5788 | 1.0061e-05 | 7.4746e-05 | 0 | 3.2964 | 3.5676 | 3.0192 | 5.0837 | 5.8074 | 4.4187 | 0
5789 | 2.6406e-05 | 7.9843e-05 | 0.0023821 | 3.2951 | 3.5676 | 3.0192 | 5.0804 | 5.8074 | 4.4187 | 0
5790 | 4.0637e-05 | 8.3176e-05 | 0.010193 | 3.3578 | 3.5676 | 3.0192 | 5.2408 | 5.8074 | 4.4187 | 3.7673e-05
5791 | 2.4106e-05 | 7.7946e-05 | 0.023101 | 3.455 | 3.5691 | 3.0192 | 5.4974 | 5.8116 | 4.4187 | 0.00054469
5792 | 2.2378e-05 | 7.7477e-05 | 0.031078 | 3.5655 | 3.5691 | 3.0192 | 5.8014 | 5.8116 | 4.4187 | 6.1219e-05
5793 | 8.3035e-06 | 7.3769e-05 | 0.033349 | 3.6499 | 3.5691 | 3.0192 | 6.0433 | 5.8116 | 4.4187 | 9.4183e-05
5794 | 6.601e-06 | 7.3079e-05 | 0.041049 | 3.7484 | 3.5676 | 3.0192 | 6.3363 | 5.8074 | 4.4187 | 5.9649e-05
5795 | 1.3334e-05 | 7.5801e-05 | 0.04742 | 3.8006 | 3.5676 | 3.0192 | 6.4964 | 5.8074 | 4.4187 | 8.7904e-05
5796 | 2.0866e-05 | 7.8001e-05 | 0.046589 | 3.8594 | 3.5676 | 3.0192 | 6.6815 | 5.8074 | 4.4187 | 0.00029982
5797 | 2.0795e-05 | 7.797e-05 | 0.033959 | 3.8489 | 3.5646 | 3.0192 | 6.6481 | 5.7989 | 4.4187 | 0.00010831
5798 | 2.0359e-05 | 7.7017e-05 | 0.032851 | 3.8718 | 3.5646 | 3.0192 | 6.7209 | 5.7989 | 4.4187 | 0.00013813
5799 | 2.0482e-05 | 7.4575e-05 | 0.030192 | 3.8842 | 3.5661 | 3.0192 | 6.7608 | 5.8032 | 4.4187 | 8.9474e-05
5800 | 1.1039e-05 | 7.1954e-05 | 0.018835 | 3.8489 | 3.5661 | 3.0192 | 6.6481 | 5.8032 | 4.4187 | 6.1219e-05
5801 | 1.1029e-05 | 7.5342e-05 | 0.010082 | 3.7584 | 3.5661 | 3.0192 | 6.3667 | 5.8032 | 4.4187 | 5.337e-05
5802 | 1.1414e-05 | 7.6903e-05 | 0.0022713 | 3.6769 | 3.5646 | 3.0192 | 6.1222 | 5.7989 | 4.4187 | 0.00024331
5803 | 2.9187e-05 | 8.7376e-05 | 0 | 3.5881 | 3.5646 | 3.0192 | 5.8654 | 5.7989 | 4.4187 | 0.00022604
5804 | 2.2059e-05 | 8.0437e-05 | 0 | 3.482 | 3.5646 | 3.0192 | 5.5703 | 5.7989 | 4.4187 | 0.00024488
5805 | 1.6622e-05 | 7.6154e-05 | 0 | 3.4409 | 3.5646 | 3.0192 | 5.4597 | 5.7989 | 4.4187 | 0.00030139
5806 | 7.2812e-06 | 7.3611e-05 | 0 | 3.4354 | 3.5631 | 3.0192 | 5.4448 | 5.7947 | 4.4187 | 1.2558e-05
5807 | 3.4954e-06 | 7.2869e-05 | 0 | 3.3792 | 3.5631 | 3.0192 | 5.2965 | 5.7947 | 4.4187 | 1.2558e-05
5808 | 4.7201e-06 | 7.316e-05 | 0 | 3.334 | 3.5616 | 3.0192 | 5.1795 | 5.7905 | 4.4187 | 3.7673e-05
5809 | 4.1784e-06 | 7.2438e-05 | 0 | 3.3002 | 3.5616 | 3.0192 | 5.0934 | 5.7905 | 4.4187 | 1.4127e-05
5810 | 5.4605e-06 | 7.3572e-05 | 0 | 3.2861 | 3.5616 | 3.0192 | 5.0579 | 5.7905 | 4.4187 | 0
5811 | 7.343e-06 | 7.4136e-05 | 0 | 3.2849 | 3.5616 | 3.0192 | 5.0547 | 5.7905 | 4.4187 | 4.2382e-05
5812 | 8.5532e-06 | 7.4346e-05 | 0 | 3.2684 | 3.5616 | 3.0192 | 5.0134 | 5.7905 | 4.4187 | 2.6685e-05
5813 | 2.6531e-05 | 7.9846e-05 | 0.0017173 | 3.2836 | 3.5631 | 3.0192 | 5.0515 | 5.7947 | 4.4187 | 4.2382e-05
5814 | 3.2722e-05 | 8.1738e-05 | 0.008365 | 3.3392 | 3.5631 | 3.0192 | 5.193 | 5.7947 | 4.4187 | 1.2558e-05
5815 | 4.0465e-05 | 8.315e-05 | 0.019943 | 3.462 | 3.5631 | 3.0192 | 5.5164 | 5.7947 | 4.4187 | 0.00051801
5816 | 1.1943e-05 | 7.4609e-05 | 0.02781 | 3.5461 | 3.5631 | 3.0192 | 5.747 | 5.7947 | 4.4187 | 0.00052742
5817 | 1.2737e-05 | 7.5179e-05 | 0.031023 | 3.6126 | 3.5646 | 3.0192 | 5.9353 | 5.7989 | 4.4187 | 7.8486e-05
5818 | 7.0395e-06 | 7.2625e-05 | 0.035621 | 3.6515 | 3.5646 | 3.0192 | 6.0479 | 5.7989 | 4.4187 | 5.651e-05
5819 | 2.0347e-05 | 7.7676e-05 | 0.039332 | 3.701 | 3.5646 | 3.0192 | 6.1935 | 5.7989 | 4.4187 | 8.4765e-05
5820 | 2.1595e-05 | 7.6417e-05 | 0.034125 | 3.6977 | 3.5646 | 3.0192 | 6.1839 | 5.7989 | 4.4187 | 0.00011773
5821 | 2.7545e-05 | 8.0816e-05 | 0.040163 | 3.7319 | 3.5646 | 3.0192 | 6.2863 | 5.7989 | 4.4187 | 3.7673e-05
5822 | 2.0455e-05 | 7.8998e-05 | 0.039665 | 3.7718 | 3.5646 | 3.0192 | 6.4076 | 5.7989 | 4.4187 | 4.2382e-05
5823 | 1.5334e-05 | 7.5986e-05 | 0.026646 | 3.7385 | 3.5646 | 3.0192 | 6.3062 | 5.7989 | 4.4187 | 0.00021662
5824 | 2.5981e-05 | 7.9208e-05 | 0.016287 | 3.7402 | 3.5646 | 3.0192 | 6.3112 | 5.7989 | 4.4187 | 0.00031394
5825 | 1.6169e-05 | 7.9552e-05 | 0.010082 | 3.661 | 3.5616 | 3.0192 | 6.0755 | 5.7905 | 4.4187 | 4.0813e-05
5826 | 9.0859e-06 | 7.8825e-05 | 0.0021051 | 3.5565 | 3.5616 | 3.0192 | 5.7762 | 5.7905 | 4.4187 | 2.9825e-05
5827 | 3.2149e-05 | 8.5261e-05 | 0 | 3.4423 | 3.5616 | 3.0192 | 5.4634 | 5.7905 | 4.4187 | 4.0813e-05
5828 | 2.735e-05 | 8.537e-05 | 0 | 3.3591 | 3.5616 | 3.0192 | 5.2442 | 5.7905 | 4.4187 | 0.00016011
5829 | 2.6338e-05 | 7.9853e-05 | 0 | 3.3209 | 3.5616 | 3.0192 | 5.146 | 5.7905 | 4.4187 | 0.00019464
5830 | 1.3793e-05 | 7.8528e-05 | 0 | 3.2496 | 3.5616 | 3.0192 | 4.9665 | 5.7905 | 4.4187 | 0.00016482
5831 | 3.4783e-06 | 7.6901e-05 | 0 | 3.209 | 3.5601 | 3.0192 | 4.8665 | 5.7863 | 4.4187 | 0
5832 | 5.0112e-06 | 7.7044e-05 | 0 | 3.1837 | 3.5616 | 3.0192 | 4.8049 | 5.7905 | 4.4187 | 6.1219e-05
5833 | 4.5205e-06 | 7.6217e-05 | 0 | 3.1801 | 3.5616 | 3.0192 | 4.7962 | 5.7905 | 4.4187 | 2.6685e-05
5834 | 5.5139e-06 | 7.4435e-05 | 0 | 3.1365 | 3.5616 | 3.0192 | 4.6917 | 5.7905 | 4.4187 | 1.0988e-05
5835 | 1.0718e-05 | 7.57e-05 | 0 | 3.0975 | 3.5616 | 3.0192 | 4.5997 | 5.7905 | 4.4187 | 0
5836 | 2.0165e-05 | 7.751e-05 | 0 | 3.0908 | 3.5616 | 3.0192 | 4.5838 | 5.7905 | 4.4187 | 1.5697e-05
5837 | 3.949e-05 | 8.3824e-05 | 0.0022713 | 3.0851 | 3.5616 | 3.0192 | 4.5707 | 5.7905 | 4.4187 | 1.0988e-05
5838 | 4.5491e-05 | 8.5113e-05 | 0.013129 | 3.1646 | 3.5616 | 3.0192 | 4.759 | 5.7905 | 4.4187 | 4.3952e-05
5839 | 3.3506e-05 | 8.0235e-05 | 0.025871 | 3.3274 | 3.5616 | 3.0192 | 5.1627 | 5.7905 | 4.4187 | 0.0005855
5840 | 2.6496e-05 | 7.619e-05 | 0.042822 | 3.4465 | 3.5601 | 3.0192 | 5.4747 | 5.7863 | 4.4187 | 0.00050388
5841 | 1.0578e-05 | 7.3326e-05 | 0.056616 | 3.5431 | 3.5601 | 3.0192 | 5.7388 | 5.7863 | 4.4187 | 0.00012715
5842 | 1.627e-05 | 8.0345e-05 | 0.063264 | 3.6374 | 3.5601 | 3.0192 | 6.0069 | 5.7863 | 4.4187 | 8.7904e-05
5843 | 1.2715e-05 | 8.1697e-05 | 0.055287 | 3.6642 | 3.5601 | 3.0192 | 6.0848 | 5.7863 | 4.4187 | 0.0001193
5844 | 2.2793e-05 | 8.485e-05 | 0.05994 | 3.7188 | 3.5586 | 3.0192 | 6.2469 | 5.7821 | 4.4187 | 2.9825e-05
5845 | 3.6558e-05 | 8.5102e-05 | 0.059995 | 3.7287 | 3.5586 | 3.0192 | 6.2764 | 5.7821 | 4.4187 | 4.8661e-05
5846 | 2.986e-05 | 8.2485e-05 | 0.046257 | 3.7601 | 3.5556 | 3.0192 | 6.3717 | 5.7737 | 4.4187 | 9.2613e-05
5847 | 1.4703e-05 | 7.5902e-05 | 0.029416 | 3.7551 | 3.5556 | 3.0192 | 6.3565 | 5.7737 | 4.4187 | 0.00028569
5848 | 1.1703e-05 | 7.4917e-05 | 0.019666 | 3.7237 | 3.5556 | 3.0192 | 6.2616 | 5.7737 | 4.4187 | 0.00031865
5849 | 1.049e-05 | 7.7868e-05 | 0.011689 | 3.6753 | 3.5556 | 3.0192 | 6.1175 | 5.7737 | 4.4187 | 1.0988e-05
5850 | 8.3759e-06 | 7.864e-05 | 0.0021605 | 3.5655 | 3.5556 | 3.0192 | 5.8014 | 5.7737 | 4.4187 | 5.9649e-05
5851 | 1.9617e-05 | 8.1763e-05 | 0 | 3.4635 | 3.5541 | 3.0192 | 5.5202 | 5.7695 | 4.4187 | 4.0813e-05
5852 | 1.9862e-05 | 8.3013e-05 | 0 | 3.3725 | 3.5526 | 3.0192 | 5.2789 | 5.7653 | 4.4187 | 0.00017895
5853 | 2.3703e-05 | 7.9892e-05 | 0 | 3.3379 | 3.5526 | 3.0192 | 5.1896 | 5.7653 | 4.4187 | 0.00028412
5854 | 9.5496e-06 | 7.8676e-05 | 0 | 3.2772 | 3.5526 | 3.0192 | 5.0355 | 5.7653 | 4.4187 | 0.00018209
5855 | 6.2595e-06 | 8.1029e-05 | 0 | 3.2459 | 3.5511 | 3.0192 | 4.9572 | 5.7611 | 4.4187 | 2.8255e-05
5856 | 8.7556e-06 | 8.3369e-05 | 0 | 3.2384 | 3.5511 | 3.0192 | 4.9388 | 5.7611 | 4.4187 | 1.2558e-05
5857 | 8.8463e-06 | 8.5549e-05 | 0 | 3.2151 | 3.5511 | 3.0192 | 4.8814 | 5.7611 | 4.4187 | 1.2558e-05
5858 | 1.1807e-05 | 8.5725e-05 | 0 | 3.1933 | 3.5511 | 3.0192 | 4.8281 | 5.7611 | 4.4187 | 2.9825e-05
5859 | 1.5109e-05 | 8.4059e-05 | 0 | 3.1623 | 3.5511 | 3.0192 | 4.7533 | 5.7611 | 4.4187 | 0
5860 | 1.784e-05 | 8.2578e-05 | 0 | 3.1296 | 3.5511 | 3.0192 | 4.6752 | 5.7611 | 4.4187 | 1.0988e-05
5861 | 3.5582e-05 | 8.5851e-05 | 0.0023821 | 3.1354 | 3.5511 | 3.0192 | 4.689 | 5.7611 | 4.4187 | 4.2382e-05
5862 | 4.112e-05 | 8.6004e-05 | 0.012464 | 3.2163 | 3.5511 | 3.0192 | 4.8843 | 5.7611 | 4.4187 | 2.6685e-05
5863 | 4.6502e-05 | 8.8323e-05 | 0.025649 | 3.3618 | 3.5511 | 3.0192 | 5.2511 | 5.7611 | 4.4187 | 0.00058707
5864 | 1.3934e-05 | 8.2828e-05 | 0.041991 | 3.5007 | 3.5511 | 3.0192 | 5.6214 | 5.7611 | 4.4187 | 5.651e-05
5865 | 6.174e-06 | 8.0687e-05 | 0.054012 | 3.625 | 3.5511 | 3.0192 | 5.9709 | 5.7611 | 4.4187 | 3.9243e-05
5866 | 8.9448e-06 | 8.2455e-05 | 0.062322 | 3.7042 | 3.5511 | 3.0192 | 6.2032 | 5.7611 | 4.4187 | 3.6103e-05
5867 | 8.2941e-06 | 8.3954e-05 | 0.064649 | 3.7718 | 3.5526 | 3.0192 | 6.4076 | 5.7653 | 4.4187 | 5.0231e-05
5868 | 9.1448e-06 | 8.1194e-05 | 0.058777 | 3.7785 | 3.5526 | 3.0192 | 6.4283 | 5.7653 | 4.4187 | 0.00021505
5869 | 1.3437e-05 | 7.8205e-05 | 0.060106 | 3.8437 | 3.5511 | 3.0192 | 6.6315 | 5.7611 | 4.4187 | 1.5697e-05
5870 | 7.3116e-06 | 7.5748e-05 | 0.049248 | 3.8524 | 3.5511 | 3.0192 | 6.6592 | 5.7611 | 4.4187 | 9.7322e-05
5871 | 7.5514e-06 | 7.3846e-05 | 0.040219 | 3.8263 | 3.5496 | 3.0192 | 6.5768 | 5.757 | 4.4187 | 0.00010831
5872 | 5.3421e-06 | 7.3046e-05 | 0.026203 | 3.7989 | 3.5496 | 3.0192 | 6.4911 | 5.757 | 4.4187 | 0.00013657
5873 | 9.6959e-06 | 7.766e-05 | 0.013406 | 3.7091 | 3.5481 | 3.0192 | 6.2177 | 5.7528 | 4.4187 | 9.4183e-06
5874 | 1.0432e-05 | 7.9287e-05 | 0.0021605 | 3.564 | 3.5481 | 3.0192 | 5.7972 | 5.7528 | 4.4187 | 0.00030452
5875 | 1.2388e-05 | 7.9625e-05 | 0 | 3.4508 | 3.5481 | 3.0192 | 5.486 | 5.7528 | 4.4187 | 0.00016639
5876 | 1.5607e-05 | 8.177e-05 | 0 | 3.3472 | 3.5481 | 3.0192 | 5.2133 | 5.7528 | 4.4187 | 0.00031708
5877 | 1.2936e-05 | 7.6744e-05 | 0 | 3.2836 | 3.5481 | 3.0192 | 5.0515 | 5.7528 | 4.4187 | 0.00017267
5878 | 5.9991e-06 | 7.7554e-05 | 0 | 3.22 | 3.5467 | 3.0192 | 4.8933 | 5.7487 | 4.4187 | 0
5879 | 3.0524e-06 | 8.0049e-05 | 0 | 3.1789 | 3.5467 | 3.0192 | 4.7933 | 5.7487 | 4.4187 | 0
5880 | 4.9716e-06 | 8.2462e-05 | 0 | 3.1646 | 3.5467 | 3.0192 | 4.759 | 5.7487 | 4.4187 | 2.3546e-05
5881 | 5.613e-06 | 8.4219e-05 | 0 | 3.1158 | 3.5467 | 3.0192 | 4.6426 | 5.7487 | 4.4187 | 0
5882 | 6.79e-06 | 8.5306e-05 | 0 | 3.0975 | 3.5481 | 3.0192 | 4.5997 | 5.7528 | 4.4187 | 1.7267e-05
5883 | 8.6845e-06 | 8.6004e-05 | 0 | 3.0941 | 3.5481 | 3.0192 | 4.5918 | 5.7528 | 4.4187 | 1.4127e-05
5884 | 1.1042e-05 | 8.6594e-05 | 0 | 3.1089 | 3.5481 | 3.0192 | 4.6264 | 5.7528 | 4.4187 | 1.5697e-05
5885 | 2.274e-05 | 8.9898e-05 | 0.0022159 | 3.1146 | 3.5481 | 3.0192 | 4.6399 | 5.7528 | 4.4187 | 0
5886 | 4.1137e-05 | 9.5908e-05 | 0.010802 | 3.2041 | 3.5481 | 3.0192 | 4.8546 | 5.7528 | 4.4187 | 1.8837e-05
5887 | 3.1646e-05 | 9.1254e-05 | 0.02227 | 3.3671 | 3.5496 | 3.0192 | 5.265 | 5.757 | 4.4187 | 0.0004976
5888 | 2.4302e-05 | 8.9659e-05 | 0.036618 | 3.5225 | 3.5496 | 3.0192 | 5.6815 | 5.757 | 4.4187 | 0.00015226
5889 | 1.3649e-05 | 8.5457e-05 | 0.045592 | 3.6188 | 3.5496 | 3.0192 | 5.953 | 5.757 | 4.4187 | 0
5890 | 6.7792e-06 | 8.2617e-05 | 0.051409 | 3.6833 | 3.5496 | 3.0192 | 6.141 | 5.757 | 4.4187 | 2.6685e-05
5891 | 1.2552e-05 | 8.5395e-05 | 0.046977 | 3.7139 | 3.5481 | 3.0192 | 6.2323 | 5.7528 | 4.4187 | 7.0637e-05
5892 | 1.8341e-05 | 8.4005e-05 | 0.051963 | 3.7836 | 3.5481 | 3.0192 | 6.4439 | 5.7528 | 4.4187 | 0.00021034
5893 | 2.3538e-05 | 8.1241e-05 | 0.045924 | 3.8108 | 3.5481 | 3.0192 | 6.5283 | 5.7528 | 4.4187 | 7.0637e-05
5894 | 2.1467e-05 | 8.0029e-05 | 0.040606 | 3.8559 | 3.5481 | 3.0192 | 6.6703 | 5.7528 | 4.4187 | 6.9067e-05
5895 | 1.7128e-05 | 7.6755e-05 | 0.031743 | 3.8647 | 3.5481 | 3.0192 | 6.6983 | 5.7528 | 4.4187 | 7.0637e-05
5896 | 1.3415e-05 | 7.5491e-05 | 0.02299 | 3.8384 | 3.5467 | 3.0192 | 6.615 | 5.7487 | 4.4187 | 0.00011302
5897 | 2.1386e-05 | 8.1191e-05 | 0.0098053 | 3.7584 | 3.5467 | 3.0192 | 6.3667 | 5.7487 | 4.4187 | 0.00010517
5898 | 7.5304e-06 | 7.8445e-05 | 0.0014957 | 3.6468 | 3.5467 | 3.0192 | 6.0341 | 5.7487 | 4.4187 | 0.00019151
5899 | 2.59e-05 | 8.3247e-05 | 0 | 3.5108 | 3.5452 | 3.0192 | 5.6493 | 5.7445 | 4.4187 | 0.00023389
5900 | 2.415e-05 | 8.5205e-05 | 0 | 3.4396 | 3.5452 | 3.0192 | 5.456 | 5.7445 | 4.4187 | 0.00036731
5901 | 2.7157e-05 | 8.231e-05 | 0 | 3.3941 | 3.5452 | 3.0192 | 5.3355 | 5.7445 | 4.4187 | 0.00019621
5902 | 1.2405e-05 | 7.5318e-05 | 0 | 3.3222 | 3.5452 | 3.0192 | 5.1494 | 5.7445 | 4.4187 | 1.2558e-05
5903 | 7.1436e-06 | 7.4e-05 | 0 | 3.2684 | 3.5452 | 3.0192 | 5.0134 | 5.7445 | 4.4187 | 1.2558e-05
5904 | 9.923e-06 | 7.5647e-05 | 0 | 3.2521 | 3.5437 | 3.0192 | 4.9727 | 5.7404 | 4.4187 | 0
5905 | 1.1755e-05 | 7.5815e-05 | 0 | 3.2322 | 3.5437 | 3.0192 | 4.9236 | 5.7404 | 4.4187 | 0
5906 | 1.6878e-05 | 7.7593e-05 | 0 | 3.22 | 3.5437 | 3.0192 | 4.8933 | 5.7404 | 4.4187 | 4.8661e-05
5907 | 2.0583e-05 | 7.7742e-05 | 0 | 3.2017 | 3.5437 | 3.0192 | 4.8487 | 5.7404 | 4.4187 | 1.2558e-05
5908 | 2.318e-05 | 7.9031e-05 | 0 | 3.2126 | 3.5437 | 3.0192 | 4.8754 | 5.7404 | 4.4187 | 5.0231e-05
5909 | 2.6201e-05 | 7.9984e-05 | 0.0017727 | 3.2126 | 3.5437 | 3.0192 | 4.8754 | 5.7404 | 4.4187 | 0
5910 | 5.59e-05 | 8.8927e-05 | 0.011633 | 3.3002 | 3.5437 | 3.0192 | 5.0934 | 5.7404 | 4.4187 | 0
5911 | 5.149e-05 | 8.6052e-05 | 0.023433 | 3.4592 | 3.5437 | 3.0192 | 5.5088 | 5.7404 | 4.4187 | 0.00055254
5912 | 3.3508e-05 | 8.0458e-05 | 0.035953 | 3.5805 | 3.5437 | 3.0192 | 5.8439 | 5.7404 | 4.4187 | 7.5346e-05
5913 | 1.8278e-05 | 7.647e-05 | 0.050024 | 3.6881 | 3.5467 | 3.0192 | 6.1553 | 5.7487 | 4.4187 | 9.5753e-05
5914 | 9.6049e-06 | 7.1088e-05 | 0.051464 | 3.7921 | 3.5467 | 3.0192 | 6.47 | 5.7487 | 4.4187 | 8.7904e-05
5915 | 1.4758e-05 | 7.7929e-05 | 0.049027 | 3.8006 | 3.5467 | 3.0192 | 6.4964 | 5.7487 | 4.4187 | 5.1801e-05
5916 | 1.7601e-05 | 7.88e-05 | 0.048916 | 3.8454 | 3.5467 | 3.0192 | 6.637 | 5.7487 | 4.4187 | 0.00028883
5917 | 2.6086e-05 | 8.0307e-05 | 0.045093 | 3.8594 | 3.5467 | 3.0192 | 6.6815 | 5.7487 | 4.4187 | 0.0001036
5918 | 2.0093e-05 | 7.9047e-05 | 0.03767 | 3.8665 | 3.5467 | 3.0192 | 6.704 | 5.7487 | 4.4187 | 1.7267e-05
5919 | 1.8128e-05 | 7.6989e-05 | 0.029915 | 3.8177 | 3.5467 | 3.0192 | 6.5497 | 5.7487 | 4.4187 | 1.0988e-05
5920 | 1.4853e-05 | 7.596e-05 | 0.019888 | 3.7853 | 3.5467 | 3.0192 | 6.4491 | 5.7487 | 4.4187 | 6.5928e-05
5921 | 2.4298e-05 | 8.2097e-05 | 0.0090298 | 3.7336 | 3.5467 | 3.0192 | 6.2913 | 5.7487 | 4.4187 | 9.4183e-05
5922 | 1.1692e-05 | 7.9729e-05 | 0.0012187 | 3.6172 | 3.5467 | 3.0192 | 5.9486 | 5.7487 | 4.4187 | 0.00019778
5923 | 1.4181e-05 | 7.9731e-05 | 0 | 3.5094 | 3.5452 | 3.0192 | 5.6453 | 5.7445 | 4.4187 | 0.00032179
5924 | 2.0096e-05 | 8.3021e-05 | 0 | 3.4906 | 3.5452 | 3.0192 | 5.5938 | 5.7445 | 4.4187 | 0.00017424
5925 | 1.628e-05 | 7.9043e-05 | 0 | 3.4215 | 3.5452 | 3.0192 | 5.4079 | 5.7445 | 4.4187 | 0.0001397
5926 | 8.1426e-06 | 7.431e-05 | 0 | 3.3927 | 3.5437 | 3.0192 | 5.3319 | 5.7404 | 4.4187 | 0
5927 | 4.1733e-06 | 7.3692e-05 | 0 | 3.3792 | 3.5422 | 3.0192 | 5.2965 | 5.7362 | 4.4187 | 0
5928 | 5.1699e-06 | 7.3207e-05 | 0 | 3.3485 | 3.5422 | 3.0192 | 5.2168 | 5.7362 | 4.4187 | 1.4127e-05
5929 | 4.8585e-06 | 7.4098e-05 | 0 | 3.3274 | 3.5437 | 3.0192 | 5.1627 | 5.7404 | 4.4187 | 0
5930 | 5.951e-06 | 7.4454e-05 | 0 | 3.3131 | 3.5437 | 3.0192 | 5.1262 | 5.7404 | 4.4187 | 1.2558e-05
5931 | 8.0734e-06 | 7.4785e-05 | 0 | 3.3235 | 3.5437 | 3.0192 | 5.1527 | 5.7404 | 4.4187 | 0
5932 | 9.6324e-06 | 7.4795e-05 | 0 | 3.2925 | 3.5437 | 3.0192 | 5.074 | 5.7404 | 4.4187 | 0
5933 | 1.7159e-05 | 7.6478e-05 | 0.0015511 | 3.3015 | 3.5452 | 3.0192 | 5.0967 | 5.7445 | 4.4187 | 3.2964e-05
5934 | 2.9045e-05 | 8.0352e-05 | 0.010027 | 3.3765 | 3.5452 | 3.0192 | 5.2894 | 5.7445 | 4.4187 | 1.2558e-05
5935 | 2.5164e-05 | 7.5203e-05 | 0.023378 | 3.4934 | 3.5452 | 3.0192 | 5.6017 | 5.7445 | 4.4187 | 0.00057138
5936 | 3.6536e-05 | 8.408e-05 | 0.036341 | 3.6157 | 3.5452 | 3.0192 | 5.9442 | 5.7445 | 4.4187 | 2.9825e-05
5937 | 1.4285e-05 | 7.8959e-05 | 0.042988 | 3.6881 | 3.5452 | 3.0192 | 6.1553 | 5.7445 | 4.4187 | 0.000135
5938 | 8.3849e-06 | 7.8192e-05 | 0.05152 | 3.7685 | 3.5452 | 3.0192 | 6.3973 | 5.7445 | 4.4187 | 7.5346e-05
5939 | 1.3143e-05 | 8.1874e-05 | 0.060882 | 3.8913 | 3.5452 | 3.0192 | 6.7838 | 5.7445 | 4.4187 | 8.0056e-05
5940 | 2.072e-05 | 8.2215e-05 | 0.056727 | 3.9457 | 3.5452 | 3.0192 | 6.9616 | 5.7445 | 4.4187 | 0.00015854
5941 | 2.0764e-05 | 7.9255e-05 | 0.055841 | 4.0016 | 3.5452 | 3.0192 | 7.1488 | 5.7445 | 4.4187 | 5.337e-05
5942 | 3.2352e-05 | 8.2329e-05 | 0.049525 | 4.034 | 3.5452 | 3.0192 | 7.2595 | 5.7445 | 4.4187 | 6.9067e-05
5943 | 1.5074e-05 | 7.5229e-05 | 0.034236 | 4.0359 | 3.5452 | 3.0192 | 7.2661 | 5.7445 | 4.4187 | 0.00012715
5944 | 1.5417e-05 | 7.377e-05 | 0.022768 | 4.0206 | 3.5452 | 3.0192 | 7.2135 | 5.7445 | 4.4187 | 3.2964e-05
5945 | 2.1082e-05 | 7.7918e-05 | 0.0067585 | 3.8913 | 3.5452 | 3.0192 | 6.7838 | 5.7445 | 4.4187 | 4.7091e-05
5946 | 1.0339e-05 | 7.6116e-05 | 0.0010526 | 3.7785 | 3.5452 | 3.0192 | 6.4283 | 5.7445 | 4.4187 | 0.0003108
5947 | 1.1915e-05 | 8.0942e-05 | 0 | 3.5805 | 3.5452 | 3.0192 | 5.8439 | 5.7445 | 4.4187 | 0.00012715
5948 | 1.6257e-05 | 7.6248e-05 | 0 | 3.5094 | 3.5437 | 3.0192 | 5.6453 | 5.7404 | 4.4187 | 0.00016325
5949 | 1.5763e-05 | 7.6691e-05 | 0 | 3.4635 | 3.5437 | 3.0192 | 5.5202 | 5.7404 | 4.4187 | 0.0002386
5950 | 6.7561e-06 | 7.4026e-05 | 0 | 3.4479 | 3.5437 | 3.0192 | 5.4785 | 5.7404 | 4.4187 | 1.0988e-05
5951 | 2.2431e-06 | 7.283e-05 | 0 | 3.4284 | 3.5452 | 3.0192 | 5.4263 | 5.7445 | 4.4187 | 1.4127e-05
5952 | 2.6925e-06 | 7.2558e-05 | 0 | 3.4229 | 3.5452 | 3.0192 | 5.4115 | 5.7445 | 4.4187 | 9.4183e-06
5953 | 9.817e-07 | 7.26e-05 | 0 | 3.3887 | 3.5452 | 3.0192 | 5.3212 | 5.7445 | 4.4187 | 0
5954 | 9.7932e-07 | 7.2362e-05 | 0 | 3.3698 | 3.5452 | 3.0192 | 5.272 | 5.7445 | 4.4187 | 2.1976e-05
5955 | 2.5587e-06 | 7.2939e-05 | 0 | 3.3525 | 3.5452 | 3.0192 | 5.227 | 5.7445 | 4.4187 | 2.6685e-05
5956 | 2.4551e-06 | 7.1172e-05 | 0 | 3.3419 | 3.5452 | 3.0192 | 5.1997 | 5.7445 | 4.4187 | 1.2558e-05
5957 | 1.7153e-05 | 7.7129e-05 | 0.0014403 | 3.3432 | 3.5467 | 3.0192 | 5.2031 | 5.7487 | 4.4187 | 1.4127e-05
5958 | 1.9616e-05 | 7.7281e-05 | 0.0095838 | 3.3968 | 3.5467 | 3.0192 | 5.3426 | 5.7487 | 4.4187 | 2.1976e-05
5959 | 3.5963e-05 | 8.1875e-05 | 0.020774 | 3.4762 | 3.5481 | 3.0192 | 5.5548 | 5.7528 | 4.4187 | 0.00059178
5960 | 1.7986e-05 | 7.6731e-05 | 0.034125 | 3.579 | 3.5496 | 3.0192 | 5.8397 | 5.757 | 4.4187 | 6.1219e-05
5961 | 7.089e-06 | 7.3652e-05 | 0.050855 | 3.7221 | 3.5496 | 3.0192 | 6.2567 | 5.757 | 4.4187 | 4.7091e-05
5962 | 1.125e-05 | 7.444e-05 | 0.063042 | 3.8806 | 3.5496 | 3.0192 | 6.7494 | 5.757 | 4.4187 | 5.8079e-05
5963 | 2.3841e-05 | 7.853e-05 | 0.064815 | 4.013 | 3.5496 | 3.0192 | 7.1875 | 5.757 | 4.4187 | 3.2964e-05
5964 | 2.2983e-05 | 7.9033e-05 | 0.055619 | 4.0747 | 3.5496 | 3.0192 | 7.401 | 5.757 | 4.4187 | 0.00018523
5965 | 2.246e-05 | 7.8398e-05 | 0.04249 | 4.0149 | 3.5496 | 3.0192 | 7.194 | 5.757 | 4.4187 | 5.8079e-05
5966 | 2.3895e-05 | 7.6978e-05 | 0.037227 | 4.0806 | 3.5481 | 3.0192 | 7.4217 | 5.7528 | 4.4187 | 0.00010046
5967 | 1.7698e-05 | 7.5238e-05 | 0.029361 | 4.0924 | 3.5481 | 3.0192 | 7.4634 | 5.7528 | 4.4187 | 2.5115e-05
5968 | 1.5235e-05 | 7.4477e-05 | 0.018392 | 4.0455 | 3.5481 | 3.0192 | 7.2994 | 5.7528 | 4.4187 | 8.9474e-05
5969 | 1.1639e-05 | 7.692e-05 | 0.0093622 | 3.922 | 3.5481 | 3.0192 | 6.8834 | 5.7528 | 4.4187 | 9.2613e-05
5970 | 1.1039e-05 | 7.8273e-05 | 0.0012187 | 3.7651 | 3.5481 | 3.0192 | 6.3871 | 5.7528 | 4.4187 | 0.00021976
5971 | 1.1138e-05 | 8.2708e-05 | 0 | 3.6281 | 3.5481 | 3.0192 | 5.9798 | 5.7528 | 4.4187 | 0.00010988
5972 | 1.7516e-05 | 7.9803e-05 | 0 | 3.5328 | 3.5481 | 3.0192 | 5.71 | 5.7528 | 4.4187 | 0.00021034
5973 | 1.581e-05 | 7.5804e-05 | 0 | 3.5108 | 3.5481 | 3.0192 | 5.6493 | 5.7528 | 4.4187 | 0.00025272
5974 | 7.4174e-06 | 7.4616e-05 | 0 | 3.4734 | 3.5481 | 3.0192 | 5.5471 | 5.7528 | 4.4187 | 0
5975 | 3.5528e-06 | 7.2891e-05 | 0 | 3.4284 | 3.5481 | 3.0192 | 5.4263 | 5.7528 | 4.4187 | 0
5976 | 4.9695e-06 | 7.3681e-05 | 0 | 3.3927 | 3.5481 | 3.0192 | 5.3319 | 5.7528 | 4.4187 | 6.1219e-05
5977 | 3.9789e-06 | 7.2326e-05 | 0 | 3.3551 | 3.5496 | 3.0192 | 5.2339 | 5.757 | 4.4187 | 1.2558e-05
5978 | 4.0159e-06 | 7.3214e-05 | 0 | 3.334 | 3.5496 | 3.0192 | 5.1795 | 5.757 | 4.4187 | 1.0988e-05
5979 | 4.9986e-06 | 7.3582e-05 | 0 | 3.2951 | 3.5511 | 3.0192 | 5.0804 | 5.7611 | 4.4187 | 1.2558e-05
5980 | 8.0875e-06 | 7.4523e-05 | 0 | 3.3028 | 3.5511 | 3.0192 | 5.0999 | 5.7611 | 4.4187 | 1.0988e-05
5981 | 7.8306e-06 | 7.4552e-05 | 0.0012741 | 3.29 | 3.5511 | 3.0192 | 5.0675 | 5.7611 | 4.4187 | 0
5982 | 2.6983e-05 | 8.0092e-05 | 0.0097499 | 3.3419 | 3.5511 | 3.0192 | 5.1997 | 5.7611 | 4.4187 | 1.0988e-05
5983 | 4.7517e-05 | 8.5509e-05 | 0.022658 | 3.4522 | 3.5526 | 3.0192 | 5.4898 | 5.7653 | 4.4187 | 0.00071736
5984 | 2.1768e-05 | 7.7852e-05 | 0.034734 | 3.5836 | 3.5526 | 3.0192 | 5.8525 | 5.7653 | 4.4187 | 0.00064201
5985 | 2.8258e-05 | 7.9516e-05 | 0.043653 | 3.7287 | 3.5526 | 3.0192 | 6.2764 | 5.7653 | 4.4187 | 5.8079e-05
5986 | 9.4022e-06 | 7.3495e-05 | 0.044429 | 3.8402 | 3.5526 | 3.0192 | 6.6204 | 5.7653 | 4.4187 | 6.1219e-05
5987 | 1.2141e-05 | 7.5591e-05 | 0.045703 | 3.9039 | 3.5526 | 3.0192 | 6.8245 | 5.7653 | 4.4187 | 9.4183e-05
5988 | 1.7332e-05 | 7.7283e-05 | 0.049525 | 3.9329 | 3.5511 | 3.0192 | 6.9193 | 5.7611 | 4.4187 | 3.6103e-05
5989 | 2.3389e-05 | 7.9139e-05 | 0.05091 | 4.0035 | 3.5526 | 3.0192 | 7.1553 | 5.7653 | 4.4187 | 6.2789e-05
5990 | 2.6558e-05 | 7.9932e-05 | 0.028474 | 3.9075 | 3.5526 | 3.0192 | 6.8362 | 5.7653 | 4.4187 | 5.8079e-05
5991 | 1.5533e-05 | 7.5536e-05 | 0.023599 | 3.9457 | 3.5511 | 3.0192 | 6.9616 | 5.7611 | 4.4187 | 0.00027941
5992 | 1.3237e-05 | 7.4033e-05 | 0.014957 | 3.9003 | 3.5511 | 3.0192 | 6.8128 | 5.7611 | 4.4187 | 0.00024645
5993 | 1.1594e-05 | 7.416e-05 | 0.0084204 | 3.8594 | 3.5511 | 3.0192 | 6.6815 | 5.7611 | 4.4187 | 3.7673e-05
5994 | 1.0846e-05 | 7.5872e-05 | 0.00099715 | 3.7451 | 3.5511 | 3.0192 | 6.3262 | 5.7611 | 4.4187 | 1.8837e-05
5995 | 1.4333e-05 | 7.8717e-05 | 0 | 3.6049 | 3.5496 | 3.0192 | 5.9133 | 5.757 | 4.4187 | 6.1219e-05
5996 | 2.8018e-05 | 8.0839e-05 | 0 | 3.5328 | 3.5496 | 3.0192 | 5.71 | 5.757 | 4.4187 | 0.00015697
5997 | 1.8976e-05 | 7.7945e-05 | 0 | 3.4635 | 3.5496 | 3.0192 | 5.5202 | 5.757 | 4.4187 | 0.00016168
5998 | 1.3011e-05 | 7.6003e-05 | 0 | 3.4077 | 3.5496 | 3.0192 | 5.3714 | 5.757 | 4.4187 | 0.00019308
5999 | 9.4357e-06 | 7.5001e-05 | 0 | 3.3941 | 3.5481 | 3.0192 | 5.3355 | 5.7528 | 4.4187 | 3.4534e-05
6000 | 1.0367e-05 | 7.5425e-05 | 0 | 3.3968 | 3.5496 | 3.0192 | 5.3426 | 5.757 | 4.4187 | 0
6001 | 1.2486e-05 | 7.6118e-05 | 0 | 3.3873 | 3.5496 | 3.0192 | 5.3177 | 5.757 | 4.4187 | 3.2964e-05
6002 | 1.6065e-05 | 7.6982e-05 | 0 | 3.3671 | 3.5496 | 3.0192 | 5.265 | 5.757 | 4.4187 | 9.4183e-06
6003 | 1.9471e-05 | 7.8006e-05 | 0 | 3.3551 | 3.5496 | 3.0192 | 5.2339 | 5.757 | 4.4187 | 4.2382e-05
6004 | 2.139e-05 | 7.8191e-05 | 0 | 3.3392 | 3.5496 | 3.0192 | 5.193 | 5.757 | 4.4187 | 0
6005 | 3.3871e-05 | 8.2164e-05 | 0.0011633 | 3.3209 | 3.5511 | 3.0192 | 5.146 | 5.7611 | 4.4187 | 2.6685e-05
6006 | 3.4472e-05 | 8.2207e-05 | 0.0073125 | 3.3578 | 3.5496 | 3.0192 | 5.2408 | 5.757 | 4.4187 | 1.2558e-05
6007 | 3.1246e-05 | 8.031e-05 | 0.016841 | 3.4522 | 3.5496 | 3.0192 | 5.4898 | 5.757 | 4.4187 | 0.00040813
6008 | 3.5698e-05 | 8.2164e-05 | 0.026702 | 3.5505 | 3.5496 | 3.0192 | 5.7595 | 5.757 | 4.4187 | 0.00053056
6009 | 2.6521e-05 | 7.9679e-05 | 0.031909 | 3.6437 | 3.5496 | 3.0192 | 6.025 | 5.757 | 4.4187 | 0.0001193
6010 | 1.2899e-05 | 7.4167e-05 | 0.050301 | 3.7584 | 3.5526 | 3.0192 | 6.3667 | 5.7653 | 4.4187 | 5.8079e-05
6011 | 2.2016e-05 | 7.7636e-05 | 0.05091 | 3.8472 | 3.5526 | 3.0192 | 6.6425 | 5.7653 | 4.4187 | 8.0056e-05
6012 | 2.2995e-05 | 7.8717e-05 | 0.052351 | 3.9402 | 3.5526 | 3.0192 | 6.9434 | 5.7653 | 4.4187 | 0.00012401
6013 | 2.2597e-05 | 7.8927e-05 | 0.053237 | 4.0513 | 3.5526 | 3.0192 | 7.3195 | 5.7653 | 4.4187 | 4.3952e-05
6014 | 2.3716e-05 | 7.9312e-05 | 0.046866 | 4.1063 | 3.5511 | 3.0192 | 7.5126 | 5.7611 | 4.4187 | 7.5346e-05
6015 | 2.2561e-05 | 7.7497e-05 | 0.034291 | 4.1004 | 3.5496 | 3.0192 | 7.4915 | 5.757 | 4.4187 | 0.00021505
6016 | 1.3107e-05 | 7.4751e-05 | 0.0195 | 4.0944 | 3.5481 | 3.0192 | 7.4704 | 5.7528 | 4.4187 | 0.00022604
6017 | 8.8174e-06 | 7.7147e-05 | 0.0082542 | 4.0111 | 3.5467 | 3.0192 | 7.181 | 5.7487 | 4.4187 | 4.5522e-05
6018 | 8.3682e-06 | 7.862e-05 | 0.0010526 | 3.7955 | 3.5467 | 3.0192 | 6.4805 | 5.7487 | 4.4187 | 3.4534e-05
6019 | 1.8263e-05 | 8.2025e-05 | 0 | 3.6437 | 3.5467 | 3.0192 | 6.025 | 5.7487 | 4.4187 | 0.00010203
6020 | 2.4155e-05 | 8.5278e-05 | 0 | 3.5957 | 3.5467 | 3.0192 | 5.8871 | 5.7487 | 4.4187 | 7.5346e-05
6021 | 2.4255e-05 | 8.0495e-05 | 0 | 3.5313 | 3.5467 | 3.0192 | 5.7059 | 5.7487 | 4.4187 | 0.0001711
6022 | 1.9382e-05 | 7.8551e-05 | 0 | 3.482 | 3.5481 | 3.0192 | 5.5703 | 5.7528 | 4.4187 | 6.4358e-05
6023 | 2.1987e-05 | 7.9271e-05 | 0 | 3.4494 | 3.5467 | 3.0192 | 5.4822 | 5.7487 | 4.4187 | 2.6685e-05
6024 | 2.8369e-05 | 8.1411e-05 | 0 | 3.3819 | 3.5467 | 3.0192 | 5.3035 | 5.7487 | 4.4187 | 2.8255e-05
6025 | 2.8895e-05 | 8.1456e-05 | 0 | 3.4064 | 3.5481 | 3.0192 | 5.3678 | 5.7528 | 4.4187 | 0
6026 | 3.0272e-05 | 8.1935e-05 | 0 | 3.3941 | 3.5481 | 3.0192 | 5.3355 | 5.7528 | 4.4187 | 2.8255e-05
6027 | 3.3111e-05 | 8.1918e-05 | 0 | 3.3671 | 3.5467 | 3.0192 | 5.265 | 5.7487 | 4.4187 | 0
6028 | 3.4394e-05 | 8.1751e-05 | 0 | 3.3591 | 3.5467 | 3.0192 | 5.2442 | 5.7487 | 4.4187 | 1.4127e-05
6029 | 3.2625e-05 | 8.1937e-05 | 0.0010526 | 3.3485 | 3.5467 | 3.0192 | 5.2168 | 5.7487 | 4.4187 | 2.5115e-05
6030 | 4.4261e-05 | 8.4939e-05 | 0.008088 | 3.4312 | 3.5481 | 3.0192 | 5.4337 | 5.7528 | 4.4187 | 2.1976e-05
6031 | 5.2614e-05 | 8.6775e-05 | 0.017893 | 3.5416 | 3.5481 | 3.0192 | 5.7346 | 5.7528 | 4.4187 | 0.00056353
6032 | 3.2625e-05 | 8.1139e-05 | 0.027533 | 3.6562 | 3.5481 | 3.0192 | 6.0617 | 5.7528 | 4.4187 | 7.3777e-05
6033 | 1.5545e-05 | 7.625e-05 | 0.035067 | 3.7718 | 3.5481 | 3.0192 | 6.4076 | 5.7528 | 4.4187 | 0.00013813
6034 | 6.8971e-06 | 7.3348e-05 | 0.042601 | 3.8594 | 3.5481 | 3.0192 | 6.6815 | 5.7528 | 4.4187 | 7.6916e-05
6035 | 9.0104e-06 | 7.446e-05 | 0.035842 | 3.9057 | 3.5481 | 3.0192 | 6.8303 | 5.7528 | 4.4187 | 5.8079e-05
6036 | 1.5898e-05 | 7.5955e-05 | 0.041825 | 3.9365 | 3.5496 | 3.0192 | 6.9313 | 5.757 | 4.4187 | 0.0001554
6037 | 9.5662e-06 | 7.539e-05 | 0.040329 | 3.979 | 3.5496 | 3.0192 | 7.0727 | 5.757 | 4.4187 | 3.6103e-05
6038 | 1.0234e-05 | 7.534e-05 | 0.03767 | 4.0016 | 3.5496 | 3.0192 | 7.1488 | 5.757 | 4.4187 | 8.6334e-05
6039 | 9.4191e-06 | 7.3874e-05 | 0.027034 | 3.9697 | 3.5496 | 3.0192 | 7.0415 | 5.757 | 4.4187 | 9.1044e-05
6040 | 9.5153e-06 | 7.3779e-05 | 0.015899 | 3.9329 | 3.5496 | 3.0192 | 6.9193 | 5.757 | 4.4187 | 0.00010203
6041 | 3.7268e-06 | 7.5672e-05 | 0.0057613 | 3.8735 | 3.5496 | 3.0192 | 6.7266 | 5.757 | 4.4187 | 5.651e-05
6042 | 9.6398e-06 | 7.9104e-05 | 0.00066477 | 3.7802 | 3.5496 | 3.0192 | 6.4334 | 5.757 | 4.4187 | 0.00016325
6043 | 1.5598e-05 | 8.1096e-05 | 0 | 3.6452 | 3.5467 | 3.0192 | 6.0296 | 5.7487 | 4.4187 | 0.00026214
6044 | 1.4121e-05 | 8.2651e-05 | 0 | 3.5821 | 3.5467 | 3.0192 | 5.8482 | 5.7487 | 4.4187 | 0.00018523
6045 | 1.9155e-05 | 7.9475e-05 | 0 | 3.4978 | 3.5467 | 3.0192 | 5.6135 | 5.7487 | 4.4187 | 0.00020877
6046 | 1.6008e-05 | 7.73e-05 | 0 | 3.4748 | 3.5481 | 3.0192 | 5.5509 | 5.7528 | 4.4187 | 0
6047 | 1.2509e-05 | 7.6135e-05 | 0 | 3.4536 | 3.5481 | 3.0192 | 5.4936 | 5.7528 | 4.4187 | 1.5697e-05
6048 | 1.5631e-05 | 7.7197e-05 | 0 | 3.4479 | 3.5481 | 3.0192 | 5.4785 | 5.7528 | 4.4187 | 2.6685e-05
6049 | 1.6958e-05 | 7.7582e-05 | 0 | 3.4312 | 3.5481 | 3.0192 | 5.4337 | 5.7528 | 4.4187 | 5.0231e-05
6050 | 1.8464e-05 | 7.7778e-05 | 0 | 3.4174 | 3.5481 | 3.0192 | 5.3969 | 5.7528 | 4.4187 | 0
6051 | 1.8268e-05 | 7.767e-05 | 0 | 3.3982 | 3.5481 | 3.0192 | 5.3462 | 5.7528 | 4.4187 | 0
6052 | 1.9892e-05 | 7.7024e-05 | 0 | 3.3832 | 3.5496 | 3.0192 | 5.3071 | 5.757 | 4.4187 | 0
6053 | 3.4505e-05 | 8.2333e-05 | 0.00077556 | 3.3765 | 3.5481 | 3.0192 | 5.2894 | 5.7528 | 4.4187 | 1.5697e-05
6054 | 3.3494e-05 | 8.1204e-05 | 0.0062599 | 3.4215 | 3.5481 | 3.0192 | 5.4079 | 5.7528 | 4.4187 | 0
6055 | 3.3705e-05 | 8.039e-05 | 0.014126 | 3.4891 | 3.5496 | 3.0192 | 5.5899 | 5.757 | 4.4187 | 0.00051487
6056 | 1.2114e-05 | 7.4103e-05 | 0.026203 | 3.5896 | 3.5496 | 3.0192 | 5.8697 | 5.757 | 4.4187 | 3.9243e-05
6057 | 1.5561e-05 | 7.619e-05 | 0.035177 | 3.7026 | 3.5511 | 3.0192 | 6.1983 | 5.7611 | 4.4187 | 6.5928e-05
6058 | 1.0425e-05 | 7.4296e-05 | 0.042324 | 3.8091 | 3.5511 | 3.0192 | 6.5229 | 5.7611 | 4.4187 | 8.6334e-05
6059 | 1.2541e-05 | 7.5723e-05 | 0.048085 | 3.9039 | 3.5511 | 3.0192 | 6.8245 | 5.7611 | 4.4187 | 7.2207e-05
6060 | 2.2184e-05 | 7.7357e-05 | 0.041603 | 3.9567 | 3.5511 | 3.0192 | 6.9982 | 5.7611 | 4.4187 | 0.00022133
6061 | 2.2851e-05 | 7.9362e-05 | 0.035953 | 3.9772 | 3.5496 | 3.0192 | 7.0665 | 5.757 | 4.4187 | 5.0231e-05
6062 | 1.9326e-05 | 7.8174e-05 | 0.031632 | 3.9475 | 3.5496 | 3.0192 | 6.9676 | 5.757 | 4.4187 | 4.5522e-05
6063 | 1.5141e-05 | 7.536e-05 | 0.021771 | 3.9623 | 3.5496 | 3.0192 | 7.0167 | 5.757 | 4.4187 | 7.8486e-05
6064 | 2.4591e-05 | 7.8091e-05 | 0.014459 | 3.9147 | 3.5496 | 3.0192 | 6.8597 | 5.757 | 4.4187 | 5.337e-05
6065 | 2.5094e-05 | 8.161e-05 | 0.0069801 | 3.8177 | 3.5496 | 3.0192 | 6.5497 | 5.757 | 4.4187 | 5.9649e-05
6066 | 1.6103e-05 | 8.0332e-05 | 0.00077556 | 3.6562 | 3.5496 | 3.0192 | 6.0617 | 5.757 | 4.4187 | 0.00022918
6067 | 1.1231e-05 | 8.0042e-05 | 0 | 3.5715 | 3.5481 | 3.0192 | 5.8183 | 5.7528 | 4.4187 | 0.00022133
6068 | 1.9133e-05 | 8.2154e-05 | 0 | 3.5401 | 3.5481 | 3.0192 | 5.7305 | 5.7528 | 4.4187 | 0.00024802
6069 | 1.9942e-05 | 7.9049e-05 | 0 | 3.4691 | 3.5481 | 3.0192 | 5.5355 | 5.7528 | 4.4187 | 0.00021976
6070 | 1.3546e-05 | 7.6425e-05 | 0 | 3.4423 | 3.5481 | 3.0192 | 5.4634 | 5.7528 | 4.4187 | 1.2558e-05
6071 | 1.2284e-05 | 7.494e-05 | 0 | 3.3873 | 3.5481 | 3.0192 | 5.3177 | 5.7528 | 4.4187 | 2.9825e-05
6072 | 1.7632e-05 | 7.6671e-05 | 0 | 3.3778 | 3.5481 | 3.0192 | 5.293 | 5.7528 | 4.4187 | 1.5697e-05
6073 | 1.9325e-05 | 7.6742e-05 | 0 | 3.3551 | 3.5481 | 3.0192 | 5.2339 | 5.7528 | 4.4187 | 0
6074 | 2.2758e-05 | 7.8265e-05 | 0 | 3.3538 | 3.5496 | 3.0192 | 5.2304 | 5.757 | 4.4187 | 0
6075 | 2.4017e-05 | 7.8269e-05 | 0 | 3.3458 | 3.5496 | 3.0192 | 5.2099 | 5.757 | 4.4187 | 1.0988e-05
6076 | 2.7556e-05 | 7.8683e-05 | 0 | 3.3564 | 3.5481 | 3.0192 | 5.2373 | 5.7528 | 4.4187 | 1.4127e-05
6077 | 3.6322e-05 | 8.2089e-05 | 0.00069247 | 3.3406 | 3.5496 | 3.0192 | 5.1964 | 5.757 | 4.4187 | 1.2558e-05
6078 | 4.809e-05 | 8.5515e-05 | 0.0030469 | 3.3564 | 3.5496 | 3.0192 | 5.2373 | 5.757 | 4.4187 | 0
6079 | 4.1571e-05 | 8.2664e-05 | 0.012741 | 3.3927 | 3.5496 | 3.0192 | 5.3319 | 5.757 | 4.4187 | 0.00052585
6080 | 1.9281e-05 | 7.5674e-05 | 0.018447 | 3.4465 | 3.5496 | 3.0192 | 5.4747 | 5.757 | 4.4187 | 4.8661e-05
6081 | 1.193e-05 | 7.429e-05 | 0.017838 | 3.4663 | 3.5496 | 3.0192 | 5.5279 | 5.757 | 4.4187 | 8.7904e-05
6082 | 1.0127e-05 | 7.3354e-05 | 0.027006 | 3.5225 | 3.5496 | 3.0192 | 5.6815 | 5.757 | 4.4187 | 3.9243e-05
6083 | 1.5861e-05 | 7.5168e-05 | 0.034845 | 3.5851 | 3.5511 | 3.0192 | 5.8568 | 5.7611 | 4.4187 | 7.3777e-05
6084 | 2.5247e-05 | 7.7588e-05 | 0.042157 | 3.6737 | 3.5511 | 3.0192 | 6.1128 | 5.7611 | 4.4187 | 0.00016325
6085 | 2.7612e-05 | 7.6229e-05 | 0.040219 | 3.7352 | 3.5511 | 3.0192 | 6.2963 | 5.7611 | 4.4187 | 0.00010517
6086 | 2.0186e-05 | 7.6289e-05 | 0.030136 | 3.7287 | 3.5496 | 3.0192 | 6.2764 | 5.757 | 4.4187 | 0.00011302
6087 | 1.7659e-05 | 7.5246e-05 | 0.029859 | 3.7352 | 3.5496 | 3.0192 | 6.2963 | 5.757 | 4.4187 | 0.00010517
6088 | 1.5771e-05 | 7.3513e-05 | 0.017561 | 3.7188 | 3.5496 | 3.0192 | 6.2469 | 5.757 | 4.4187 | 0.00010831
6089 | 2.7223e-05 | 7.928e-05 | 0.0060383 | 3.639 | 3.5496 | 3.0192 | 6.0114 | 5.757 | 4.4187 | 5.1801e-05
6090 | 1.3163e-05 | 7.487e-05 | 0.00066477 | 3.5269 | 3.5496 | 3.0192 | 5.6937 | 5.757 | 4.4187 | 0.00021191
6091 | 1.9109e-05 | 8.0647e-05 | 0 | 3.4705 | 3.5496 | 3.0192 | 5.5394 | 5.757 | 4.4187 | 0.00024174
6092 | 2.6056e-05 | 7.9722e-05 | 0 | 3.3846 | 3.5496 | 3.0192 | 5.3106 | 5.757 | 4.4187 | 0.00024645
6093 | 3.6033e-05 | 8.295e-05 | 0 | 3.3604 | 3.5467 | 3.0192 | 5.2477 | 5.7487 | 4.4187 | 0.00017267
6094 | 2.3184e-05 | 7.8238e-05 | 0 | 3.3711 | 3.5467 | 3.0192 | 5.2754 | 5.7487 | 4.4187 | 0
6095 | 2.7746e-05 | 8.0054e-05 | 0 | 3.3538 | 3.5467 | 3.0192 | 5.2304 | 5.7487 | 4.4187 | 1.0988e-05
6096 | 3.0974e-05 | 8.0754e-05 | 0 | 3.3392 | 3.5467 | 3.0192 | 5.193 | 5.7487 | 4.4187 | 0
6097 | 3.6338e-05 | 8.2215e-05 | 0 | 3.3015 | 3.5467 | 3.0192 | 5.0967 | 5.7487 | 4.4187 | 2.5115e-05
6098 | 4.1063e-05 | 8.329e-05 | 0 | 3.3105 | 3.5467 | 3.0192 | 5.1196 | 5.7487 | 4.4187 | 2.6685e-05
6099 | 4.6484e-05 | 8.4231e-05 | 0 | 3.3067 | 3.5452 | 3.0192 | 5.1098 | 5.7445 | 4.4187 | 2.8255e-05
6100 | 5.0685e-05 | 8.6229e-05 | 0 | 3.3041 | 3.5452 | 3.0192 | 5.1032 | 5.7445 | 4.4187 | 1.4127e-05
6101 | 6.0733e-05 | 8.9621e-05 | 0.00044318 | 3.3028 | 3.5452 | 3.0192 | 5.0999 | 5.7445 | 4.4187 | 0
6102 | 6.4545e-05 | 9.0488e-05 | 0.0038778 | 3.3157 | 3.5467 | 3.0192 | 5.1328 | 5.7487 | 4.4187 | 1.0988e-05
6103 | 5.8482e-05 | 8.7619e-05 | 0.012963 | 3.3631 | 3.5467 | 3.0192 | 5.2546 | 5.7487 | 4.4187 | 0.00069852
6104 | 4.1238e-05 | 8.2667e-05 | 0.022935 | 3.4479 | 3.5467 | 3.0192 | 5.4785 | 5.7487 | 4.4187 | 8.4765e-05
6105 | 2.0603e-05 | 7.6645e-05 | 0.033072 | 3.5196 | 3.5452 | 3.0192 | 5.6734 | 5.7445 | 4.4187 | 7.6916e-05
6106 | 1.486e-05 | 7.4881e-05 | 0.043487 | 3.6188 | 3.5452 | 3.0192 | 5.953 | 5.7445 | 4.4187 | 7.6916e-05
6107 | 1.6097e-05 | 7.5612e-05 | 0.0467 | 3.6515 | 3.5452 | 3.0192 | 6.0479 | 5.7445 | 4.4187 | 5.9649e-05
6108 | 1.9362e-05 | 7.6425e-05 | 0.04537 | 3.7319 | 3.5452 | 3.0192 | 6.2863 | 5.7445 | 4.4187 | 0.00011145
6109 | 2.5821e-05 | 7.7854e-05 | 0.037227 | 3.6833 | 3.5437 | 3.0192 | 6.141 | 5.7404 | 4.4187 | 7.6916e-05
6110 | 2.2533e-05 | 7.6335e-05 | 0.037559 | 3.7501 | 3.5437 | 3.0192 | 6.3413 | 5.7404 | 4.4187 | 3.6103e-05
6111 | 1.7706e-05 | 7.6152e-05 | 0.03202 | 3.7718 | 3.5422 | 3.0192 | 6.4076 | 5.7362 | 4.4187 | 5.1801e-05
6112 | 1.5613e-05 | 7.47e-05 | 0.017173 | 3.7352 | 3.5422 | 3.0192 | 6.2963 | 5.7362 | 4.4187 | 0.0001036
6113 | 1.1363e-05 | 7.2523e-05 | 0.0056505 | 3.6312 | 3.5422 | 3.0192 | 5.9888 | 5.7362 | 4.4187 | 0.00013343
6114 | 2.8676e-05 | 7.9163e-05 | 0.00055397 | 3.5094 | 3.5422 | 3.0192 | 5.6453 | 5.7362 | 4.4187 | 0.00016482
6115 | 1.9304e-05 | 7.606e-05 | 0 | 3.4368 | 3.5392 | 3.0192 | 5.4485 | 5.728 | 4.4187 | 0.00018837
6116 | 3.1606e-05 | 8.0305e-05 | 0 | 3.3927 | 3.5392 | 3.0192 | 5.3319 | 5.728 | 4.4187 | 0.00019151
6117 | 2.6037e-05 | 7.8825e-05 | 0 | 3.3472 | 3.5392 | 3.0192 | 5.2133 | 5.728 | 4.4187 | 0.00025743
6118 | 2.0989e-05 | 7.7557e-05 | 0 | 3.2951 | 3.5392 | 3.0192 | 5.0804 | 5.728 | 4.4187 | 0
6119 | 2.1349e-05 | 7.7498e-05 | 0 | 3.2621 | 3.5378 | 3.0192 | 4.9976 | 5.7239 | 4.4187 | 2.8255e-05
6120 | 2.6768e-05 | 7.9025e-05 | 0 | 3.2521 | 3.5378 | 3.0192 | 4.9727 | 5.7239 | 4.4187 | 1.2558e-05
6121 | 2.5078e-05 | 7.838e-05 | 0 | 3.2322 | 3.5378 | 3.0192 | 4.9236 | 5.7239 | 4.4187 | 1.7267e-05
6122 | 2.2528e-05 | 7.8165e-05 | 0 | 3.2298 | 3.5378 | 3.0192 | 4.9175 | 5.7239 | 4.4187 | 1.4127e-05
6123 | 2.2915e-05 | 7.7447e-05 | 0 | 3.1969 | 3.5378 | 3.0192 | 4.8369 | 5.7239 | 4.4187 | 0
6124 | 2.3937e-05 | 7.707e-05 | 0 | 3.1813 | 3.5378 | 3.0192 | 4.7991 | 5.7239 | 4.4187 | 1.7267e-05
6125 | 3.7241e-05 | 8.2075e-05 | 0.00060937 | 3.1957 | 3.5378 | 3.0192 | 4.834 | 5.7239 | 4.4187 | 0
6126 | 2.5826e-05 | 7.9258e-05 | 0.0059275 | 3.2508 | 3.5378 | 3.0192 | 4.9696 | 5.7239 | 4.4187 | 1.4127e-05
6127 | 2.918e-05 | 7.9195e-05 | 0.017062 | 3.3432 | 3.5378 | 3.0192 | 5.2031 | 5.7239 | 4.4187 | 0.00047562
6128 | 2.3801e-05 | 7.757e-05 | 0.025815 | 3.4423 | 3.5378 | 3.0192 | 5.4634 | 5.7239 | 4.4187 | 0.00010988
6129 | 1.1948e-05 | 7.4017e-05 | 0.037255 | 3.5181 | 3.5378 | 3.0192 | 5.6694 | 5.7239 | 4.4187 | 3.7673e-05
6130 | 1.0588e-05 | 7.3557e-05 | 0.041216 | 3.5942 | 3.5363 | 3.0192 | 5.8827 | 5.7197 | 4.4187 | 0.00010674
6131 | 1.5272e-05 | 7.5138e-05 | 0.034734 | 3.6281 | 3.5363 | 3.0192 | 5.9798 | 5.7197 | 4.4187 | 4.2382e-05
6132 | 2.0059e-05 | 7.5551e-05 | 0.0349 | 3.6626 | 3.5363 | 3.0192 | 6.0802 | 5.7197 | 4.4187 | 0.00025115
6133 | 2.2344e-05 | 7.7512e-05 | 0.034069 | 3.6785 | 3.5363 | 3.0192 | 6.1269 | 5.7197 | 4.4187 | 6.1219e-05
6134 | 2.0408e-05 | 7.6841e-05 | 0.026314 | 3.6673 | 3.5348 | 3.0192 | 6.0941 | 5.7156 | 4.4187 | 6.1219e-05
6135 | 2.1069e-05 | 7.5173e-05 | 0.025317 | 3.6801 | 3.5348 | 3.0192 | 6.1316 | 5.7156 | 4.4187 | 0.00011145
6136 | 1.441e-05 | 7.2584e-05 | 0.013185 | 3.6405 | 3.5348 | 3.0192 | 6.0159 | 5.7156 | 4.4187 | 4.7091e-05
6137 | 2.3668e-05 | 7.5569e-05 | 0.0047088 | 3.5685 | 3.5333 | 3.0192 | 5.8099 | 5.7115 | 4.4187 | 4.5522e-05
6138 | 1.1404e-05 | 7.3943e-05 | 0.00049858 | 3.4863 | 3.5333 | 3.0192 | 5.582 | 5.7115 | 4.4187 | 0.00034063
6139 | 2.8203e-05 | 8.0365e-05 | 0 | 3.4215 | 3.5304 | 3.0192 | 5.4079 | 5.7033 | 4.4187 | 0.00022133
6140 | 3.4474e-05 | 8.0036e-05 | 0 | 3.3511 | 3.5289 | 3.0192 | 5.2236 | 5.6993 | 4.4187 | 0.00019621
6141 | 3.4627e-05 | 8.1684e-05 | 0 | 3.3131 | 3.5289 | 3.0192 | 5.1262 | 5.6993 | 4.4187 | 0.00019464
6142 | 3.3569e-05 | 8.1663e-05 | 0 | 3.2684 | 3.5289 | 3.0192 | 5.0134 | 5.6993 | 4.4187 | 2.6685e-05
6143 | 3.9057e-05 | 8.3236e-05 | 0 | 3.2659 | 3.5289 | 3.0192 | 5.0071 | 5.6993 | 4.4187 | 1.0988e-05
6144 | 4.4334e-05 | 8.4744e-05 | 0 | 3.2571 | 3.5274 | 3.0192 | 4.9851 | 5.6952 | 4.4187 | 1.0988e-05
6145 | 4.6568e-05 | 8.5584e-05 | 0 | 3.2459 | 3.5274 | 3.0192 | 4.9572 | 5.6952 | 4.4187 | 2.3546e-05
6146 | 4.918e-05 | 8.5427e-05 | 0 | 3.2508 | 3.5274 | 3.0192 | 4.9696 | 5.6952 | 4.4187 | 2.5115e-05
6147 | 5.2777e-05 | 8.7347e-05 | 0 | 3.2372 | 3.5274 | 3.0192 | 4.9358 | 5.6952 | 4.4187 | 4.2382e-05
6148 | 5.7162e-05 | 8.8664e-05 | 0 | 3.2372 | 3.5274 | 3.0192 | 4.9358 | 5.6952 | 4.4187 | 2.5115e-05
6149 | 5.7182e-05 | 8.7596e-05 | 0.00033238 | 3.2102 | 3.526 | 3.0192 | 4.8694 | 5.6911 | 4.4187 | 4.2382e-05
6150 | 7.5493e-05 | 9.41e-05 | 0.003767 | 3.2372 | 3.526 | 3.0192 | 4.9358 | 5.6911 | 4.4187 | 2.1976e-05
6151 | 7.119e-05 | 9.1724e-05 | 0.012187 | 3.3067 | 3.526 | 3.0192 | 5.1098 | 5.6911 | 4.4187 | 0.00057609
6152 | 3.8401e-05 | 8.2126e-05 | 0.017007 | 3.3725 | 3.526 | 3.0192 | 5.2789 | 5.6911 | 4.4187 | 0.00057452
6153 | 1.7106e-05 | 7.5701e-05 | 0.02853 | 3.4298 | 3.526 | 3.0192 | 5.43 | 5.6911 | 4.4187 | 9.1044e-05
6154 | 2.356e-05 | 7.6985e-05 | 0.033959 | 3.5036 | 3.526 | 3.0192 | 5.6293 | 5.6911 | 4.4187 | 3.4534e-05
6155 | 1.5231e-05 | 7.4601e-05 | 0.038224 | 3.5342 | 3.523 | 3.0192 | 5.7141 | 5.683 | 4.4187 | 8.1625e-05
6156 | 1.8954e-05 | 7.5514e-05 | 0.039498 | 3.573 | 3.523 | 3.0192 | 5.8226 | 5.683 | 4.4187 | 8.6334e-05
6157 | 2.3719e-05 | 7.5745e-05 | 0.035233 | 3.552 | 3.523 | 3.0192 | 5.7637 | 5.683 | 4.4187 | 6.1219e-05
6158 | 2.1525e-05 | 7.5323e-05 | 0.028197 | 3.5446 | 3.523 | 3.0192 | 5.7429 | 5.683 | 4.4187 | 4.0813e-05
6159 | 3.1228e-05 | 7.7967e-05 | 0.02853 | 3.576 | 3.5216 | 3.0192 | 5.8311 | 5.6789 | 4.4187 | 0.00031237
6160 | 1.7666e-05 | 7.4095e-05 | 0.01673 | 3.5505 | 3.5216 | 3.0192 | 5.7595 | 5.6789 | 4.4187 | 0.0003265
6161 | 1.1816e-05 | 7.1298e-05 | 0.0068693 | 3.4891 | 3.5216 | 3.0192 | 5.5899 | 5.6789 | 4.4187 | 0
6162 | 2.4152e-05 | 7.5683e-05 | 0.00060937 | 3.3564 | 3.5216 | 3.0192 | 5.2373 | 5.6789 | 4.4187 | 4.2382e-05
6163 | 2.9168e-05 | 8.2138e-05 | 0 | 3.2912 | 3.5186 | 3.0192 | 5.0708 | 5.6708 | 4.4187 | 5.494e-05
6164 | 2.8562e-05 | 7.9779e-05 | 0 | 3.2496 | 3.5157 | 3.0192 | 4.9665 | 5.6628 | 4.4187 | 0.00012401
6165 | 2.7524e-05 | 7.9279e-05 | 0 | 3.2041 | 3.5142 | 3.0192 | 4.8546 | 5.6587 | 4.4187 | 0.00022604
6166 | 1.8388e-05 | 7.6687e-05 | 0 | 3.1813 | 3.5142 | 3.0192 | 4.7991 | 5.6587 | 4.4187 | 0.00022604
6167 | 1.8766e-05 | 7.6801e-05 | 0 | 3.1342 | 3.5142 | 3.0192 | 4.6862 | 5.6587 | 4.4187 | 7.8486e-05
6168 | 2.4847e-05 | 7.7596e-05 | 0 | 3.0941 | 3.5128 | 3.0192 | 4.5918 | 5.6547 | 4.4187 | 2.9825e-05
6169 | 2.9006e-05 | 7.996e-05 | 0 | 3.0673 | 3.5128 | 3.0192 | 4.5291 | 5.6547 | 4.4187 | 1.7267e-05
6170 | 3.0064e-05 | 7.9491e-05 | 0 | 3.0595 | 3.5128 | 3.0192 | 4.5112 | 5.6547 | 4.4187 | 1.0988e-05
6171 | 2.9384e-05 | 8.0011e-05 | 0 | 3.0213 | 3.5128 | 3.0192 | 4.4236 | 5.6547 | 4.4187 | 2.0406e-05
6172 | 2.8616e-05 | 7.9021e-05 | 0 | 3.0202 | 3.5113 | 3.0192 | 4.4211 | 5.6507 | 4.4187 | 0
6173 | 3.8495e-05 | 8.292e-05 | 0.00055397 | 3.0332 | 3.5113 | 3.0192 | 4.4508 | 5.6507 | 4.4187 | 3.2964e-05
6174 | 2.9988e-05 | 8.0342e-05 | 0.0065923 | 3.0975 | 3.5099 | 3.0192 | 4.5997 | 5.6467 | 4.4187 | 3.9243e-05
6175 | 3.3524e-05 | 8.0269e-05 | 0.018447 | 3.2359 | 3.5099 | 3.0192 | 4.9327 | 5.6467 | 4.4187 | 0.0006326
6176 | 2.8442e-05 | 7.8655e-05 | 0.03623 | 3.3954 | 3.5099 | 3.0192 | 5.339 | 5.6467 | 4.4187 | 0.00056824
6177 | 2.4185e-05 | 7.7338e-05 | 0.046977 | 3.5225 | 3.5099 | 3.0192 | 5.6815 | 5.6467 | 4.4187 | 6.4358e-05
6178 | 1.2143e-05 | 7.3246e-05 | 0.051243 | 3.5836 | 3.5084 | 3.0192 | 5.8525 | 5.6427 | 4.4187 | 4.0813e-05
6179 | 2.2797e-05 | 7.7115e-05 | 0.05501 | 3.6405 | 3.507 | 3.0192 | 6.0159 | 5.6387 | 4.4187 | 7.8486e-05
6180 | 2.4708e-05 | 7.7096e-05 | 0.046257 | 3.6705 | 3.5055 | 3.0192 | 6.1034 | 5.6347 | 4.4187 | 0.00012872
6181 | 4.0458e-05 | 8.1529e-05 | 0.043376 | 3.7156 | 3.5055 | 3.0192 | 6.2371 | 5.6347 | 4.4187 | 5.1801e-05
6182 | 3.1662e-05 | 7.9265e-05 | 0.035067 | 3.727 | 3.5041 | 3.0192 | 6.2715 | 5.6307 | 4.4187 | 2.6685e-05
6183 | 2.4263e-05 | 7.6022e-05 | 0.029416 | 3.7402 | 3.5041 | 3.0192 | 6.3112 | 5.6307 | 4.4187 | 0.00025429
6184 | 1.6536e-05 | 7.3651e-05 | 0.015234 | 3.6833 | 3.5041 | 3.0192 | 6.141 | 5.6307 | 4.4187 | 0.00029982
6185 | 1.6037e-05 | 7.8382e-05 | 0.0067031 | 3.573 | 3.5026 | 3.0192 | 5.8226 | 5.6267 | 4.4187 | 3.1394e-05
6186 | 2.1899e-05 | 8.2717e-05 | 0.00055397 | 3.4368 | 3.4997 | 3.0192 | 5.4485 | 5.6188 | 4.4187 | 2.3546e-05
6187 | 3.8129e-05 | 8.8248e-05 | 0 | 3.3379 | 3.4997 | 3.0192 | 5.1896 | 5.6188 | 4.4187 | 2.8255e-05
6188 | 4.9146e-05 | 9.3326e-05 | 0 | 3.2747 | 3.4983 | 3.0192 | 5.0292 | 5.6148 | 4.4187 | 0.00012244
6189 | 5.5799e-05 | 9.0241e-05 | 0 | 3.2571 | 3.4954 | 3.0192 | 4.9851 | 5.6069 | 4.4187 | 0.00010517
6190 | 4.6776e-05 | 8.5759e-05 | 0 | 3.2163 | 3.4954 | 3.0192 | 4.8843 | 5.6069 | 4.4187 | 0.00015697
6191 | 4.499e-05 | 8.5037e-05 | 0 | 3.1945 | 3.4954 | 3.0192 | 4.8311 | 5.6069 | 4.4187 | 2.5115e-05
6192 | 4.8999e-05 | 8.6647e-05 | 0 | 3.22 | 3.4954 | 3.0192 | 4.8933 | 5.6069 | 4.4187 | 0
6193 | 4.8568e-05 | 8.502e-05 | 0 | 3.1777 | 3.4954 | 3.0192 | 4.7904 | 5.6069 | 4.4187 | 0
6194 | 5.043e-05 | 8.6432e-05 | 0 | 3.154 | 3.4939 | 3.0192 | 4.7335 | 5.603 | 4.4187 | 1.5697e-05
6195 | 5.1942e-05 | 8.6259e-05 | 0 | 3.1576 | 3.4939 | 3.0192 | 4.742 | 5.603 | 4.4187 | 0
6196 | 5.3703e-05 | 8.7814e-05 | 0 | 3.1599 | 3.4925 | 3.0192 | 4.7476 | 5.599 | 4.4187 | 2.9825e-05
6197 | 7.0295e-05 | 9.2652e-05 | 0.00038778 | 3.1505 | 3.4939 | 3.0192 | 4.7251 | 5.603 | 4.4187 | 1.7267e-05
6198 | 6.1315e-05 | 9.0139e-05 | 0.0054289 | 3.1993 | 3.4939 | 3.0192 | 4.8428 | 5.603 | 4.4187 | 4.5522e-05
6199 | 5.1961e-05 | 8.5798e-05 | 0.016121 | 3.2912 | 3.4939 | 3.0192 | 5.0708 | 5.603 | 4.4187 | 0.00075974
6200 | 3.4941e-05 | 8.0924e-05 | 0.029361 | 3.4298 | 3.4925 | 3.0192 | 5.43 | 5.599 | 4.4187 | 5.337e-05
6201 | 3.1108e-05 | 7.9965e-05 | 0.035676 | 3.5298 | 3.491 | 3.0192 | 5.7018 | 5.5951 | 4.4187 | 5.494e-05
6202 | 2.4886e-05 | 7.6959e-05 | 0.039388 | 3.57 | 3.491 | 3.0192 | 5.8141 | 5.5951 | 4.4187 | 8.6334e-05
6203 | 2.1705e-05 | 7.6547e-05 | 0.047309 | 3.6929 | 3.4896 | 3.0192 | 6.1696 | 5.5912 | 4.4187 | 9.4183e-05
6204 | 2.1212e-05 | 7.622e-05 | 0.045703 | 3.7042 | 3.4882 | 3.0192 | 6.2032 | 5.5872 | 4.4187 | 0.000135
6205 | 2.3488e-05 | 7.7694e-05 | 0.040496 | 3.7568 | 3.4867 | 3.0192 | 6.3616 | 5.5833 | 4.4187 | 6.4358e-05
6206 | 2.5439e-05 | 7.8596e-05 | 0.032629 | 3.7172 | 3.4882 | 3.0192 | 6.242 | 5.5872 | 4.4187 | 4.0813e-05
6207 | 2.2399e-05 | 7.4056e-05 | 0.026923 | 3.7435 | 3.4882 | 3.0192 | 6.3212 | 5.5872 | 4.4187 | 9.5753e-05
6208 | 2.6705e-05 | 7.4025e-05 | 0.017561 | 3.7205 | 3.4882 | 3.0192 | 6.2518 | 5.5872 | 4.4187 | 5.1801e-05
6209 | 2.6894e-05 | 7.7519e-05 | 0.0057613 | 3.6437 | 3.4882 | 3.0192 | 6.025 | 5.5872 | 4.4187 | 0.00010831
6210 | 2.3938e-05 | 7.9175e-05 | 0.00027699 | 3.5036 | 3.4839 | 3.0192 | 5.6293 | 5.5755 | 4.4187 | 0.00021034
6211 | 3.7614e-05 | 8.9678e-05 | 0 | 3.4174 | 3.4839 | 3.0192 | 5.3969 | 5.5755 | 4.4187 | 0.00023703
6212 | 5.2899e-05 | 8.9161e-05 | 0 | 3.3887 | 3.4839 | 3.0192 | 5.3212 | 5.5755 | 4.4187 | 0.00030923
6213 | 5.596e-05 | 8.8277e-05 | 0 | 3.3366 | 3.4839 | 3.0192 | 5.1862 | 5.5755 | 4.4187 | 0.00020406
6214 | 5.5326e-05 | 8.7522e-05 | 0 | 3.2912 | 3.4824 | 3.0192 | 5.0708 | 5.5716 | 4.4187 | 0
6215 | 5.4411e-05 | 8.7507e-05 | 0 | 3.2823 | 3.4824 | 3.0192 | 5.0483 | 5.5716 | 4.4187 | 0
6216 | 5.5844e-05 | 8.7129e-05 | 0 | 3.2496 | 3.481 | 3.0192 | 4.9665 | 5.5677 | 4.4187 | 1.2558e-05
6217 | 5.5322e-05 | 8.8001e-05 | 0 | 3.2508 | 3.481 | 3.0192 | 4.9696 | 5.5677 | 4.4187 | 1.5697e-05
6218 | 5.7034e-05 | 8.7818e-05 | 0 | 3.2496 | 3.4824 | 3.0192 | 4.9665 | 5.5716 | 4.4187 | 1.0988e-05
6219 | 5.9052e-05 | 8.9066e-05 | 0 | 3.2397 | 3.4824 | 3.0192 | 4.9419 | 5.5716 | 4.4187 | 0
6220 | 6.2232e-05 | 8.9367e-05 | 0 | 3.2212 | 3.4824 | 3.0192 | 4.8963 | 5.5716 | 4.4187 | 0
6221 | 6.4386e-05 | 9.0978e-05 | 0.00038778 | 3.2066 | 3.4824 | 3.0192 | 4.8605 | 5.5716 | 4.4187 | 9.4183e-06
6222 | 7.1945e-05 | 9.2399e-05 | 0.0044318 | 3.2459 | 3.4824 | 3.0192 | 4.9572 | 5.5716 | 4.4187 | 0
6223 | 9.2507e-05 | 9.8304e-05 | 0.014182 | 3.2912 | 3.4796 | 3.0192 | 5.0708 | 5.5638 | 4.4187 | 0.00047248
6224 | 3.7855e-05 | 8.2144e-05 | 0.025538 | 3.3887 | 3.481 | 3.0192 | 5.3212 | 5.5677 | 4.4187 | 3.2964e-05
6225 | 2.8951e-05 | 7.9714e-05 | 0.035011 | 3.4891 | 3.481 | 3.0192 | 5.5899 | 5.5677 | 4.4187 | 8.3195e-05
6226 | 2.7522e-05 | 7.9158e-05 | 0.038335 | 3.576 | 3.4796 | 3.0192 | 5.8311 | 5.5638 | 4.4187 | 9.2613e-05
6227 | 2.5489e-05 | 7.8094e-05 | 0.044207 | 3.6312 | 3.4796 | 3.0192 | 5.9888 | 5.5638 | 4.4187 | 1.7267e-05
6228 | 3.1698e-05 | 8.0687e-05 | 0.038778 | 3.6499 | 3.4796 | 3.0192 | 6.0433 | 5.5638 | 4.4187 | 0.00015069
6229 | 3.552e-05 | 8.1769e-05 | 0.033737 | 3.6626 | 3.4796 | 3.0192 | 6.0802 | 5.5638 | 4.4187 | 8.0056e-05
6230 | 3.0915e-05 | 7.9688e-05 | 0.027533 | 3.6642 | 3.4796 | 3.0192 | 6.0848 | 5.5638 | 4.4187 | 4.3952e-05
6231 | 2.6935e-05 | 7.6992e-05 | 0.017783 | 3.6172 | 3.4796 | 3.0192 | 5.9486 | 5.5638 | 4.4187 | 5.9649e-05
6232 | 2.724e-05 | 7.7879e-05 | 0.011412 | 3.5836 | 3.4796 | 3.0192 | 5.8525 | 5.5638 | 4.4187 | 8.7904e-05
6233 | 3.4211e-05 | 7.6732e-05 | 0.0045426 | 3.5535 | 3.4781 | 3.0192 | 5.7678 | 5.5599 | 4.4187 | 4.3952e-05
6234 | 2.441e-05 | 7.7292e-05 | 0.00033238 | 3.4805 | 3.4767 | 3.0192 | 5.5665 | 5.556 | 4.4187 | 0.00020406
6235 | 4.3352e-05 | 8.6198e-05 | 0 | 3.4174 | 3.4767 | 3.0192 | 5.3969 | 5.556 | 4.4187 | 0.00014598
6236 | 5.3632e-05 | 8.6571e-05 | 0 | 3.3618 | 3.4767 | 3.0192 | 5.2511 | 5.556 | 4.4187 | 0.00018366
6237 | 7.0959e-05 | 8.7868e-05 | 0 | 3.317 | 3.4767 | 3.0192 | 5.1361 | 5.556 | 4.4187 | 0.00018052
6238 | 5.5313e-05 | 8.802e-05 | 0 | 3.2722 | 3.4767 | 3.0192 | 5.0228 | 5.556 | 4.4187 | 9.4183e-06
6239 | 5.4077e-05 | 8.7078e-05 | 0 | 3.2571 | 3.4767 | 3.0192 | 4.9851 | 5.556 | 4.4187 | 1.0988e-05
6240 | 5.6993e-05 | 8.8663e-05 | 0 | 3.231 | 3.4753 | 3.0192 | 4.9205 | 5.5522 | 4.4187 | 0
6241 | 5.6735e-05 | 8.7368e-05 | 0 | 3.2151 | 3.4738 | 3.0192 | 4.8814 | 5.5483 | 4.4187 | 2.5115e-05
6242 | 5.7304e-05 | 8.8966e-05 | 5.5397e-05 | 3.1801 | 3.4738 | 3.0192 | 4.7962 | 5.5483 | 4.4187 | 1.0988e-05
6243 | 5.9017e-05 | 8.7685e-05 | 0 | 3.1729 | 3.4738 | 3.0192 | 4.7789 | 5.5483 | 4.4187 | 0
6244 | 6.1848e-05 | 9.0317e-05 | 0 | 3.167 | 3.4753 | 3.0192 | 4.7647 | 5.5522 | 4.4187 | 2.5115e-05
6245 | 6.1387e-05 | 9.0159e-05 | 0.00033238 | 3.1552 | 3.4753 | 3.0192 | 4.7363 | 5.5522 | 4.4187 | 1.0988e-05
6246 | 6.8837e-05 | 9.1564e-05 | 0.0049858 | 3.1706 | 3.4753 | 3.0192 | 4.7732 | 5.5522 | 4.4187 | 2.5115e-05
6247 | 5.8662e-05 | 8.8499e-05 | 0.014902 | 3.2496 | 3.4753 | 3.0192 | 4.9665 | 5.5522 | 4.4187 | 0.00056824
6248 | 3.6332e-05 | 8.1874e-05 | 0.031189 | 3.3538 | 3.4753 | 3.0192 | 5.2304 | 5.5522 | 4.4187 | 9.1044e-05
6249 | 2.8305e-05 | 7.9423e-05 | 0.036673 | 3.4326 | 3.4753 | 3.0192 | 5.4374 | 5.5522 | 4.4187 | 8.0056e-05
6250 | 2.354e-05 | 7.8035e-05 | 0.033349 | 3.4734 | 3.4753 | 3.0192 | 5.5471 | 5.5522 | 4.4187 | 6.1219e-05
6251 | 3.3842e-05 | 8.1335e-05 | 0.039886 | 3.505 | 3.4753 | 3.0192 | 5.6333 | 5.5522 | 4.4187 | 7.6916e-05
6252 | 4.1262e-05 | 8.33e-05 | 0.043709 | 3.549 | 3.4753 | 3.0192 | 5.7553 | 5.5522 | 4.4187 | 0.00017738
6253 | 4.5226e-05 | 8.4386e-05 | 0.038944 | 3.5927 | 3.4753 | 3.0192 | 5.8784 | 5.5522 | 4.4187 | 9.4183e-05
6254 | 3.603e-05 | 8.1197e-05 | 0.028474 | 3.5927 | 3.4724 | 3.0192 | 5.8784 | 5.5444 | 4.4187 | 3.7673e-05
6255 | 2.5166e-05 | 7.8336e-05 | 0.023267 | 3.5461 | 3.471 | 3.0192 | 5.747 | 5.5406 | 4.4187 | 7.2207e-05
6256 | 2.444e-05 | 7.7633e-05 | 0.013905 | 3.5313 | 3.471 | 3.0192 | 5.7059 | 5.5406 | 4.4187 | 2.8255e-05
6257 | 2.8305e-05 | 7.9433e-05 | 0.0041548 | 3.4748 | 3.471 | 3.0192 | 5.5509 | 5.5406 | 4.4187 | 0.00012558
6258 | 2.8397e-05 | 7.8621e-05 | 0.00033238 | 3.3995 | 3.471 | 3.0192 | 5.3498 | 5.5406 | 4.4187 | 0.00023703
6259 | 3.9133e-05 | 8.296e-05 | 5.5397e-05 | 3.3445 | 3.4696 | 3.0192 | 5.2065 | 5.5367 | 4.4187 | 0.00025272
6260 | 5.0048e-05 | 8.6251e-05 | 0 | 3.2887 | 3.4696 | 3.0192 | 5.0643 | 5.5367 | 4.4187 | 0.00026214
6261 | 5.4587e-05 | 8.7599e-05 | 0 | 3.2533 | 3.4696 | 3.0192 | 4.9758 | 5.5367 | 4.4187 | 0.00020406
6262 | 4.7575e-05 | 8.5933e-05 | 0 | 3.2261 | 3.4681 | 3.0192 | 4.9084 | 5.5329 | 4.4187 | 1.5697e-05
6263 | 4.5325e-05 | 8.5148e-05 | 5.5397e-05 | 3.2163 | 3.4681 | 3.0192 | 4.8843 | 5.5329 | 4.4187 | 0
6264 | 4.8018e-05 | 8.613e-05 | 0 | 3.2078 | 3.4681 | 3.0192 | 4.8635 | 5.5329 | 4.4187 | 0
6265 | 4.7935e-05 | 8.5959e-05 | 0 | 3.2102 | 3.4681 | 3.0192 | 4.8694 | 5.5329 | 4.4187 | 2.8255e-05
6266 | 4.8202e-05 | 8.6201e-05 | 0 | 3.1921 | 3.4681 | 3.0192 | 4.8252 | 5.5329 | 4.4187 | 9.4183e-06
6267 | 4.8679e-05 | 8.6233e-05 | 0 | 3.167 | 3.4667 | 3.0192 | 4.7647 | 5.529 | 4.4187 | 0
6268 | 5.0682e-05 | 8.663e-05 | 0 | 3.1517 | 3.4667 | 3.0192 | 4.7279 | 5.529 | 4.4187 | 1.5697e-05
6269 | 5.3782e-05 | 8.788e-05 | 0.00027699 | 3.1599 | 3.4667 | 3.0192 | 4.7476 | 5.529 | 4.4187 | 3.9243e-05
6270 | 5.7644e-05 | 8.9114e-05 | 0.0041548 | 3.1765 | 3.4667 | 3.0192 | 4.7875 | 5.529 | 4.4187 | 1.0988e-05
6271 | 6.2456e-05 | 8.8935e-05 | 0.013018 | 3.2496 | 3.4667 | 3.0192 | 4.9665 | 5.529 | 4.4187 | 0.00047876
6272 | 2.9347e-05 | 7.9672e-05 | 0.025095 | 3.3671 | 3.4667 | 3.0192 | 5.265 | 5.529 | 4.4187 | 3.6103e-05
6273 | 2.1008e-05 | 7.7279e-05 | 0.029859 | 3.4354 | 3.4681 | 3.0192 | 5.4448 | 5.5329 | 4.4187 | 5.337e-05
6274 | 1.4249e-05 | 7.4549e-05 | 0.044872 | 3.5079 | 3.4667 | 3.0192 | 5.6413 | 5.529 | 4.4187 | 0.00014441
6275 | 1.7729e-05 | 7.6116e-05 | 0.039831 | 3.5284 | 3.4667 | 3.0192 | 5.6977 | 5.529 | 4.4187 | 7.2207e-05
6276 | 3.2447e-05 | 8.0508e-05 | 0.041216 | 3.573 | 3.4653 | 3.0192 | 5.8226 | 5.5252 | 4.4187 | 0.00015854
6277 | 2.4697e-05 | 7.6207e-05 | 0.037836 | 3.5988 | 3.4653 | 3.0192 | 5.8958 | 5.5252 | 4.4187 | 8.4765e-05
6278 | 2.3978e-05 | 7.7176e-05 | 0.028585 | 3.5927 | 3.4639 | 3.0192 | 5.8784 | 5.5214 | 4.4187 | 9.7322e-05
6279 | 2.21e-05 | 7.4526e-05 | 0.026812 | 3.5821 | 3.4639 | 3.0192 | 5.8482 | 5.5214 | 4.4187 | 6.9067e-05
6280 | 1.8091e-05 | 7.3067e-05 | 0.019721 | 3.5685 | 3.4639 | 3.0192 | 5.8099 | 5.5214 | 4.4187 | 0.00012715
6281 | 1.5913e-05 | 7.696e-05 | 0.0052628 | 3.4805 | 3.4639 | 3.0192 | 5.5665 | 5.5214 | 4.4187 | 8.7904e-05
6282 | 3.1016e-05 | 8.4312e-05 | 0.00022159 | 3.3995 | 3.4639 | 3.0192 | 5.3498 | 5.5214 | 4.4187 | 0.00024331
6283 | 3.2111e-05 | 9.015e-05 | 0 | 3.3472 | 3.4625 | 3.0192 | 5.2133 | 5.5175 | 4.4187 | 0.00020877
6284 | 4.2879e-05 | 8.7969e-05 | 0 | 3.3235 | 3.461 | 3.0192 | 5.1527 | 5.5137 | 4.4187 | 0.000259
6285 | 4.568e-05 | 8.5474e-05 | 0 | 3.2596 | 3.461 | 3.0192 | 4.9914 | 5.5137 | 4.4187 | 0.00016325
6286 | 3.868e-05 | 8.3822e-05 | 0 | 3.2273 | 3.461 | 3.0192 | 4.9114 | 5.5137 | 4.4187 | 9.4183e-06
6287 | 3.6495e-05 | 8.3287e-05 | 0 | 3.1873 | 3.4596 | 3.0192 | 4.8136 | 5.5099 | 4.4187 | 0
6288 | 3.971e-05 | 8.3908e-05 | 0 | 3.1969 | 3.4596 | 3.0192 | 4.8369 | 5.5099 | 4.4187 | 0
6289 | 4.0285e-05 | 8.3951e-05 | 0 | 3.1813 | 3.4596 | 3.0192 | 4.7991 | 5.5099 | 4.4187 | 1.7267e-05
6290 | 4.2147e-05 | 8.4481e-05 | 0 | 3.1765 | 3.4582 | 3.0192 | 4.7875 | 5.5061 | 4.4187 | 1.4127e-05
6291 | 4.4165e-05 | 8.4023e-05 | 0 | 3.1552 | 3.4582 | 3.0192 | 4.7363 | 5.5061 | 4.4187 | 2.8255e-05
6292 | 4.7195e-05 | 8.5838e-05 | 0 | 3.1493 | 3.4596 | 3.0192 | 4.7223 | 5.5099 | 4.4187 | 9.4183e-06
6293 | 4.796e-05 | 8.5547e-05 | 0.00016619 | 3.1423 | 3.4596 | 3.0192 | 4.7056 | 5.5099 | 4.4187 | 0
6294 | 6.5004e-05 | 9.1459e-05 | 0.0038224 | 3.1646 | 3.4596 | 3.0192 | 4.759 | 5.5099 | 4.4187 | 3.2964e-05
6295 | 4.8342e-05 | 8.5475e-05 | 0.012963 | 3.2224 | 3.4596 | 3.0192 | 4.8994 | 5.5099 | 4.4187 | 0.00060591
6296 | 3.1499e-05 | 8.0676e-05 | 0.019057 | 3.3144 | 3.4582 | 3.0192 | 5.1295 | 5.5061 | 4.4187 | 4.8661e-05
6297 | 1.8455e-05 | 7.6378e-05 | 0.02792 | 3.3846 | 3.4582 | 3.0192 | 5.3106 | 5.5061 | 4.4187 | 2.3546e-05
6298 | 1.4767e-05 | 7.422e-05 | 0.03623 | 3.4592 | 3.4582 | 3.0192 | 5.5088 | 5.5061 | 4.4187 | 4.8661e-05
6299 | 2.0302e-05 | 7.6299e-05 | 0.044706 | 3.5313 | 3.4568 | 3.0192 | 5.7059 | 5.5023 | 4.4187 | 8.3195e-05
6300 | 2.7462e-05 | 7.7872e-05 | 0.042767 | 3.5745 | 3.4568 | 3.0192 | 5.8268 | 5.5023 | 4.4187 | 0.00021191
6301 | 2.285e-05 | 7.6573e-05 | 0.03202 | 3.5328 | 3.4568 | 3.0192 | 5.71 | 5.5023 | 4.4187 | 5.1801e-05
6302 | 2.3864e-05 | 7.7575e-05 | 0.031521 | 3.555 | 3.4582 | 3.0192 | 5.772 | 5.5061 | 4.4187 | 7.3777e-05
6303 | 3.5359e-05 | 8.0341e-05 | 0.020331 | 3.567 | 3.4582 | 3.0192 | 5.8056 | 5.5061 | 4.4187 | 6.5928e-05
6304 | 2.193e-05 | 7.7225e-05 | 0.011633 | 3.5342 | 3.4582 | 3.0192 | 5.7141 | 5.5061 | 4.4187 | 2.6685e-05
6305 | 1.744e-05 | 7.9882e-05 | 0.0038778 | 3.4409 | 3.4554 | 3.0192 | 5.4597 | 5.4985 | 4.4187 | 3.6103e-05
6306 | 1.6833e-05 | 8.1363e-05 | 0.00022159 | 3.3792 | 3.454 | 3.0192 | 5.2965 | 5.4947 | 4.4187 | 0.00018052
6307 | 2.143e-05 | 8.6323e-05 | 0 | 3.3392 | 3.454 | 3.0192 | 5.193 | 5.4947 | 4.4187 | 0.00020406
6308 | 3.3911e-05 | 8.509e-05 | 0 | 3.3002 | 3.454 | 3.0192 | 5.0934 | 5.4947 | 4.4187 | 0.00036731
6309 | 4.3478e-05 | 8.6066e-05 | 0 | 3.2849 | 3.454 | 3.0192 | 5.0547 | 5.4947 | 4.4187 | 0.00027941
6310 | 3.6674e-05 | 8.3964e-05 | 0 | 3.2397 | 3.454 | 3.0192 | 4.9419 | 5.4947 | 4.4187 | 0
6311 | 3.6125e-05 | 8.3461e-05 | 0 | 3.1861 | 3.4526 | 3.0192 | 4.8107 | 5.4909 | 4.4187 | 1.2558e-05
6312 | 3.9613e-05 | 8.2812e-05 | 0 | 3.1694 | 3.4526 | 3.0192 | 4.7704 | 5.4909 | 4.4187 | 5.0231e-05
6313 | 4.0551e-05 | 8.3862e-05 | 0 | 3.1646 | 3.4526 | 3.0192 | 4.759 | 5.4909 | 4.4187 | 1.5697e-05
6314 | 4.3043e-05 | 8.349e-05 | 0 | 3.1493 | 3.4526 | 3.0192 | 4.7223 | 5.4909 | 4.4187 | 1.0988e-05
6315 | 4.6237e-05 | 8.5847e-05 | 0 | 3.1412 | 3.4526 | 3.0192 | 4.7028 | 5.4909 | 4.4187 | 2.8255e-05
6316 | 5.09e-05 | 8.7194e-05 | 0 | 3.1377 | 3.4512 | 3.0192 | 4.6945 | 5.4871 | 4.4187 | 5.8079e-05
6317 | 6.7584e-05 | 9.1485e-05 | 0.00016619 | 3.1307 | 3.4526 | 3.0192 | 4.678 | 5.4909 | 4.4187 | 1.2558e-05
6318 | 7.0453e-05 | 9.3073e-05 | 0.0042656 | 3.1423 | 3.4512 | 3.0192 | 4.7056 | 5.4871 | 4.4187 | 2.0406e-05
6319 | 5.1687e-05 | 8.6346e-05 | 0.01324 | 3.2409 | 3.4498 | 3.0192 | 4.9449 | 5.4833 | 4.4187 | 0.00066713
6320 | 3.1735e-05 | 8.049e-05 | 0.026092 | 3.3327 | 3.4498 | 3.0192 | 5.1761 | 5.4833 | 4.4187 | 0.00059335
6321 | 3.3356e-05 | 8.0985e-05 | 0.040883 | 3.4578 | 3.4498 | 3.0192 | 5.5049 | 5.4833 | 4.4187 | 2.8255e-05
6322 | 1.8414e-05 | 7.6199e-05 | 0.043653 | 3.5313 | 3.4483 | 3.0192 | 5.7059 | 5.4795 | 4.4187 | 3.9243e-05
6323 | 2.1429e-05 | 7.735e-05 | 0.050799 | 3.6095 | 3.4483 | 3.0192 | 5.9265 | 5.4795 | 4.4187 | 8.6334e-05
6324 | 2.3423e-05 | 7.7897e-05 | 0.050024 | 3.661 | 3.4483 | 3.0192 | 6.0755 | 5.4795 | 4.4187 | 0.00014127
6325 | 2.7672e-05 | 7.8341e-05 | 0.047476 | 3.7042 | 3.4483 | 3.0192 | 6.2032 | 5.4795 | 4.4187 | 8.0056e-05
6326 | 2.4834e-05 | 7.649e-05 | 0.039554 | 3.7188 | 3.4483 | 3.0192 | 6.2469 | 5.4795 | 4.4187 | 8.3195e-05
6327 | 2.9123e-05 | 7.7291e-05 | 0.030358 | 3.7107 | 3.4483 | 3.0192 | 6.2225 | 5.4795 | 4.4187 | 0.00020249
6328 | 1.561e-05 | 7.3495e-05 | 0.016121 | 3.6769 | 3.4469 | 3.0192 | 6.1222 | 5.4758 | 4.4187 | 0.00020563
6329 | 1.0688e-05 | 7.6212e-05 | 0.0041548 | 3.5313 | 3.4455 | 3.0192 | 5.7059 | 5.472 | 4.4187 | 4.3952e-05
6330 | 1.1433e-05 | 7.8436e-05 | 0.00016619 | 3.4105 | 3.4455 | 3.0192 | 5.3787 | 5.472 | 4.4187 | 2.6685e-05
6331 | 1.9752e-05 | 8.6456e-05 | 0 | 3.3379 | 3.4441 | 3.0192 | 5.1896 | 5.4682 | 4.4187 | 0
6332 | 2.7916e-05 | 8.3169e-05 | 0 | 3.2521 | 3.4441 | 3.0192 | 4.9727 | 5.4682 | 4.4187 | 0.00010674
6333 | 3.1834e-05 | 8.231e-05 | 0 | 3.2114 | 3.4441 | 3.0192 | 4.8724 | 5.4682 | 4.4187 | 0.00015854
6334 | 2.8365e-05 | 8.0902e-05 | 0 | 3.1837 | 3.4441 | 3.0192 | 4.8049 | 5.4682 | 4.4187 | 0.00014598
6335 | 2.8507e-05 | 8.1074e-05 | 0 | 3.1273 | 3.4441 | 3.0192 | 4.6698 | 5.4682 | 4.4187 | 2.3546e-05
6336 | 3.2943e-05 | 8.2194e-05 | 0 | 3.0975 | 3.4441 | 3.0192 | 4.5997 | 5.4682 | 4.4187 | 1.7267e-05
6337 | 3.3819e-05 | 8.2096e-05 | 0 | 3.093 | 3.4413 | 3.0192 | 4.5891 | 5.4607 | 4.4187 | 1.5697e-05
6338 | 3.7198e-05 | 8.2705e-05 | 0 | 3.0639 | 3.4413 | 3.0192 | 4.5214 | 5.4607 | 4.4187 | 0
6339 | 3.964e-05 | 8.3618e-05 | 5.5397e-05 | 3.0452 | 3.4413 | 3.0192 | 4.4783 | 5.4607 | 4.4187 | 0
6340 | 4.3047e-05 | 8.4612e-05 | 5.5397e-05 | 3.0408 | 3.4427 | 3.0192 | 4.4682 | 5.4645 | 4.4187 | 3.7673e-05
6341 | 5.8292e-05 | 8.8745e-05 | 0.00022159 | 3.0452 | 3.4427 | 3.0192 | 4.4783 | 5.4645 | 4.4187 | 0
6342 | 5.1263e-05 | 8.6454e-05 | 0.0042102 | 3.0562 | 3.4427 | 3.0192 | 4.5036 | 5.4645 | 4.4187 | 2.5115e-05
6343 | 4.5594e-05 | 8.4219e-05 | 0.016065 | 3.1825 | 3.4427 | 3.0192 | 4.802 | 5.4645 | 4.4187 | 0.00063887
6344 | 4.8949e-05 | 8.553e-05 | 0.028585 | 3.3392 | 3.4427 | 3.0192 | 5.193 | 5.4645 | 4.4187 | 0.00053841
6345 | 2.7664e-05 | 7.9669e-05 | 0.036618 | 3.4978 | 3.4427 | 3.0192 | 5.6135 | 5.4645 | 4.4187 | 5.8079e-05
6346 | 1.2675e-05 | 7.4918e-05 | 0.046423 | 3.625 | 3.4427 | 3.0192 | 5.9709 | 5.4645 | 4.4187 | 8.0056e-05
6347 | 2.4776e-05 | 7.8466e-05 | 0.050578 | 3.7221 | 3.4427 | 3.0192 | 6.2567 | 5.4645 | 4.4187 | 0.00010674
6348 | 2.5023e-05 | 7.8068e-05 | 0.045537 | 3.7819 | 3.4413 | 3.0192 | 6.4386 | 5.4607 | 4.4187 | 0.00011459
6349 | 3.466e-05 | 8.1461e-05 | 0.04526 | 3.8177 | 3.4413 | 3.0192 | 6.5497 | 5.4607 | 4.4187 | 6.9067e-05
6350 | 2.0021e-05 | 7.7733e-05 | 0.034679 | 3.816 | 3.4413 | 3.0192 | 6.5444 | 5.4607 | 4.4187 | 3.4534e-05
6351 | 1.9397e-05 | 7.2852e-05 | 0.019998 | 3.7887 | 3.4413 | 3.0192 | 6.4595 | 5.4607 | 4.4187 | 0.0002386
6352 | 1.3008e-05 | 7.1315e-05 | 0.013683 | 3.7303 | 3.4399 | 3.0192 | 6.2814 | 5.457 | 4.4187 | 0.00019464
6353 | 1.2492e-05 | 7.6053e-05 | 0.0040994 | 3.5851 | 3.4399 | 3.0192 | 5.8568 | 5.457 | 4.4187 | 6.7498e-05
6354 | 2.3144e-05 | 8.1678e-05 | 0.00011079 | 3.4465 | 3.4399 | 3.0192 | 5.4747 | 5.457 | 4.4187 | 5.1801e-05
6355 | 1.958e-05 | 8.7035e-05 | 0 | 3.3698 | 3.4399 | 3.0192 | 5.272 | 5.457 | 4.4187 | 4.3952e-05
6356 | 2.9555e-05 | 8.3552e-05 | 0 | 3.308 | 3.4357 | 3.0192 | 5.113 | 5.4458 | 4.4187 | 0.00011302
6357 | 3.2719e-05 | 8.1956e-05 | 0 | 3.2734 | 3.4357 | 3.0192 | 5.026 | 5.4458 | 4.4187 | 0.00022133
6358 | 2.8755e-05 | 8.0762e-05 | 0 | 3.2041 | 3.4357 | 3.0192 | 4.8546 | 5.4458 | 4.4187 | 0.00014755
6359 | 2.673e-05 | 8.008e-05 | 0 | 3.1706 | 3.4357 | 3.0192 | 4.7732 | 5.4458 | 4.4187 | 0
6360 | 3.0992e-05 | 8.1545e-05 | 0 | 3.1646 | 3.4357 | 3.0192 | 4.759 | 5.4458 | 4.4187 | 0
6361 | 3.2917e-05 | 8.1807e-05 | 0 | 3.1307 | 3.4357 | 3.0192 | 4.678 | 5.4458 | 4.4187 | 1.4127e-05
6362 | 3.5374e-05 | 8.2348e-05 | 0 | 3.0987 | 3.4343 | 3.0192 | 4.6024 | 5.4421 | 4.4187 | 1.2558e-05
6363 | 3.826e-05 | 8.365e-05 | 0 | 3.0695 | 3.4343 | 3.0192 | 4.5343 | 5.4421 | 4.4187 | 2.8255e-05
6364 | 3.9646e-05 | 8.3952e-05 | 0 | 3.0441 | 3.4343 | 3.0192 | 4.4757 | 5.4421 | 4.4187 | 4.2382e-05
6365 | 4.1186e-05 | 8.4516e-05 | 0.00011079 | 3.0332 | 3.4357 | 3.0192 | 4.4508 | 5.4458 | 4.4187 | 0
6366 | 4.9802e-05 | 8.7071e-05 | 0.0040994 | 3.0573 | 3.4357 | 3.0192 | 4.5061 | 5.4458 | 4.4187 | 9.4183e-06
6367 | 4.0377e-05 | 8.3356e-05 | 0.015788 | 3.2102 | 3.4385 | 3.0192 | 4.8694 | 5.4533 | 4.4187 | 0.00060591
6368 | 3.6637e-05 | 8.2694e-05 | 0.027976 | 3.3551 | 3.4385 | 3.0192 | 5.2339 | 5.4533 | 4.4187 | 5.337e-05
6369 | 2.2284e-05 | 7.7801e-05 | 0.039498 | 3.5123 | 3.4385 | 3.0192 | 5.6533 | 5.4533 | 4.4187 | 7.3777e-05
6370 | 1.9296e-05 | 7.5351e-05 | 0.047199 | 3.5866 | 3.4371 | 3.0192 | 5.8611 | 5.4495 | 4.4187 | 8.0056e-05
6371 | 2.2195e-05 | 7.5912e-05 | 0.05163 | 3.6865 | 3.4371 | 3.0192 | 6.1505 | 5.4495 | 4.4187 | 5.337e-05
6372 | 2.1244e-05 | 7.6623e-05 | 0.052905 | 3.7634 | 3.4371 | 3.0192 | 6.3819 | 5.4495 | 4.4187 | 0.00011773
6373 | 2.0319e-05 | 7.6349e-05 | 0.047199 | 3.7735 | 3.4357 | 3.0192 | 6.4127 | 5.4458 | 4.4187 | 4.8661e-05
6374 | 1.7015e-05 | 7.5203e-05 | 0.040385 | 3.7989 | 3.4357 | 3.0192 | 6.4911 | 5.4458 | 4.4187 | 4.5522e-05
6375 | 1.6597e-05 | 7.3753e-05 | 0.026591 | 3.7618 | 3.4343 | 3.0192 | 6.3768 | 5.4421 | 4.4187 | 9.7322e-05
6376 | 1.9865e-05 | 7.5329e-05 | 0.013462 | 3.7139 | 3.4343 | 3.0192 | 6.2323 | 5.4421 | 4.4187 | 5.9649e-05
6377 | 3.2913e-05 | 8.3701e-05 | 0.004044 | 3.6018 | 3.4343 | 3.0192 | 5.9045 | 5.4421 | 4.4187 | 7.0637e-05
6378 | 2.1504e-05 | 8.212e-05 | 5.5397e-05 | 3.4146 | 3.4343 | 3.0192 | 5.3896 | 5.4421 | 4.4187 | 0.00023389
6379 | 2.4872e-05 | 8.7958e-05 | 0 | 3.3725 | 3.4343 | 3.0192 | 5.2789 | 5.4421 | 4.4187 | 0.00032022
6380 | 5.5172e-05 | 9.192e-05 | 0 | 3.2772 | 3.4343 | 3.0192 | 5.0355 | 5.4421 | 4.4187 | 0.00021505
6381 | 4.2892e-05 | 8.7088e-05 | 0 | 3.2224 | 3.4343 | 3.0192 | 4.8994 | 5.4421 | 4.4187 | 0.00030609
6382 | 4.0129e-05 | 8.4948e-05 | 0 | 3.1981 | 3.4343 | 3.0192 | 4.8399 | 5.4421 | 4.4187 | 2.3546e-05
6383 | 4.0951e-05 | 8.5107e-05 | 0 | 3.1365 | 3.433 | 3.0192 | 4.6917 | 5.4384 | 4.4187 | 2.8255e-05
6384 | 4.383e-05 | 8.5966e-05 | 5.5397e-05 | 3.1261 | 3.433 | 3.0192 | 4.667 | 5.4384 | 4.4187 | 1.4127e-05
6385 | 4.3688e-05 | 8.5892e-05 | 5.5397e-05 | 3.1055 | 3.433 | 3.0192 | 4.6184 | 5.4384 | 4.4187 | 1.4127e-05
6386 | 4.4878e-05 | 8.5911e-05 | 0 | 3.0851 | 3.433 | 3.0192 | 4.5707 | 5.4384 | 4.4187 | 2.6685e-05
6387 | 4.6597e-05 | 8.6174e-05 | 0 | 3.0851 | 3.433 | 3.0192 | 4.5707 | 5.4384 | 4.4187 | 0
6388 | 4.8043e-05 | 8.6558e-05 | 0 | 3.093 | 3.433 | 3.0192 | 4.5891 | 5.4384 | 4.4187 | 1.7267e-05
6389 | 5.1723e-05 | 8.7534e-05 | 0 | 3.0751 | 3.433 | 3.0192 | 4.5472 | 5.4384 | 4.4187 | 0
6390 | 6.7482e-05 | 9.2234e-05 | 0.0034346 | 3.1158 | 3.433 | 3.0192 | 4.6426 | 5.4384 | 4.4187 | 0
6391 | 5.2457e-05 | 8.6897e-05 | 0.011135 | 3.22 | 3.433 | 3.0192 | 4.8933 | 5.4384 | 4.4187 | 0.00060591
6392 | 2.8815e-05 | 7.9609e-05 | 0.023101 | 3.3485 | 3.433 | 3.0192 | 5.2168 | 5.4384 | 4.4187 | 0.000135
6393 | 2.5342e-05 | 7.7888e-05 | 0.028696 | 3.4451 | 3.433 | 3.0192 | 5.4709 | 5.4384 | 4.4187 | 4.2382e-05
6394 | 1.6787e-05 | 7.0342e-05 | 0.033626 | 3.5166 | 3.433 | 3.0192 | 5.6653 | 5.4384 | 4.4187 | 4.2382e-05
6395 | 2.0901e-05 | 7.4989e-05 | 0.040052 | 3.6203 | 3.433 | 3.0192 | 5.9575 | 5.4384 | 4.4187 | 5.494e-05
6396 | 2.5703e-05 | 8.1784e-05 | 0.031521 | 3.6562 | 3.4343 | 3.0192 | 6.0617 | 5.4421 | 4.4187 | 0.00018052
6397 | 3.0454e-05 | 8.2903e-05 | 0.03141 | 3.6547 | 3.4343 | 3.0192 | 6.0571 | 5.4421 | 4.4187 | 8.7904e-05
6398 | 3.1158e-05 | 8.3893e-05 | 0.023544 | 3.661 | 3.4343 | 3.0192 | 6.0755 | 5.4421 | 4.4187 | 8.1625e-05
6399 | 2.5786e-05 | 8.0615e-05 | 0.01601 | 3.6547 | 3.433 | 3.0192 | 6.0571 | 5.4384 | 4.4187 | 2.3546e-05
6400 | 3.7302e-05 | 8.3733e-05 | 0.0081434 | 3.5896 | 3.4316 | 3.0192 | 5.8697 | 5.4346 | 4.4187 | 0.00011145
6401 | 3.7673e-05 | 8.7171e-05 | 0.0027145 | 3.4891 | 3.4302 | 3.0192 | 5.5899 | 5.4309 | 4.4187 | 6.9067e-05
6402 | 2.3086e-05 | 8.429e-05 | 0 | 3.3752 | 3.4302 | 3.0192 | 5.2859 | 5.4309 | 4.4187 | 0.00021348
6403 | 2.9857e-05 | 8.5786e-05 | 0 | 3.3485 | 3.4288 | 3.0192 | 5.2168 | 5.4272 | 4.4187 | 0.00026685
6404 | 4.2461e-05 | 9.145e-05 | 0 | 3.3458 | 3.4288 | 3.0192 | 5.2099 | 5.4272 | 4.4187 | 0.00030296
6405 | 4.7007e-05 | 8.8326e-05 | 0 | 3.3485 | 3.4288 | 3.0192 | 5.2168 | 5.4272 | 4.4187 | 0.00022761
6406 | 3.9504e-05 | 8.5561e-05 | 0 | 3.3327 | 3.4288 | 3.0192 | 5.1761 | 5.4272 | 4.4187 | 1.4127e-05
6407 | 3.6639e-05 | 8.7071e-05 | 0 | 3.2836 | 3.4288 | 3.0192 | 5.0515 | 5.4272 | 4.4187 | 0
6408 | 3.9924e-05 | 8.6573e-05 | 0 | 3.2434 | 3.4288 | 3.0192 | 4.9511 | 5.4272 | 4.4187 | 0
6409 | 3.9785e-05 | 8.6185e-05 | 0 | 3.2322 | 3.4288 | 3.0192 | 4.9236 | 5.4272 | 4.4187 | 2.5115e-05
6410 | 4.0848e-05 | 8.4439e-05 | 0 | 3.2053 | 3.4274 | 3.0192 | 4.8576 | 5.4235 | 4.4187 | 1.0988e-05
6411 | 4.3167e-05 | 8.5728e-05 | 0 | 3.1837 | 3.4274 | 3.0192 | 4.8049 | 5.4235 | 4.4187 | 2.3546e-05
6412 | 4.772e-05 | 8.7029e-05 | 0 | 3.2053 | 3.4288 | 3.0192 | 4.8576 | 5.4272 | 4.4187 | 0
6413 | 5.5224e-05 | 8.7016e-05 | 0 | 3.1969 | 3.4288 | 3.0192 | 4.8369 | 5.4272 | 4.4187 | 0
6414 | 6.3714e-05 | 8.9632e-05 | 0.0028253 | 3.2151 | 3.4288 | 3.0192 | 4.8814 | 5.4272 | 4.4187 | 0
6415 | 6.2088e-05 | 9.0123e-05 | 0.0080326 | 3.2671 | 3.4288 | 3.0192 | 5.0102 | 5.4272 | 4.4187 | 0.00067027
6416 | 4.8253e-05 | 8.6145e-05 | 0.017062 | 3.3196 | 3.4288 | 3.0192 | 5.1427 | 5.4272 | 4.4187 | 6.9067e-05
6417 | 4.2013e-05 | 8.3283e-05 | 0.025317 | 3.3671 | 3.4288 | 3.0192 | 5.265 | 5.4272 | 4.4187 | 3.9243e-05
6418 | 2.8613e-05 | 7.7176e-05 | 0.024264 | 3.4009 | 3.4288 | 3.0192 | 5.3534 | 5.4272 | 4.4187 | 4.3952e-05
6419 | 3.7247e-05 | 8.1246e-05 | 0.026812 | 3.434 | 3.4274 | 3.0192 | 5.4411 | 5.4235 | 4.4187 | 4.3952e-05
6420 | 3.5116e-05 | 8.2108e-05 | 0.023101 | 3.434 | 3.426 | 3.0192 | 5.4411 | 5.4198 | 4.4187 | 0.00013343
6421 | 3.6848e-05 | 8.3387e-05 | 0.025815 | 3.4705 | 3.426 | 3.0192 | 5.5394 | 5.4198 | 4.4187 | 8.7904e-05
6422 | 5.1427e-05 | 8.8543e-05 | 0.021716 | 3.4848 | 3.426 | 3.0192 | 5.5781 | 5.4198 | 4.4187 | 5.8079e-05
6423 | 4.0562e-05 | 8.3497e-05 | 0.017173 | 3.4934 | 3.426 | 3.0192 | 5.6017 | 5.4198 | 4.4187 | 0.00014127
6424 | 2.6593e-05 | 7.9139e-05 | 0.0085866 | 3.4891 | 3.426 | 3.0192 | 5.5899 | 5.4198 | 4.4187 | 0.0001036
6425 | 2.7496e-05 | 8.3047e-05 | 0.0021051 | 3.4479 | 3.4246 | 3.0192 | 5.4785 | 5.4161 | 4.4187 | 6.4358e-05
6426 | 3.1583e-05 | 8.5989e-05 | 0 | 3.4229 | 3.4232 | 3.0192 | 5.4115 | 5.4125 | 4.4187 | 0.00026528
6427 | 4.1544e-05 | 9.1642e-05 | 0 | 3.3792 | 3.4232 | 3.0192 | 5.2965 | 5.4125 | 4.4187 | 0.00020563
6428 | 5.9559e-05 | 9.3257e-05 | 0 | 3.3379 | 3.4232 | 3.0192 | 5.1896 | 5.4125 | 4.4187 | 0.00024958
6429 | 7.2565e-05 | 9.6309e-05 | 0 | 3.3157 | 3.4232 | 3.0192 | 5.1328 | 5.4125 | 4.4187 | 0.00021976
6430 | 7.2235e-05 | 9.5186e-05 | 0 | 3.3092 | 3.4232 | 3.0192 | 5.1163 | 5.4125 | 4.4187 | 0
6431 | 7.654e-05 | 9.6123e-05 | 0 | 3.3015 | 3.4205 | 3.0192 | 5.0967 | 5.4051 | 4.4187 | 1.5697e-05
6432 | 0.00019339 | 0.00012786 | 0 | 3.2861 | 3.4205 | 3.0192 | 5.0579 | 5.4051 | 4.4187 | 0
6433 | 0.0001963 | 0.00013185 | 0 | 3.2849 | 3.4205 | 3.0192 | 5.0547 | 5.4051 | 4.4187 | 2.8255e-05
6434 | 0.00020285 | 0.00013326 | 0 | 3.2583 | 3.4218 | 3.0192 | 4.9883 | 5.4088 | 4.4187 | 0
6435 | 0.00020808 | 0.00013512 | 0 | 3.2546 | 3.4218 | 3.0192 | 4.9789 | 5.4088 | 4.4187 | 2.5115e-05
6436 | 0.00021051 | 0.00013557 | 0 | 3.2421 | 3.4218 | 3.0192 | 4.948 | 5.4088 | 4.4187 | 0
6437 | 0.00019929 | 0.00013203 | 0 | 3.2508 | 3.4218 | 3.0192 | 4.9696 | 5.4088 | 4.4187 | 1.4127e-05
6438 | 0.00018745 | 0.00012843 | 0.0023267 | 3.2621 | 3.4218 | 3.0192 | 4.9976 | 5.4088 | 4.4187 | 0
6439 | 0.00016187 | 0.00011892 | 0.0064815 | 3.2811 | 3.4218 | 3.0192 | 5.0451 | 5.4088 | 4.4187 | 0.00064515
6440 | 0.00010046 | 0.00010058 | 0.015068 | 3.334 | 3.4218 | 3.0192 | 5.1795 | 5.4088 | 4.4187 | 7.3777e-05
6441 | 7.7842e-05 | 9.4782e-05 | 0.019555 | 3.3765 | 3.4218 | 3.0192 | 5.2894 | 5.4088 | 4.4187 | 7.3777e-05
6442 | 6.2836e-05 | 9.0066e-05 | 0.020719 | 3.4132 | 3.4218 | 3.0192 | 5.3859 | 5.4088 | 4.4187 | 7.3777e-05
6443 | 6.4391e-05 | 9.1199e-05 | 0.022935 | 3.4437 | 3.4205 | 3.0192 | 5.4672 | 5.4051 | 4.4187 | 9.7322e-05
6444 | 9.7188e-05 | 0.00010119 | 0.026314 | 3.4791 | 3.4205 | 3.0192 | 5.5626 | 5.4051 | 4.4187 | 0.0001711
6445 | 7.02e-05 | 9.2628e-05 | 0.026923 | 3.4963 | 3.4205 | 3.0192 | 5.6095 | 5.4051 | 4.4187 | 4.2382e-05
6446 | 6.6635e-05 | 9.3265e-05 | 0.025372 | 3.5269 | 3.4191 | 3.0192 | 5.6937 | 5.4014 | 4.4187 | 0.00010674
6447 | 5.8963e-05 | 8.9538e-05 | 0.018281 | 3.4791 | 3.4191 | 3.0192 | 5.5626 | 5.4014 | 4.4187 | 5.0231e-05
6448 | 5.5881e-05 | 8.8533e-05 | 0.010913 | 3.462 | 3.4191 | 3.0192 | 5.5164 | 5.4014 | 4.4187 | 7.0637e-05
6449 | 5.3436e-05 | 9.1618e-05 | 0.0038224 | 3.3778 | 3.4191 | 3.0192 | 5.293 | 5.4014 | 4.4187 | 7.5346e-05
6450 | 5.2477e-05 | 9.3117e-05 | 0 | 3.2709 | 3.4177 | 3.0192 | 5.0197 | 5.3978 | 4.4187 | 0.00031865
6451 | 7.3456e-05 | 0.00010004 | 0 | 3.1933 | 3.4177 | 3.0192 | 4.8281 | 5.3978 | 4.4187 | 0.00020249
6452 | 9.291e-05 | 0.00010761 | 0 | 3.1458 | 3.4177 | 3.0192 | 4.7139 | 5.3978 | 4.4187 | 0.00034691
6453 | 0.00010054 | 0.00010469 | 0 | 3.1284 | 3.4177 | 3.0192 | 4.6725 | 5.3978 | 4.4187 | 0.00032022
6454 | 0.00011026 | 0.00010633 | 0 | 3.0998 | 3.4177 | 3.0192 | 4.605 | 5.3978 | 4.4187 | 0
6455 | 0.00012154 | 0.00010979 | 0 | 3.1135 | 3.4177 | 3.0192 | 4.6372 | 5.3978 | 4.4187 | 1.5697e-05
6456 | 0.00013661 | 0.00011456 | 0 | 3.1066 | 3.4177 | 3.0192 | 4.621 | 5.3978 | 4.4187 | 1.2558e-05
6457 | 0.00014671 | 0.00011741 | 0 | 3.1215 | 3.4177 | 3.0192 | 4.6561 | 5.3978 | 4.4187 | 0
6458 | 0.00015725 | 0.00012067 | 0 | 3.1192 | 3.4177 | 3.0192 | 4.6507 | 5.3978 | 4.4187 | 1.2558e-05
6459 | 0.00015547 | 0.00011974 | 0 | 3.1043 | 3.4177 | 3.0192 | 4.6157 | 5.3978 | 4.4187 | 1.0988e-05
6460 | 0.0001701 | 0.00012425 | 0 | 3.1203 | 3.4177 | 3.0192 | 4.6534 | 5.3978 | 4.4187 | 2.5115e-05
6461 | 0.00018388 | 0.00012603 | 0 | 3.1388 | 3.4191 | 3.0192 | 4.6973 | 5.4014 | 4.4187 | 1.4127e-05
6462 | 0.00019534 | 0.00013098 | 0.0022159 | 3.154 | 3.4177 | 3.0192 | 4.7335 | 5.3978 | 4.4187 | 9.4183e-06
6463 | 0.00015293 | 0.0001175 | 0.0096392 | 3.209 | 3.4163 | 3.0192 | 4.8665 | 5.3941 | 4.4187 | 0.00051644
6464 | 0.0001033 | 0.00010211 | 0.016176 | 3.29 | 3.4136 | 3.0192 | 5.0675 | 5.3868 | 4.4187 | 7.0637e-05
6465 | 9.412e-05 | 0.00010019 | 0.022491 | 3.3631 | 3.4136 | 3.0192 | 5.2546 | 5.3868 | 4.4187 | 1.0988e-05
6466 | 6.2648e-05 | 8.5395e-05 | 0.029582 | 3.4536 | 3.4136 | 3.0192 | 5.4936 | 5.3868 | 4.4187 | 5.651e-05
6467 | 5.7352e-05 | 8.8767e-05 | 0.030524 | 3.5254 | 3.4136 | 3.0192 | 5.6896 | 5.3868 | 4.4187 | 5.9649e-05
6468 | 6.1691e-05 | 9.4373e-05 | 0.033571 | 3.5401 | 3.4136 | 3.0192 | 5.7305 | 5.3868 | 4.4187 | 0.00018366
6469 | 6.5902e-05 | 9.4043e-05 | 0.028086 | 3.573 | 3.4136 | 3.0192 | 5.8226 | 5.3868 | 4.4187 | 7.3777e-05
6470 | 5.7844e-05 | 9.2071e-05 | 0.021217 | 3.5745 | 3.4136 | 3.0192 | 5.8268 | 5.3868 | 4.4187 | 5.494e-05
6471 | 4.975e-05 | 8.8043e-05 | 0.01396 | 3.561 | 3.4136 | 3.0192 | 5.7888 | 5.3868 | 4.4187 | 2.0406e-05
6472 | 6.3796e-05 | 9.1892e-05 | 0.0068139 | 3.5137 | 3.4136 | 3.0192 | 5.6573 | 5.3868 | 4.4187 | 5.651e-05
6473 | 5.2289e-05 | 9.1785e-05 | 0.0012741 | 3.4508 | 3.4136 | 3.0192 | 5.486 | 5.3868 | 4.4187 | 2.0406e-05
6474 | 5.6875e-05 | 9.4667e-05 | 0 | 3.3873 | 3.4122 | 3.0192 | 5.3177 | 5.3832 | 4.4187 | 0.00026057
6475 | 6.643e-05 | 9.7548e-05 | 0 | 3.3618 | 3.4094 | 3.0192 | 5.2511 | 5.3759 | 4.4187 | 0.00018523
6476 | 8.7139e-05 | 0.00010489 | 0 | 3.3792 | 3.4094 | 3.0192 | 5.2965 | 5.3759 | 4.4187 | 0.00018209
6477 | 9.9232e-05 | 0.00010279 | 0 | 3.3765 | 3.4094 | 3.0192 | 5.2894 | 5.3759 | 4.4187 | 0.00019621
6478 | 9.0593e-05 | 0.00010146 | 0 | 3.3832 | 3.4094 | 3.0192 | 5.3071 | 5.3759 | 4.4187 | 3.1394e-05
6479 | 9.6398e-05 | 0.00010674 | 0 | 3.3472 | 3.4094 | 3.0192 | 5.2133 | 5.3759 | 4.4187 | 1.5697e-05
6480 | 0.00010861 | 0.00010734 | 0 | 3.3028 | 3.4094 | 3.0192 | 5.0999 | 5.3759 | 4.4187 | 0
6481 | 0.0001068 | 0.00010569 | 0 | 3.2798 | 3.4094 | 3.0192 | 5.0419 | 5.3759 | 4.4187 | 2.9825e-05
6482 | 0.00011249 | 0.00010774 | 0 | 3.2634 | 3.4094 | 3.0192 | 5.0008 | 5.3759 | 4.4187 | 2.8255e-05
6483 | 0.00013058 | 0.00011278 | 0 | 3.2446 | 3.4081 | 3.0192 | 4.9542 | 5.3723 | 4.4187 | 3.9243e-05
6484 | 0.00015744 | 0.0001197 | 0 | 3.2372 | 3.4081 | 3.0192 | 4.9358 | 5.3723 | 4.4187 | 2.3546e-05
6485 | 0.00015907 | 0.0001212 | 0 | 3.2273 | 3.4081 | 3.0192 | 4.9114 | 5.3723 | 4.4187 | 2.5115e-05
6486 | 0.00016768 | 0.00012369 | 0.0019943 | 3.2397 | 3.4081 | 3.0192 | 4.9419 | 5.3723 | 4.4187 | 2.3546e-05
6487 | 0.00012323 | 0.00010919 | 0.0074787 | 3.2722 | 3.4081 | 3.0192 | 5.0228 | 5.3723 | 4.4187 | 0.00045836
6488 | 0.00010983 | 0.00010532 | 0.015899 | 3.3235 | 3.4081 | 3.0192 | 5.1527 | 5.3723 | 4.4187 | 0.00055097
6489 | 8.8703e-05 | 9.9897e-05 | 0.019389 | 3.3671 | 3.4081 | 3.0192 | 5.265 | 5.3723 | 4.4187 | 4.7091e-05
6490 | 7.1395e-05 | 9.4648e-05 | 0.025649 | 3.4187 | 3.4067 | 3.0192 | 5.4005 | 5.3687 | 4.4187 | 5.0231e-05
6491 | 7.0208e-05 | 9.442e-05 | 0.024486 | 3.4396 | 3.4067 | 3.0192 | 5.456 | 5.3687 | 4.4187 | 9.2613e-05
6492 | 7.0658e-05 | 9.4703e-05 | 0.031355 | 3.4934 | 3.4053 | 3.0192 | 5.6017 | 5.365 | 4.4187 | 5.9649e-05
6493 | 6.9153e-05 | 9.4332e-05 | 0.024596 | 3.492 | 3.4053 | 3.0192 | 5.5977 | 5.365 | 4.4187 | 3.6103e-05
6494 | 7.3727e-05 | 9.5359e-05 | 0.016231 | 3.5079 | 3.4067 | 3.0192 | 5.6413 | 5.3687 | 4.4187 | 0.00010517
6495 | 5.7698e-05 | 8.8704e-05 | 0.0087528 | 3.4677 | 3.4067 | 3.0192 | 5.5317 | 5.3687 | 4.4187 | 0.00019308
6496 | 5.204e-05 | 8.3138e-05 | 0.0059829 | 3.4354 | 3.4053 | 3.0192 | 5.4448 | 5.365 | 4.4187 | 0.00026999
6497 | 5.1345e-05 | 8.7767e-05 | 0.0011633 | 3.3671 | 3.4053 | 3.0192 | 5.265 | 5.365 | 4.4187 | 6.2789e-05
6498 | 5.1286e-05 | 9.0485e-05 | 0 | 3.3041 | 3.4053 | 3.0192 | 5.1032 | 5.365 | 4.4187 | 7.0637e-05
6499 | 8.6404e-05 | 0.00010642 | 0 | 3.2887 | 3.4053 | 3.0192 | 5.0643 | 5.365 | 4.4187 | 4.2382e-05
6500 | 0.00013216 | 0.00011489 | 0 | 3.2697 | 3.4053 | 3.0192 | 5.0165 | 5.365 | 4.4187 | 0.00025743
6501 | 0.00013965 | 0.00011547 | 0 | 3.2785 | 3.4039 | 3.0192 | 5.0387 | 5.3614 | 4.4187 | 0.00019151
6502 | 0.00015635 | 0.00012014 | 0 | 3.231 | 3.4039 | 3.0192 | 4.9205 | 5.3614 | 4.4187 | 0.00010046
6503 | 0.00015984 | 0.00012055 | 0 | 3.2114 | 3.4026 | 3.0192 | 4.8724 | 5.3578 | 4.4187 | 2.5115e-05
6504 | 0.00016755 | 0.00012336 | 0 | 3.1981 | 3.4026 | 3.0192 | 4.8399 | 5.3578 | 4.4187 | 1.8837e-05
6505 | 0.00017906 | 0.00012624 | 0 | 3.1789 | 3.4026 | 3.0192 | 4.7933 | 5.3578 | 4.4187 | 2.6685e-05
6506 | 0.00020128 | 0.00013157 | 0 | 3.1576 | 3.4039 | 3.0192 | 4.742 | 5.3614 | 4.4187 | 5.1801e-05
6507 | 0.0002089 | 0.00013524 | 0 | 3.1319 | 3.4039 | 3.0192 | 4.6807 | 5.3614 | 4.4187 | 6.2789e-05
6508 | 0.00021657 | 0.00013319 | 0 | 3.0953 | 3.4026 | 3.0192 | 4.5944 | 5.3578 | 4.4187 | 5.337e-05
6509 | 0.00022323 | 0.00013914 | 0 | 3.0998 | 3.4026 | 3.0192 | 4.605 | 5.3578 | 4.4187 | 0
6510 | 0.00024615 | 0.00014649 | 0.0018281 | 3.1043 | 3.4012 | 3.0192 | 4.6157 | 5.3542 | 4.4187 | 1.5697e-05
6511 | 0.00021731 | 0.00013671 | 0.0072017 | 3.1377 | 3.4012 | 3.0192 | 4.6945 | 5.3542 | 4.4187 | 0.00064044
6512 | 0.00016824 | 0.00012244 | 0.016785 | 3.209 | 3.4012 | 3.0192 | 4.8665 | 5.3542 | 4.4187 | 0.00047876
6513 | 0.00012416 | 0.00010903 | 0.025095 | 3.2608 | 3.4012 | 3.0192 | 4.9945 | 5.3542 | 4.4187 | 9.5753e-05
6514 | 0.00010954 | 0.00010455 | 0.033238 | 3.3222 | 3.3998 | 3.0192 | 5.1494 | 5.3506 | 4.4187 | 5.1801e-05
6515 | 9.1534e-05 | 9.8849e-05 | 0.041382 | 3.3684 | 3.3998 | 3.0192 | 5.2685 | 5.3506 | 4.4187 | 7.6916e-05
6516 | 8.4687e-05 | 9.6868e-05 | 0.039942 | 3.4023 | 3.3998 | 3.0192 | 5.357 | 5.3506 | 4.4187 | 2.9825e-05
6517 | 8.9454e-05 | 9.6415e-05 | 0.03418 | 3.4326 | 3.4012 | 3.0192 | 5.4374 | 5.3542 | 4.4187 | 3.4534e-05
6518 | 6.7283e-05 | 9.0004e-05 | 0.028197 | 3.4326 | 3.3998 | 3.0192 | 5.4374 | 5.3506 | 4.4187 | 0.0001036
6519 | 6.0104e-05 | 8.8304e-05 | 0.019555 | 3.4201 | 3.3985 | 3.0192 | 5.4042 | 5.347 | 4.4187 | 0.00024331
6520 | 5.5331e-05 | 8.7831e-05 | 0.011744 | 3.3765 | 3.3985 | 3.0192 | 5.2894 | 5.347 | 4.4187 | 0.0002747
6521 | 5.2556e-05 | 9.1127e-05 | 0.0022713 | 3.2722 | 3.3971 | 3.0192 | 5.0228 | 5.3434 | 4.4187 | 0
6522 | 5.216e-05 | 9.2948e-05 | 0 | 3.2053 | 3.3971 | 3.0192 | 4.8576 | 5.3434 | 4.4187 | 5.494e-05
6523 | 7.6807e-05 | 0.00010106 | 0 | 3.1682 | 3.3971 | 3.0192 | 4.7675 | 5.3434 | 4.4187 | 4.2382e-05
6524 | 9.6639e-05 | 0.00010792 | 0 | 3.1307 | 3.3985 | 3.0192 | 4.678 | 5.347 | 4.4187 | 0.0001711
6525 | 0.00012027 | 0.00011007 | 0 | 3.1226 | 3.3985 | 3.0192 | 4.6588 | 5.347 | 4.4187 | 0.00011459
6526 | 0.00013084 | 0.00011287 | 0 | 3.0975 | 3.3985 | 3.0192 | 4.5997 | 5.347 | 4.4187 | 0.00024802
6527 | 0.00014627 | 0.00011732 | 0 | 3.093 | 3.3971 | 3.0192 | 4.5891 | 5.3434 | 4.4187 | 4.7091e-05
6528 | 0.00016127 | 0.00012175 | 0 | 3.0728 | 3.3957 | 3.0192 | 4.542 | 5.3398 | 4.4187 | 1.7267e-05
6529 | 0.00017453 | 0.00012546 | 0 | 3.0739 | 3.3944 | 3.0192 | 4.5446 | 5.3363 | 4.4187 | 1.0988e-05
6530 | 0.00018013 | 0.00012675 | 0 | 3.065 | 3.3944 | 3.0192 | 4.524 | 5.3363 | 4.4187 | 0
6531 | 0.00019276 | 0.00013044 | 0 | 3.0562 | 3.3944 | 3.0192 | 4.5036 | 5.3363 | 4.4187 | 1.2558e-05
6532 | 0.00020997 | 0.00013544 | 0 | 3.0397 | 3.3944 | 3.0192 | 4.4657 | 5.3363 | 4.4187 | 1.2558e-05
6533 | 0.00023158 | 0.00013954 | 0 | 3.0441 | 3.3944 | 3.0192 | 4.4757 | 5.3363 | 4.4187 | 1.0988e-05
6534 | 0.00023241 | 0.00014208 | 0.0024375 | 3.0617 | 3.3944 | 3.0192 | 4.5163 | 5.3363 | 4.4187 | 4.3952e-05
6535 | 0.00021008 | 0.00013488 | 0.011024 | 3.1273 | 3.3944 | 3.0192 | 4.6698 | 5.3363 | 4.4187 | 0.00057766
6536 | 0.00014484 | 0.00011551 | 0.020608 | 3.2114 | 3.393 | 3.0192 | 4.8724 | 5.3327 | 4.4187 | 0.00011302
6537 | 0.00011115 | 0.00010499 | 0.029361 | 3.2912 | 3.3944 | 3.0192 | 5.0708 | 5.3363 | 4.4187 | 5.494e-05
6538 | 7.1432e-05 | 9.2549e-05 | 0.034831 | 3.3525 | 3.3944 | 3.0192 | 5.227 | 5.3363 | 4.4187 | 7.8486e-05
6539 | 5.7495e-05 | 8.8743e-05 | 0.036618 | 3.4146 | 3.393 | 3.0192 | 5.3896 | 5.3327 | 4.4187 | 5.337e-05
6540 | 4.8558e-05 | 8.5945e-05 | 0.036341 | 3.4663 | 3.393 | 3.0192 | 5.5279 | 5.3327 | 4.4187 | 0.00018209
6541 | 4.7585e-05 | 8.4752e-05 | 0.025483 | 3.4934 | 3.393 | 3.0192 | 5.6017 | 5.3327 | 4.4187 | 9.2613e-05
6542 | 3.6421e-05 | 8.2427e-05 | 0.017118 | 3.455 | 3.3917 | 3.0192 | 5.4974 | 5.3291 | 4.4187 | 4.2382e-05
6543 | 3.7216e-05 | 8.2361e-05 | 0.015844 | 3.4677 | 3.3903 | 3.0192 | 5.5317 | 5.3255 | 4.4187 | 8.0056e-05
6544 | 3.5723e-05 | 8.1786e-05 | 0.0065369 | 3.3887 | 3.3903 | 3.0192 | 5.3212 | 5.3255 | 4.4187 | 3.4534e-05
6545 | 4.1145e-05 | 8.67e-05 | 0.0011079 | 3.2785 | 3.3889 | 3.0192 | 5.0387 | 5.322 | 4.4187 | 0.0001036
6546 | 4.0983e-05 | 8.8063e-05 | 5.5397e-05 | 3.2053 | 3.3876 | 3.0192 | 4.8576 | 5.3184 | 4.4187 | 0.00028569
6547 | 6.0619e-05 | 9.9799e-05 | 0 | 3.2102 | 3.3876 | 3.0192 | 4.8694 | 5.3184 | 4.4187 | 0.00021191
6548 | 0.00010608 | 0.00010733 | 0 | 3.1933 | 3.3862 | 3.0192 | 4.8281 | 5.3149 | 4.4187 | 0.00021976
6549 | 0.00012835 | 0.00011236 | 0 | 3.1658 | 3.3862 | 3.0192 | 4.7618 | 5.3149 | 4.4187 | 0.00035633
6550 | 0.00014946 | 0.0001183 | 0 | 3.1388 | 3.3862 | 3.0192 | 4.6973 | 5.3149 | 4.4187 | 1.0988e-05
6551 | 0.00016667 | 0.00012348 | 0 | 3.1192 | 3.3862 | 3.0192 | 4.6507 | 5.3149 | 4.4187 | 0
6552 | 0.00018506 | 0.00012861 | 0 | 3.1089 | 3.3862 | 3.0192 | 4.6264 | 5.3149 | 4.4187 | 1.7267e-05
6553 | 0.00019418 | 0.00013142 | 0 | 3.1066 | 3.3835 | 3.0192 | 4.621 | 5.3078 | 4.4187 | 0
6554 | 0.00020185 | 0.00013375 | 0 | 3.0863 | 3.3835 | 3.0192 | 4.5733 | 5.3078 | 4.4187 | 2.8255e-05
6555 | 0.00020769 | 0.00013531 | 0 | 3.0908 | 3.3822 | 3.0192 | 4.5838 | 5.3043 | 4.4187 | 1.4127e-05
6556 | 0.00021324 | 0.00013683 | 0 | 3.084 | 3.3835 | 3.0192 | 4.5681 | 5.3078 | 4.4187 | 1.5697e-05
6557 | 0.00023443 | 0.00014267 | 0 | 3.0953 | 3.3835 | 3.0192 | 4.5944 | 5.3078 | 4.4187 | 0
6558 | 0.00023537 | 0.00014266 | 0.0016619 | 3.093 | 3.3835 | 3.0192 | 4.5891 | 5.3078 | 4.4187 | 0
6559 | 0.00019292 | 0.00012973 | 0.010415 | 3.1342 | 3.3835 | 3.0192 | 4.6862 | 5.3078 | 4.4187 | 0.00048504
6560 | 0.00013853 | 0.00011335 | 0.021771 | 3.2078 | 3.3835 | 3.0192 | 4.8635 | 5.3078 | 4.4187 | 2.0406e-05
6561 | 0.00010782 | 0.0001045 | 0.031577 | 3.2722 | 3.3835 | 3.0192 | 5.0228 | 5.3078 | 4.4187 | 6.1219e-05
6562 | 7.2002e-05 | 9.2485e-05 | 0.038986 | 3.3458 | 3.3835 | 3.0192 | 5.2099 | 5.3078 | 4.4187 | 5.651e-05
6563 | 6.3889e-05 | 8.9573e-05 | 0.037047 | 3.3832 | 3.3835 | 3.0192 | 5.3071 | 5.3078 | 4.4187 | 2.3546e-05
6564 | 6.0168e-05 | 8.9636e-05 | 0.04598 | 3.4578 | 3.3822 | 3.0192 | 5.5049 | 5.3043 | 4.4187 | 0.00017424
6565 | 5.9555e-05 | 8.959e-05 | 0.042379 | 3.4635 | 3.3808 | 3.0192 | 5.5202 | 5.3007 | 4.4187 | 0.00010674
6566 | 6.9391e-05 | 9.4232e-05 | 0.030025 | 3.4677 | 3.3795 | 3.0192 | 5.5317 | 5.2972 | 4.4187 | 6.9067e-05
6567 | 6.1539e-05 | 9.0099e-05 | 0.016564 | 3.4174 | 3.3795 | 3.0192 | 5.3969 | 5.2972 | 4.4187 | 4.7091e-05
6568 | 5.488e-05 | 8.7512e-05 | 0.012575 | 3.4132 | 3.3795 | 3.0192 | 5.3859 | 5.2972 | 4.4187 | 0.00013657
6569 | 5.3551e-05 | 9.0037e-05 | 0.0017727 | 3.3392 | 3.3795 | 3.0192 | 5.193 | 5.2972 | 4.4187 | 0.00010046
6570 | 7.0685e-05 | 9.6767e-05 | 0 | 3.276 | 3.3795 | 3.0192 | 5.0323 | 5.2972 | 4.4187 | 0.00035005
6571 | 8.4828e-05 | 0.00010652 | 0 | 3.2496 | 3.3781 | 3.0192 | 4.9665 | 5.2937 | 4.4187 | 0.00021191
6572 | 0.00012013 | 0.00011133 | 0 | 3.2249 | 3.3768 | 3.0192 | 4.9054 | 5.2901 | 4.4187 | 0.00039086
6573 | 0.00012716 | 0.0001113 | 0 | 3.209 | 3.3754 | 3.0192 | 4.8665 | 5.2866 | 4.4187 | 0.00031865
6574 | 0.00014368 | 0.00011694 | 0 | 3.1873 | 3.3754 | 3.0192 | 4.8136 | 5.2866 | 4.4187 | 1.5697e-05
6575 | 0.00015611 | 0.00012094 | 0 | 3.1825 | 3.3741 | 3.0192 | 4.802 | 5.2831 | 4.4187 | 1.2558e-05
6576 | 0.00017088 | 0.00012527 | 0 | 3.147 | 3.3741 | 3.0192 | 4.7167 | 5.2831 | 4.4187 | 2.9825e-05
6577 | 0.00018941 | 0.00013092 | 0 | 3.14 | 3.3741 | 3.0192 | 4.7 | 5.2831 | 4.4187 | 0
6578 | 0.00019159 | 0.00013134 | 0 | 3.1435 | 3.3741 | 3.0192 | 4.7084 | 5.2831 | 4.4187 | 0
6579 | 0.00019434 | 0.00013198 | 0 | 3.133 | 3.3727 | 3.0192 | 4.6835 | 5.2796 | 4.4187 | 9.4183e-06
6580 | 0.00019802 | 0.00012992 | 0 | 3.1215 | 3.3727 | 3.0192 | 4.6561 | 5.2796 | 4.4187 | 3.1394e-05
6581 | 0.00020669 | 0.0001357 | 0 | 3.1066 | 3.3727 | 3.0192 | 4.621 | 5.2796 | 4.4187 | 0
6582 | 0.00023643 | 0.0001419 | 0.0011079 | 3.1123 | 3.3714 | 3.0192 | 4.6345 | 5.2761 | 4.4187 | 0
6583 | 0.00017711 | 0.0001259 | 0.0056505 | 3.1342 | 3.3714 | 3.0192 | 4.6862 | 5.2761 | 4.4187 | 0.00055882
6584 | 0.00012205 | 0.00010973 | 0.010913 | 3.1753 | 3.3714 | 3.0192 | 4.7847 | 5.2761 | 4.4187 | 4.7091e-05
6585 | 7.9987e-05 | 9.6915e-05 | 0.017727 | 3.2322 | 3.3714 | 3.0192 | 4.9236 | 5.2761 | 4.4187 | 3.4534e-05
6586 | 5.5461e-05 | 8.9576e-05 | 0.023765 | 3.2861 | 3.3714 | 3.0192 | 5.0579 | 5.2761 | 4.4187 | 1.5697e-06
6587 | 5.5599e-05 | 8.9869e-05 | 0.033128 | 3.3525 | 3.3714 | 3.0192 | 5.227 | 5.2761 | 4.4187 | 5.337e-05
6588 | 5.8462e-05 | 9.017e-05 | 0.030025 | 3.3792 | 3.37 | 3.0192 | 5.2965 | 5.2726 | 4.4187 | 0.00017267
6589 | 5.7218e-05 | 8.8918e-05 | 0.026092 | 3.3927 | 3.37 | 3.0192 | 5.3319 | 5.2726 | 4.4187 | 7.5346e-05
6590 | 4.7504e-05 | 8.6617e-05 | 0.014847 | 3.3379 | 3.3687 | 3.0192 | 5.1896 | 5.2691 | 4.4187 | 0.00010988
6591 | 3.864e-05 | 8.3187e-05 | 0.012243 | 3.3551 | 3.3687 | 3.0192 | 5.2339 | 5.2691 | 4.4187 | 4.5522e-05
6592 | 4.4411e-05 | 8.4483e-05 | 0.0053735 | 3.3498 | 3.3687 | 3.0192 | 5.2202 | 5.2691 | 4.4187 | 0.00010517
6593 | 4.7126e-05 | 8.8666e-05 | 0.0011079 | 3.334 | 3.3687 | 3.0192 | 5.1795 | 5.2691 | 4.4187 | 7.0637e-05
6594 | 3.2842e-05 | 8.6031e-05 | 0 | 3.2925 | 3.3687 | 3.0192 | 5.074 | 5.2691 | 4.4187 | 0.00019308
6595 | 5.7868e-05 | 9.8776e-05 | 0 | 3.29 | 3.3674 | 3.0192 | 5.0675 | 5.2656 | 4.4187 | 0.0003108
6596 | 7.9535e-05 | 9.9795e-05 | 0 | 3.2571 | 3.3674 | 3.0192 | 4.9851 | 5.2656 | 4.4187 | 0.00020877
6597 | 0.00010072 | 0.00010405 | 0 | 3.2533 | 3.3647 | 3.0192 | 4.9758 | 5.2587 | 4.4187 | 0.00018523
6598 | 0.00011103 | 0.00010738 | 0 | 3.2621 | 3.3633 | 3.0192 | 4.9976 | 5.2552 | 4.4187 | 0
6599 | 0.00012538 | 0.00011179 | 0 | 3.2571 | 3.3633 | 3.0192 | 4.9851 | 5.2552 | 4.4187 | 0
6600 | 0.00014396 | 0.00011753 | 0 | 3.2372 | 3.3633 | 3.0192 | 4.9358 | 5.2552 | 4.4187 | 1.7267e-05
6601 | 0.0001545 | 0.00012055 | 0 | 3.2224 | 3.3633 | 3.0192 | 4.8994 | 5.2552 | 4.4187 | 1.7267e-05
6602 | 0.00017126 | 0.00012556 | 0 | 3.231 | 3.362 | 3.0192 | 4.9205 | 5.2518 | 4.4187 | 1.2558e-05
6603 | 0.00018095 | 0.00012836 | 0 | 3.209 | 3.362 | 3.0192 | 4.8665 | 5.2518 | 4.4187 | 2.6685e-05
6604 | 0.00019035 | 0.00013051 | 0 | 3.2053 | 3.362 | 3.0192 | 4.8576 | 5.2518 | 4.4187 | 3.4534e-05
6605 | 0.00020952 | 0.00013627 | 0 | 3.2041 | 3.362 | 3.0192 | 4.8546 | 5.2518 | 4.4187 | 0
6606 | 0.00020778 | 0.00013611 | 0.00077556 | 3.2114 | 3.3607 | 3.0192 | 4.8724 | 5.2483 | 4.4187 | 2.3546e-05
6607 | 0.00018214 | 0.00012773 | 0.0039332 | 3.2372 | 3.3607 | 3.0192 | 4.9358 | 5.2483 | 4.4187 | 0.00044737
6608 | 0.00013302 | 0.00011309 | 0.010415 | 3.2659 | 3.3607 | 3.0192 | 5.0071 | 5.2483 | 4.4187 | 0.0004615
6609 | 9.6389e-05 | 0.00010215 | 0.017284 | 3.3092 | 3.3593 | 3.0192 | 5.1163 | 5.2448 | 4.4187 | 0.00013029
6610 | 6.8479e-05 | 9.3225e-05 | 0.029194 | 3.3805 | 3.358 | 3.0192 | 5.3 | 5.2414 | 4.4187 | 9.2613e-05
6611 | 6.9996e-05 | 9.4471e-05 | 0.034402 | 3.4536 | 3.358 | 3.0192 | 5.4936 | 5.2414 | 4.4187 | 6.9067e-05
6612 | 5.4994e-05 | 8.9899e-05 | 0.024209 | 3.4564 | 3.358 | 3.0192 | 5.5012 | 5.2414 | 4.4187 | 9.8892e-05
6613 | 4.9146e-05 | 8.7395e-05 | 0.026203 | 3.4606 | 3.358 | 3.0192 | 5.5126 | 5.2414 | 4.4187 | 9.4183e-05
6614 | 4.8793e-05 | 8.8042e-05 | 0.024873 | 3.5137 | 3.358 | 3.0192 | 5.6573 | 5.2414 | 4.4187 | 8.4765e-05
6615 | 4.6768e-05 | 8.5852e-05 | 0.014514 | 3.4777 | 3.358 | 3.0192 | 5.5587 | 5.2414 | 4.4187 | 0.00024645
6616 | 2.9189e-05 | 8.0478e-05 | 0.0074233 | 3.4256 | 3.358 | 3.0192 | 5.4189 | 5.2414 | 4.4187 | 0.00025586
6617 | 2.9362e-05 | 8.4203e-05 | 0.0014403 | 3.3738 | 3.358 | 3.0192 | 5.2824 | 5.2414 | 4.4187 | 2.3546e-05
6618 | 4.1506e-05 | 8.9549e-05 | 0 | 3.3157 | 3.3567 | 3.0192 | 5.1328 | 5.2379 | 4.4187 | 5.337e-05
6619 | 5.6188e-05 | 9.6537e-05 | 0 | 3.2734 | 3.3567 | 3.0192 | 5.026 | 5.2379 | 4.4187 | 8.0056e-05
6620 | 8.0558e-05 | 0.00010183 | 0 | 3.2621 | 3.3553 | 3.0192 | 4.9976 | 5.2345 | 4.4187 | 0.00026685
6621 | 9.713e-05 | 0.00010411 | 0 | 3.2583 | 3.3553 | 3.0192 | 4.9883 | 5.2345 | 4.4187 | 9.5753e-05
6622 | 0.00010503 | 0.00010557 | 0 | 3.2397 | 3.3553 | 3.0192 | 4.9419 | 5.2345 | 4.4187 | 9.2613e-05
6623 | 0.00011568 | 0.00010918 | 0 | 3.2558 | 3.3553 | 3.0192 | 4.982 | 5.2345 | 4.4187 | 5.8079e-05
6624 | 0.00013005 | 0.00011367 | 0 | 3.2521 | 3.3553 | 3.0192 | 4.9727 | 5.2345 | 4.4187 | 9.4183e-06
6625 | 0.00014621 | 0.00011806 | 0 | 3.2634 | 3.3553 | 3.0192 | 5.0008 | 5.2345 | 4.4187 | 2.5115e-05
6626 | 0.000151 | 0.00011778 | 0 | 3.2747 | 3.354 | 3.0192 | 5.0292 | 5.231 | 4.4187 | 0
6627 | 0.00015743 | 0.00012136 | 0 | 3.2798 | 3.354 | 3.0192 | 5.0419 | 5.231 | 4.4187 | 9.4183e-06
6628 | 0.0001662 | 0.00012398 | 0 | 3.2558 | 3.3527 | 3.0192 | 4.982 | 5.2276 | 4.4187 | 0
6629 | 0.00016841 | 0.00012448 | 0 | 3.2571 | 3.3527 | 3.0192 | 4.9851 | 5.2276 | 4.4187 | 0
6630 | 0.00019592 | 0.00013295 | 0.00094176 | 3.2709 | 3.3527 | 3.0192 | 5.0197 | 5.2276 | 4.4187 | 2.1976e-05
6631 | 0.00015302 | 0.00011875 | 0.0052628 | 3.3301 | 3.3527 | 3.0192 | 5.1694 | 5.2276 | 4.4187 | 0.00058864
6632 | 0.00010611 | 0.00010482 | 0.014016 | 3.3927 | 3.3514 | 3.0192 | 5.3319 | 5.2242 | 4.4187 | 0.00010046
6633 | 8.3408e-05 | 9.8981e-05 | 0.021051 | 3.455 | 3.3514 | 3.0192 | 5.4974 | 5.2242 | 4.4187 | 7.6916e-05
6634 | 7.8759e-05 | 9.7437e-05 | 0.022436 | 3.4934 | 3.3514 | 3.0192 | 5.6017 | 5.2242 | 4.4187 | 0.00011773
6635 | 8.2622e-05 | 9.8999e-05 | 0.023932 | 3.5094 | 3.3514 | 3.0192 | 5.6453 | 5.2242 | 4.4187 | 0.00011459
6636 | 6.6516e-05 | 9.3749e-05 | 0.02443 | 3.4748 | 3.3514 | 3.0192 | 5.5509 | 5.2242 | 4.4187 | 0.00010988
6637 | 6.8245e-05 | 9.4633e-05 | 0.019223 | 3.4748 | 3.3514 | 3.0192 | 5.5509 | 5.2242 | 4.4187 | 6.7498e-05
6638 | 6.0689e-05 | 9.221e-05 | 0.015345 | 3.4705 | 3.3514 | 3.0192 | 5.5394 | 5.2242 | 4.4187 | 0.00011145
6639 | 5.0322e-05 | 8.7988e-05 | 0.013185 | 3.4863 | 3.35 | 3.0192 | 5.582 | 5.2207 | 4.4187 | 8.9474e-05
6640 | 4.8197e-05 | 8.6802e-05 | 0.0069247 | 3.4705 | 3.35 | 3.0192 | 5.5394 | 5.2207 | 4.4187 | 4.8661e-05
6641 | 4.6861e-05 | 8.7379e-05 | 0.0010526 | 3.4036 | 3.35 | 3.0192 | 5.3606 | 5.2207 | 4.4187 | 9.1044e-05
6642 | 5.8187e-05 | 9.2232e-05 | 0 | 3.3379 | 3.35 | 3.0192 | 5.1896 | 5.2207 | 4.4187 | 0.00020563
6643 | 9.4568e-05 | 0.00010314 | 0 | 3.2925 | 3.35 | 3.0192 | 5.074 | 5.2207 | 4.4187 | 0.00017267
6644 | 0.00012989 | 0.00011245 | 0 | 3.2384 | 3.35 | 3.0192 | 4.9388 | 5.2207 | 4.4187 | 0.00015697
6645 | 0.00015558 | 0.00011913 | 0 | 3.1529 | 3.35 | 3.0192 | 4.7307 | 5.2207 | 4.4187 | 0.00018837
6646 | 0.00017734 | 0.00012735 | 0 | 3.1226 | 3.35 | 3.0192 | 4.6588 | 5.2207 | 4.4187 | 0
6647 | 0.00016449 | 0.00012326 | 0 | 3.1066 | 3.35 | 3.0192 | 4.621 | 5.2207 | 4.4187 | 1.0988e-05
6648 | 0.00018218 | 0.00012881 | 0 | 3.0784 | 3.3487 | 3.0192 | 4.555 | 5.2173 | 4.4187 | 1.7267e-05
6649 | 0.00019073 | 0.00013133 | 0 | 3.0397 | 3.3487 | 3.0192 | 4.4657 | 5.2173 | 4.4187 | 2.5115e-05
6650 | 0.00019783 | 0.00013316 | 0 | 3.0419 | 3.3487 | 3.0192 | 4.4707 | 5.2173 | 4.4187 | 1.2558e-05
6651 | 0.00020287 | 0.00013446 | 0 | 3.03 | 3.3487 | 3.0192 | 4.4433 | 5.2173 | 4.4187 | 1.7267e-05
6652 | 0.00020145 | 0.00013389 | 0 | 3.031 | 3.3487 | 3.0192 | 4.4458 | 5.2173 | 4.4187 | 1.8837e-05
6653 | 0.00019934 | 0.00013309 | 0 | 3.0267 | 3.3487 | 3.0192 | 4.4359 | 5.2173 | 4.4187 | 2.9825e-05
6654 | 0.00020804 | 0.00013556 | 0.0011079 | 3.0332 | 3.3487 | 3.0192 | 4.4508 | 5.2173 | 4.4187 | 1.7267e-05
6655 | 0.00014459 | 0.00011511 | 0.0095284 | 3.1021 | 3.35 | 3.0192 | 4.6103 | 5.2207 | 4.4187 | 0.00070166
6656 | 0.00013266 | 0.0001117 | 0.019721 | 3.2078 | 3.35 | 3.0192 | 4.8635 | 5.2207 | 4.4187 | 0.00048504
6657 | 0.00011408 | 0.00010659 | 0.028031 | 3.2912 | 3.35 | 3.0192 | 5.0708 | 5.2207 | 4.4187 | 2.3546e-05
6658 | 6.3701e-05 | 9.1471e-05 | 0.029748 | 3.3445 | 3.35 | 3.0192 | 5.2065 | 5.2207 | 4.4187 | 6.9067e-05
6659 | 5.1112e-05 | 8.7772e-05 | 0.034346 | 3.3914 | 3.35 | 3.0192 | 5.3283 | 5.2207 | 4.4187 | 0.00010517
6660 | 4.7841e-05 | 8.6576e-05 | 0.037892 | 3.4284 | 3.35 | 3.0192 | 5.4263 | 5.2207 | 4.4187 | 9.7322e-05
6661 | 5.3645e-05 | 8.8416e-05 | 0.032574 | 3.4479 | 3.3474 | 3.0192 | 5.4785 | 5.2139 | 4.4187 | 2.8255e-05
6662 | 4.7105e-05 | 8.7249e-05 | 0.028474 | 3.4578 | 3.3474 | 3.0192 | 5.5049 | 5.2139 | 4.4187 | 4.8661e-05
6663 | 3.5149e-05 | 8.3264e-05 | 0.01806 | 3.4522 | 3.3474 | 3.0192 | 5.4898 | 5.2139 | 4.4187 | 0.00024174
6664 | 2.9709e-05 | 8.0979e-05 | 0.0093622 | 3.4009 | 3.3474 | 3.0192 | 5.3534 | 5.2139 | 4.4187 | 0.00015383
6665 | 2.432e-05 | 7.7271e-05 | 0.0013849 | 3.3054 | 3.3474 | 3.0192 | 5.1065 | 5.2139 | 4.4187 | 5.494e-05
6666 | 2.8505e-05 | 8.014e-05 | 0 | 3.2434 | 3.3474 | 3.0192 | 4.9511 | 5.2139 | 4.4187 | 1.0988e-05
6667 | 8.1477e-05 | 9.8488e-05 | 0 | 3.1969 | 3.3447 | 3.0192 | 4.8369 | 5.2071 | 4.4187 | 6.7498e-05
6668 | 8.38e-05 | 9.8574e-05 | 0 | 3.1517 | 3.3447 | 3.0192 | 4.7279 | 5.2071 | 4.4187 | 0.00011773
6669 | 9.7373e-05 | 0.00010256 | 0 | 3.11 | 3.3447 | 3.0192 | 4.6291 | 5.2071 | 4.4187 | 0.00016325
6670 | 0.00010746 | 0.00010521 | 0 | 3.0818 | 3.3434 | 3.0192 | 4.5628 | 5.2037 | 4.4187 | 0.00018209
6671 | 0.00010712 | 0.00010504 | 0 | 3.0695 | 3.3421 | 3.0192 | 4.5343 | 5.2003 | 4.4187 | 2.3546e-05
6672 | 0.00012171 | 0.00010973 | 0 | 3.0452 | 3.3421 | 3.0192 | 4.4783 | 5.2003 | 4.4187 | 2.3546e-05
6673 | 0.00013538 | 0.00011351 | 0 | 3.0584 | 3.3421 | 3.0192 | 4.5087 | 5.2003 | 4.4187 | 3.7673e-05
6674 | 0.00014457 | 0.0001166 | 0 | 3.065 | 3.3421 | 3.0192 | 4.524 | 5.2003 | 4.4187 | 2.8255e-05
6675 | 0.00015669 | 0.00012039 | 0 | 3.0463 | 3.3421 | 3.0192 | 4.4808 | 5.2003 | 4.4187 | 1.5697e-05
6676 | 0.00016898 | 0.00012384 | 0 | 3.0289 | 3.3421 | 3.0192 | 4.4408 | 5.2003 | 4.4187 | 0
6677 | 0.00017906 | 0.00012686 | 0 | 3.0343 | 3.3421 | 3.0192 | 4.4532 | 5.2003 | 4.4187 | 2.5115e-05
6678 | 0.00019154 | 0.00012879 | 0.00077556 | 3.0256 | 3.3408 | 3.0192 | 4.4334 | 5.1969 | 4.4187 | 1.0988e-05
6679 | 0.00017366 | 0.00012447 | 0.0054289 | 3.0595 | 3.3408 | 3.0192 | 4.5112 | 5.1969 | 4.4187 | 0.00050545
6680 | 0.0001349 | 0.00011297 | 0.010415 | 3.1273 | 3.3408 | 3.0192 | 4.6698 | 5.1969 | 4.4187 | 0.00032964
6681 | 0.00010439 | 0.00010387 | 0.016287 | 3.2151 | 3.3408 | 3.0192 | 4.8814 | 5.1969 | 4.4187 | 9.8892e-05
6682 | 8.2496e-05 | 9.7132e-05 | 0.025594 | 3.2747 | 3.3394 | 3.0192 | 5.0292 | 5.1935 | 4.4187 | 7.3777e-05
6683 | 7.2409e-05 | 9.4186e-05 | 0.025649 | 3.2912 | 3.3408 | 3.0192 | 5.0708 | 5.1969 | 4.4187 | 0.0001036
6684 | 6.7726e-05 | 9.3102e-05 | 0.033682 | 3.3445 | 3.3408 | 3.0192 | 5.2065 | 5.1969 | 4.4187 | 8.9474e-05
6685 | 6.7096e-05 | 9.2948e-05 | 0.031798 | 3.3832 | 3.3408 | 3.0192 | 5.3071 | 5.1969 | 4.4187 | 4.0813e-05
6686 | 6.6386e-05 | 9.2763e-05 | 0.027422 | 3.3968 | 3.3394 | 3.0192 | 5.3426 | 5.1935 | 4.4187 | 7.5346e-05
6687 | 5.9171e-05 | 9.0424e-05 | 0.015179 | 3.39 | 3.3394 | 3.0192 | 5.3248 | 5.1935 | 4.4187 | 0.00034063
6688 | 5.3415e-05 | 8.8469e-05 | 0.0087528 | 3.3684 | 3.3368 | 3.0192 | 5.2685 | 5.1867 | 4.4187 | 0.00032022
6689 | 5.7083e-05 | 8.9575e-05 | 0.0014403 | 3.2836 | 3.3368 | 3.0192 | 5.0515 | 5.1867 | 4.4187 | 0
6690 | 7.5801e-05 | 9.4491e-05 | 0 | 3.2212 | 3.3368 | 3.0192 | 4.8963 | 5.1867 | 4.4187 | 1.5697e-05
6691 | 0.0001284 | 0.00011041 | 0 | 3.1933 | 3.3355 | 3.0192 | 4.8281 | 5.1833 | 4.4187 | 2.3546e-05
6692 | 0.00018217 | 0.00012724 | 0 | 3.1813 | 3.3355 | 3.0192 | 4.7991 | 5.1833 | 4.4187 | 0.00016953
6693 | 0.00020263 | 0.00013395 | 0 | 3.1873 | 3.3342 | 3.0192 | 4.8136 | 5.18 | 4.4187 | 0.00016011
6694 | 0.00021856 | 0.000139 | 0 | 3.167 | 3.3342 | 3.0192 | 4.7647 | 5.18 | 4.4187 | 0.00016953
6695 | 0.00023155 | 0.00014275 | 0 | 3.1447 | 3.3329 | 3.0192 | 4.7112 | 5.1766 | 4.4187 | 0
6696 | 0.00024292 | 0.0001447 | 0 | 3.1296 | 3.3329 | 3.0192 | 4.6752 | 5.1766 | 4.4187 | 5.337e-05
6697 | 0.00024654 | 0.00014691 | 0 | 3.1226 | 3.3316 | 3.0192 | 4.6588 | 5.1732 | 4.4187 | 0
6698 | 0.00025056 | 0.00014865 | 0 | 3.1021 | 3.3316 | 3.0192 | 4.6103 | 5.1732 | 4.4187 | 1.2558e-05
6699 | 0.00025241 | 0.00014907 | 0 | 3.1021 | 3.3316 | 3.0192 | 4.6103 | 5.1732 | 4.4187 | 4.2382e-05
6700 | 0.00024834 | 0.00014799 | 0 | 3.093 | 3.3316 | 3.0192 | 4.5891 | 5.1732 | 4.4187 | 2.8255e-05
6701 | 0.00025068 | 0.00014875 | 0 | 3.0806 | 3.3316 | 3.0192 | 4.5602 | 5.1732 | 4.4187 | 9.4183e-06
6702 | 0.0002607 | 0.00015078 | 0.0011079 | 3.0885 | 3.3316 | 3.0192 | 4.5786 | 5.1732 | 4.4187 | 0
6703 | 0.00020931 | 0.00013514 | 0.0072571 | 3.125 | 3.3302 | 3.0192 | 4.6643 | 5.1699 | 4.4187 | 0.00071422
6704 | 0.00014021 | 0.00011447 | 0.01601 | 3.1861 | 3.3302 | 3.0192 | 4.8107 | 5.1699 | 4.4187 | 0.00010674
6705 | 9.499e-05 | 0.00010139 | 0.02299 | 3.2434 | 3.3302 | 3.0192 | 4.9511 | 5.1699 | 4.4187 | 7.8486e-05
6706 | 7.4364e-05 | 9.5114e-05 | 0.027256 | 3.3002 | 3.3289 | 3.0192 | 5.0934 | 5.1665 | 4.4187 | 5.0231e-05
6707 | 5.6838e-05 | 8.9887e-05 | 0.026314 | 3.3209 | 3.3289 | 3.0192 | 5.146 | 5.1665 | 4.4187 | 4.8661e-05
6708 | 4.9859e-05 | 8.7733e-05 | 0.026092 | 3.3314 | 3.3276 | 3.0192 | 5.1728 | 5.1632 | 4.4187 | 0.00026842
6709 | 4.396e-05 | 8.5495e-05 | 0.024486 | 3.3618 | 3.3276 | 3.0192 | 5.2511 | 5.1632 | 4.4187 | 7.3777e-05
6710 | 4.1895e-05 | 8.5647e-05 | 0.022602 | 3.3887 | 3.3276 | 3.0192 | 5.3212 | 5.1632 | 4.4187 | 7.5346e-05
6711 | 3.3638e-05 | 8.0611e-05 | 0.016231 | 3.3792 | 3.3276 | 3.0192 | 5.2965 | 5.1632 | 4.4187 | 8.6334e-05
6712 | 2.4166e-05 | 7.5683e-05 | 0.007811 | 3.3472 | 3.325 | 3.0192 | 5.2133 | 5.1565 | 4.4187 | 7.0637e-05
6713 | 3.7201e-05 | 7.9531e-05 | 0.00083096 | 3.2874 | 3.325 | 3.0192 | 5.0611 | 5.1565 | 4.4187 | 0.00010517
6714 | 4.373e-05 | 8.8465e-05 | 0 | 3.2249 | 3.325 | 3.0192 | 4.9054 | 5.1565 | 4.4187 | 0.00021819
6715 | 8.3406e-05 | 9.8241e-05 | 0 | 3.2102 | 3.325 | 3.0192 | 4.8694 | 5.1565 | 4.4187 | 0.00026528
6716 | 0.00011987 | 0.00010861 | 0 | 3.1933 | 3.325 | 3.0192 | 4.8281 | 5.1565 | 4.4187 | 0.00015854
6717 | 0.00015406 | 0.00011933 | 0 | 3.1646 | 3.325 | 3.0192 | 4.759 | 5.1565 | 4.4187 | 0.00021191
6718 | 0.00017259 | 0.00012528 | 0 | 3.1192 | 3.3237 | 3.0192 | 4.6507 | 5.1531 | 4.4187 | 1.2558e-05
6719 | 0.00018279 | 0.00012703 | 0 | 3.1203 | 3.3237 | 3.0192 | 4.6534 | 5.1531 | 4.4187 | 1.2558e-05
6720 | 0.00018752 | 0.00012959 | 0 | 3.0896 | 3.3224 | 3.0192 | 4.5812 | 5.1498 | 4.4187 | 0
6721 | 0.00018482 | 0.00012837 | 0 | 3.0739 | 3.3211 | 3.0192 | 4.5446 | 5.1465 | 4.4187 | 0
6722 | 0.00018378 | 0.00012863 | 0 | 3.0628 | 3.3198 | 3.0192 | 4.5189 | 5.1432 | 4.4187 | 2.0406e-05
6723 | 0.00018603 | 0.00012933 | 0 | 3.043 | 3.3198 | 3.0192 | 4.4732 | 5.1432 | 4.4187 | 0
6724 | 0.00018351 | 0.00012858 | 0 | 3.0343 | 3.3198 | 3.0192 | 4.4532 | 5.1432 | 4.4187 | 2.6685e-05
6725 | 0.00019472 | 0.00013152 | 0 | 3.0463 | 3.3211 | 3.0192 | 4.4808 | 5.1465 | 4.4187 | 0
6726 | 0.00018592 | 0.00012931 | 0.00077556 | 3.0496 | 3.3211 | 3.0192 | 4.4883 | 5.1465 | 4.4187 | 0
6727 | 0.00015147 | 0.00011772 | 0.0059829 | 3.0773 | 3.3211 | 3.0192 | 4.5524 | 5.1465 | 4.4187 | 0.0004458
6728 | 0.00010365 | 0.00010372 | 0.012464 | 3.1493 | 3.3211 | 3.0192 | 4.7223 | 5.1465 | 4.4187 | 2.6685e-05
6729 | 7.988e-05 | 9.6649e-05 | 0.016952 | 3.2102 | 3.3211 | 3.0192 | 4.8694 | 5.1465 | 4.4187 | 8.1625e-05
6730 | 7.8465e-05 | 9.6443e-05 | 0.025483 | 3.2659 | 3.3211 | 3.0192 | 5.0071 | 5.1465 | 4.4187 | 0.00012558
6731 | 7.2171e-05 | 9.4657e-05 | 0.029305 | 3.3274 | 3.3211 | 3.0192 | 5.1627 | 5.1465 | 4.4187 | 6.7498e-05
6732 | 7.8779e-05 | 9.5847e-05 | 0.032906 | 3.3832 | 3.3198 | 3.0192 | 5.3071 | 5.1432 | 4.4187 | 0.00023546
6733 | 7.1251e-05 | 9.436e-05 | 0.028917 | 3.4064 | 3.3198 | 3.0192 | 5.3678 | 5.1432 | 4.4187 | 7.0637e-05
6734 | 7.0818e-05 | 9.3924e-05 | 0.022048 | 3.4036 | 3.3185 | 3.0192 | 5.3606 | 5.1398 | 4.4187 | 7.8486e-05
6735 | 6.0313e-05 | 8.9687e-05 | 0.015511 | 3.3954 | 3.3172 | 3.0192 | 5.339 | 5.1365 | 4.4187 | 6.9067e-05
6736 | 5.9765e-05 | 8.9665e-05 | 0.0059829 | 3.3578 | 3.3159 | 3.0192 | 5.2408 | 5.1332 | 4.4187 | 5.9649e-05
6737 | 5.5204e-05 | 8.7762e-05 | 0.00066477 | 3.2434 | 3.3146 | 3.0192 | 4.9511 | 5.1299 | 4.4187 | 6.2789e-05
6738 | 7.6009e-05 | 9.6257e-05 | 0 | 3.2005 | 3.3146 | 3.0192 | 4.8457 | 5.1299 | 4.4187 | 0.00024645
6739 | 0.00012539 | 0.00010995 | 0 | 3.1682 | 3.3146 | 3.0192 | 4.7675 | 5.1299 | 4.4187 | 0.00013186
6740 | 0.00015518 | 0.00011968 | 0 | 3.154 | 3.3146 | 3.0192 | 4.7335 | 5.1299 | 4.4187 | 7.0637e-05
6741 | 0.00016748 | 0.00012304 | 0 | 3.1296 | 3.3146 | 3.0192 | 4.6752 | 5.1299 | 4.4187 | 0.00022918
6742 | 0.00018065 | 0.00012762 | 0 | 3.0975 | 3.3146 | 3.0192 | 4.5997 | 5.1299 | 4.4187 | 0
6743 | 0.00018696 | 0.00012958 | 0 | 3.0728 | 3.3133 | 3.0192 | 4.542 | 5.1266 | 4.4187 | 0
6744 | 0.00019205 | 0.00013115 | 0 | 3.065 | 3.312 | 3.0192 | 4.524 | 5.1233 | 4.4187 | 3.4534e-05
6745 | 0.00019205 | 0.00012983 | 0 | 3.054 | 3.312 | 3.0192 | 4.4985 | 5.1233 | 4.4187 | 0
6746 | 0.00019128 | 0.00013086 | 0 | 3.0529 | 3.312 | 3.0192 | 4.4959 | 5.1233 | 4.4187 | 1.4127e-05
6747 | 0.00019 | 0.00013009 | 0 | 3.0562 | 3.312 | 3.0192 | 4.5036 | 5.1233 | 4.4187 | 1.0988e-05
6748 | 0.00019074 | 0.00013025 | 0 | 3.0408 | 3.312 | 3.0192 | 4.4682 | 5.1233 | 4.4187 | 0
6749 | 0.0002159 | 0.00013758 | 0 | 3.0354 | 3.312 | 3.0192 | 4.4557 | 5.1233 | 4.4187 | 2.9825e-05
6750 | 0.00020201 | 0.00013394 | 0.00066477 | 3.0507 | 3.312 | 3.0192 | 4.4909 | 5.1233 | 4.4187 | 1.0988e-05
6751 | 0.0001698 | 0.00012289 | 0.0058721 | 3.0818 | 3.312 | 3.0192 | 4.5628 | 5.1233 | 4.4187 | 0.00054155
6752 | 0.00012767 | 0.00011093 | 0.017339 | 3.1717 | 3.312 | 3.0192 | 4.7761 | 5.1233 | 4.4187 | 4.5522e-05
6753 | 9.9054e-05 | 0.00010261 | 0.024707 | 3.2471 | 3.312 | 3.0192 | 4.9603 | 5.1233 | 4.4187 | 5.1801e-05
6754 | 8.5887e-05 | 9.8319e-05 | 0.029693 | 3.3105 | 3.312 | 3.0192 | 5.1196 | 5.1233 | 4.4187 | 5.1801e-05
6755 | 8.3892e-05 | 9.8131e-05 | 0.032795 | 3.3631 | 3.312 | 3.0192 | 5.2546 | 5.1233 | 4.4187 | 0.00012715
6756 | 8.3667e-05 | 9.738e-05 | 0.031355 | 3.3551 | 3.3107 | 3.0192 | 5.2339 | 5.12 | 4.4187 | 4.8661e-05
6757 | 8.5069e-05 | 9.8717e-05 | 0.03274 | 3.39 | 3.3094 | 3.0192 | 5.3248 | 5.1167 | 4.4187 | 9.2613e-05
6758 | 8.0468e-05 | 9.7239e-05 | 0.015899 | 3.3631 | 3.3094 | 3.0192 | 5.2546 | 5.1167 | 4.4187 | 8.1625e-05
6759 | 7.01e-05 | 9.3638e-05 | 0.012797 | 3.3684 | 3.3094 | 3.0192 | 5.2685 | 5.1167 | 4.4187 | 8.4765e-05
6760 | 8.0256e-05 | 9.6098e-05 | 0.0035454 | 3.2887 | 3.3094 | 3.0192 | 5.0643 | 5.1167 | 4.4187 | 1.2558e-05
6761 | 6.267e-05 | 9.0925e-05 | 0.00038778 | 3.2608 | 3.3094 | 3.0192 | 4.9945 | 5.1167 | 4.4187 | 5.337e-05
6762 | 7.5309e-05 | 9.5309e-05 | 0 | 3.2053 | 3.3081 | 3.0192 | 4.8576 | 5.1134 | 4.4187 | 0.00019308
6763 | 0.00010388 | 0.00010453 | 0 | 3.2053 | 3.3081 | 3.0192 | 4.8576 | 5.1134 | 4.4187 | 0.00022133
6764 | 0.0001393 | 0.000115 | 0 | 3.2175 | 3.3068 | 3.0192 | 4.8873 | 5.1101 | 4.4187 | 0.00026371
6765 | 0.00014617 | 0.00011676 | 0 | 3.1921 | 3.3068 | 3.0192 | 4.8252 | 5.1101 | 4.4187 | 0.00024802
6766 | 0.00015459 | 0.00011797 | 0 | 3.1447 | 3.3055 | 3.0192 | 4.7112 | 5.1069 | 4.4187 | 1.2558e-05
6767 | 0.00015946 | 0.00012135 | 0 | 3.0987 | 3.3055 | 3.0192 | 4.6024 | 5.1069 | 4.4187 | 1.5697e-05
6768 | 0.00017025 | 0.00012478 | 0 | 3.0941 | 3.3068 | 3.0192 | 4.5918 | 5.1101 | 4.4187 | 0
6769 | 0.00017537 | 0.00012601 | 0 | 3.0762 | 3.3068 | 3.0192 | 4.5498 | 5.1101 | 4.4187 | 0
6770 | 0.00018809 | 0.00012834 | 0 | 3.0639 | 3.3068 | 3.0192 | 4.5214 | 5.1101 | 4.4187 | 1.7267e-05
6771 | 0.00020019 | 0.00013369 | 0 | 3.0507 | 3.3068 | 3.0192 | 4.4909 | 5.1101 | 4.4187 | 1.2558e-05
6772 | 0.00020419 | 0.00013439 | 0 | 3.0256 | 3.3068 | 3.0192 | 4.4334 | 5.1101 | 4.4187 | 0
6773 | 0.00022444 | 0.00014114 | 0 | 3.0256 | 3.3068 | 3.0192 | 4.4334 | 5.1101 | 4.4187 | 2.1976e-05
6774 | 0.00022603 | 0.00014151 | 0.00083096 | 2.9999 | 3.3068 | 3.0192 | 4.375 | 5.1101 | 4.4187 | 1.2558e-05
6775 | 0.00018051 | 0.00012647 | 0.0063707 | 3.0441 | 3.3055 | 3.0192 | 4.4757 | 5.1069 | 4.4187 | 0.00069695
6776 | 0.0001332 | 0.00011257 | 0.012908 | 3.1032 | 3.3055 | 3.0192 | 4.613 | 5.1069 | 4.4187 | 5.8079e-05
6777 | 0.00011528 | 0.00010764 | 0.023156 | 3.1694 | 3.3055 | 3.0192 | 4.7704 | 5.1069 | 4.4187 | 0.00010988
6778 | 9.5101e-05 | 0.00010167 | 0.029804 | 3.2359 | 3.3055 | 3.0192 | 4.9327 | 5.1069 | 4.4187 | 5.1801e-05
6779 | 8.6952e-05 | 9.9523e-05 | 0.033848 | 3.2811 | 3.3068 | 3.0192 | 5.0451 | 5.1101 | 4.4187 | 0.00013186
6780 | 8.5995e-05 | 9.9327e-05 | 0.030856 | 3.3118 | 3.3068 | 3.0192 | 5.1229 | 5.1101 | 4.4187 | 0.00022447
6781 | 8.1684e-05 | 9.7869e-05 | 0.026757 | 3.3222 | 3.3042 | 3.0192 | 5.1494 | 5.1036 | 4.4187 | 0.00011773
6782 | 6.5632e-05 | 9.268e-05 | 0.022491 | 3.3458 | 3.3029 | 3.0192 | 5.2099 | 5.1003 | 4.4187 | 6.4358e-05
6783 | 5.5145e-05 | 8.9134e-05 | 0.014182 | 3.3261 | 3.3029 | 3.0192 | 5.1594 | 5.1003 | 4.4187 | 9.8892e-05
6784 | 5.4875e-05 | 8.8601e-05 | 0.005152 | 3.3028 | 3.3029 | 3.0192 | 5.0999 | 5.1003 | 4.4187 | 8.6334e-05
6785 | 7.3809e-05 | 9.4459e-05 | 0.00049858 | 3.2747 | 3.3029 | 3.0192 | 5.0292 | 5.1003 | 4.4187 | 6.4358e-05
6786 | 6.9857e-05 | 9.4699e-05 | 0 | 3.2273 | 3.3029 | 3.0192 | 4.9114 | 5.1003 | 4.4187 | 0.00025115
6787 | 0.00012642 | 0.00011052 | 0 | 3.1969 | 3.3029 | 3.0192 | 4.8369 | 5.1003 | 4.4187 | 0.00021191
6788 | 0.0001671 | 0.00012416 | 0 | 3.1825 | 3.3029 | 3.0192 | 4.802 | 5.1003 | 4.4187 | 0.00030766
6789 | 0.00019566 | 0.00012974 | 0 | 3.154 | 3.3016 | 3.0192 | 4.7335 | 5.097 | 4.4187 | 0.00021191
6790 | 0.00020952 | 0.00013662 | 0 | 3.1529 | 3.3004 | 3.0192 | 4.7307 | 5.0938 | 4.4187 | 0
6791 | 0.00021704 | 0.0001387 | 0 | 3.125 | 3.3004 | 3.0192 | 4.6643 | 5.0938 | 4.4187 | 2.8255e-05
6792 | 0.00022455 | 0.000141 | 0 | 3.1021 | 3.3004 | 3.0192 | 4.6103 | 5.0938 | 4.4187 | 0
6793 | 0.00022699 | 0.00014194 | 0 | 3.0908 | 3.2991 | 3.0192 | 4.5838 | 5.0905 | 4.4187 | 1.4127e-05
6794 | 0.0002292 | 0.00014273 | 0 | 3.0518 | 3.3004 | 3.0192 | 4.4934 | 5.0938 | 4.4187 | 1.2558e-05
6795 | 0.00023746 | 0.00014452 | 0 | 3.0289 | 3.3004 | 3.0192 | 4.4408 | 5.0938 | 4.4187 | 1.0988e-05
6796 | 0.0002447 | 0.00014708 | 0 | 3.0181 | 3.3004 | 3.0192 | 4.4162 | 5.0938 | 4.4187 | 0
6797 | 0.00025788 | 0.00015012 | 0 | 2.9904 | 3.3004 | 3.0192 | 4.3535 | 5.0938 | 4.4187 | 0
6798 | 0.0002733 | 0.00015176 | 0.00060937 | 2.9904 | 3.3004 | 3.0192 | 4.3535 | 5.0938 | 4.4187 | 1.4127e-05
6799 | 0.00023728 | 0.00014476 | 0.0062045 | 3.0343 | 3.3004 | 3.0192 | 4.4532 | 5.0938 | 4.4187 | 0.0006326
6800 | 0.00018634 | 0.00012947 | 0.0154 | 3.0987 | 3.2991 | 3.0192 | 4.6024 | 5.0905 | 4.4187 | 8.1625e-05
6801 | 0.00014805 | 0.00011806 | 0.023156 | 3.167 | 3.2991 | 3.0192 | 4.7647 | 5.0905 | 4.4187 | 6.2789e-05
6802 | 0.00011239 | 0.00010664 | 0.028197 | 3.2322 | 3.2991 | 3.0192 | 4.9236 | 5.0905 | 4.4187 | 7.3777e-05
6803 | 9.0312e-05 | 0.00010036 | 0.032297 | 3.2785 | 3.2991 | 3.0192 | 5.0387 | 5.0905 | 4.4187 | 7.2207e-05
6804 | 8.7484e-05 | 9.9555e-05 | 0.035953 | 3.317 | 3.2991 | 3.0192 | 5.1361 | 5.0905 | 4.4187 | 0.00015697
6805 | 8.7713e-05 | 9.9311e-05 | 0.032075 | 3.3538 | 3.2991 | 3.0192 | 5.2304 | 5.0905 | 4.4187 | 6.9067e-05
6806 | 8.1381e-05 | 9.7182e-05 | 0.022048 | 3.2951 | 3.2991 | 3.0192 | 5.0804 | 5.0905 | 4.4187 | 3.7673e-05
6807 | 7.445e-05 | 9.4851e-05 | 0.014736 | 3.2925 | 3.2978 | 3.0192 | 5.074 | 5.0873 | 4.4187 | 3.6103e-05
6808 | 8.1695e-05 | 9.5879e-05 | 0.0055951 | 3.2697 | 3.2978 | 3.0192 | 5.0165 | 5.0873 | 4.4187 | 8.7904e-05
6809 | 7.107e-05 | 9.3572e-05 | 0.00049858 | 3.1801 | 3.2978 | 3.0192 | 4.7962 | 5.0873 | 4.4187 | 3.6103e-05
6810 | 7.7223e-05 | 9.5796e-05 | 0 | 3.125 | 3.2978 | 3.0192 | 4.6643 | 5.0873 | 4.4187 | 0.00019935
6811 | 0.00013798 | 0.0001143 | 0 | 3.0874 | 3.2978 | 3.0192 | 4.5759 | 5.0873 | 4.4187 | 0.00031394
6812 | 0.00015354 | 0.00011952 | 0 | 3.0628 | 3.2978 | 3.0192 | 4.5189 | 5.0873 | 4.4187 | 0.00025115
6813 | 0.00017232 | 0.00012524 | 0 | 3.0419 | 3.2952 | 3.0192 | 4.4707 | 5.0808 | 4.4187 | 0.00027156
6814 | 0.00017781 | 0.00012714 | 0 | 3.0159 | 3.2952 | 3.0192 | 4.4114 | 5.0808 | 4.4187 | 2.8255e-05
6815 | 0.00018073 | 0.00012801 | 0 | 3.0117 | 3.2939 | 3.0192 | 4.4016 | 5.0775 | 4.4187 | 2.9825e-05
6816 | 0.00018779 | 0.00013011 | 0 | 3.0267 | 3.2927 | 3.0192 | 4.4359 | 5.0743 | 4.4187 | 4.5522e-05
6817 | 0.00019508 | 0.00013237 | 0 | 3.0267 | 3.2927 | 3.0192 | 4.4359 | 5.0743 | 4.4187 | 3.1394e-05
6818 | 0.00020326 | 0.00013493 | 0 | 3.0267 | 3.2927 | 3.0192 | 4.4359 | 5.0743 | 4.4187 | 4.2382e-05
6819 | 0.00021263 | 0.00013622 | 0 | 2.9978 | 3.2927 | 3.0192 | 4.3702 | 5.0743 | 4.4187 | 3.4534e-05
6820 | 0.00021681 | 0.00013882 | 0 | 2.9989 | 3.2927 | 3.0192 | 4.3726 | 5.0743 | 4.4187 | 3.7673e-05
6821 | 0.00022227 | 0.00014027 | 0 | 3.0021 | 3.2927 | 3.0192 | 4.3798 | 5.0743 | 4.4187 | 5.0231e-05
6822 | 0.00023871 | 0.00014531 | 0.00060937 | 2.9893 | 3.2927 | 3.0192 | 4.3512 | 5.0743 | 4.4187 | 4.3952e-05
6823 | 0.00021809 | 0.000138 | 0.0074787 | 3.0267 | 3.2927 | 3.0192 | 4.4359 | 5.0743 | 4.4187 | 0.00061847
6824 | 0.00016193 | 0.00012158 | 0.018392 | 3.1112 | 3.2927 | 3.0192 | 4.6318 | 5.0743 | 4.4187 | 0.00049132
6825 | 0.00013462 | 0.00011373 | 0.024818 | 3.1706 | 3.2927 | 3.0192 | 4.7732 | 5.0743 | 4.4187 | 6.1219e-05
6826 | 0.00011387 | 0.00010739 | 0.031189 | 3.2384 | 3.2927 | 3.0192 | 4.9388 | 5.0743 | 4.4187 | 0.0001036
6827 | 0.00011082 | 0.00010666 | 0.022824 | 3.2409 | 3.2927 | 3.0192 | 4.9449 | 5.0743 | 4.4187 | 8.0056e-05
6828 | 0.0001112 | 0.00010689 | 0.021494 | 3.2583 | 3.2927 | 3.0192 | 4.9883 | 5.0743 | 4.4187 | 7.2207e-05
6829 | 0.00011264 | 0.00010752 | 0.022491 | 3.2709 | 3.2914 | 3.0192 | 5.0197 | 5.0711 | 4.4187 | 7.8486e-05
6830 | 9.8652e-05 | 0.00010316 | 0.019112 | 3.2697 | 3.2914 | 3.0192 | 5.0165 | 5.0711 | 4.4187 | 0.00012872
6831 | 9.6487e-05 | 0.00010199 | 0.012908 | 3.2709 | 3.2901 | 3.0192 | 5.0197 | 5.0678 | 4.4187 | 0.00023075
6832 | 7.9932e-05 | 9.6887e-05 | 0.0047642 | 3.2347 | 3.2901 | 3.0192 | 4.9296 | 5.0678 | 4.4187 | 0.00026371
6833 | 8.3376e-05 | 9.8125e-05 | 0.00055397 | 3.1909 | 3.2888 | 3.0192 | 4.8223 | 5.0646 | 4.4187 | 6.7498e-05
6834 | 0.0001043 | 0.00010454 | 0 | 3.1458 | 3.2888 | 3.0192 | 4.7139 | 5.0646 | 4.4187 | 1.2558e-05
6835 | 0.00013997 | 0.00011129 | 0 | 3.0964 | 3.2875 | 3.0192 | 4.5971 | 5.0614 | 4.4187 | 3.6103e-05
6836 | 0.00019334 | 0.00013173 | 0 | 3.0795 | 3.2875 | 3.0192 | 4.5576 | 5.0614 | 4.4187 | 0.00013343
6837 | 0.0001876 | 0.0001302 | 0 | 3.0354 | 3.2863 | 3.0192 | 4.4557 | 5.0582 | 4.4187 | 8.1625e-05
6838 | 0.00019324 | 0.00013195 | 0 | 3.0052 | 3.285 | 3.0192 | 4.3871 | 5.055 | 4.4187 | 0.00011773
6839 | 0.00019649 | 0.00013279 | 0 | 2.9715 | 3.285 | 3.0192 | 4.3112 | 5.055 | 4.4187 | 4.2382e-05
6840 | 0.00020552 | 0.00013565 | 0 | 2.9508 | 3.285 | 3.0192 | 4.265 | 5.055 | 4.4187 | 2.5115e-05
6841 | 0.00020664 | 0.0001361 | 0 | 2.9213 | 3.285 | 3.0192 | 4.1999 | 5.055 | 4.4187 | 5.651e-05
6842 | 0.00020933 | 0.00013589 | 0 | 2.9073 | 3.2837 | 3.0192 | 4.1691 | 5.0518 | 4.4187 | 5.337e-05
6843 | 0.00021328 | 0.00013726 | 0 | 2.9213 | 3.2824 | 3.0192 | 4.1999 | 5.0485 | 4.4187 | 0
6844 | 0.00021874 | 0.00013972 | 0 | 2.9243 | 3.2824 | 3.0192 | 4.2065 | 5.0485 | 4.4187 | 2.8255e-05
6845 | 0.00021984 | 0.0001401 | 0 | 2.9254 | 3.2824 | 3.0192 | 4.2087 | 5.0485 | 4.4187 | 1.4127e-05
6846 | 0.00024265 | 0.00014565 | 0.00055397 | 2.9133 | 3.2824 | 3.0192 | 4.1822 | 5.0485 | 4.4187 | 9.4183e-06
6847 | 0.00019466 | 0.00013151 | 0.0064261 | 2.9601 | 3.2824 | 3.0192 | 4.2857 | 5.0485 | 4.4187 | 0.00044109
6848 | 0.00015297 | 0.00011919 | 0.01806 | 3.0202 | 3.2824 | 3.0192 | 4.4211 | 5.0485 | 4.4187 | 0.00064515
6849 | 0.00011306 | 0.0001075 | 0.028308 | 3.1043 | 3.2812 | 3.0192 | 4.6157 | 5.0453 | 4.4187 | 0.00014284
6850 | 8.4225e-05 | 9.819e-05 | 0.035122 | 3.1635 | 3.2812 | 3.0192 | 4.7561 | 5.0453 | 4.4187 | 0.00017424
6851 | 7.7748e-05 | 9.6045e-05 | 0.041825 | 3.2322 | 3.2812 | 3.0192 | 4.9236 | 5.0453 | 4.4187 | 5.9649e-05
6852 | 6.4729e-05 | 8.9916e-05 | 0.033792 | 3.2496 | 3.2812 | 3.0192 | 4.9665 | 5.0453 | 4.4187 | 0.00010674
6853 | 6.3577e-05 | 9.0389e-05 | 0.031521 | 3.2634 | 3.2812 | 3.0192 | 5.0008 | 5.0453 | 4.4187 | 6.5928e-05
6854 | 7.1084e-05 | 9.3491e-05 | 0.027976 | 3.2785 | 3.2812 | 3.0192 | 5.0387 | 5.0453 | 4.4187 | 7.8486e-05
6855 | 4.7026e-05 | 8.503e-05 | 0.013905 | 3.2285 | 3.2799 | 3.0192 | 4.9145 | 5.0421 | 4.4187 | 0.0002072
6856 | 4.8077e-05 | 8.4931e-05 | 0.0057059 | 3.1458 | 3.2786 | 3.0192 | 4.7139 | 5.039 | 4.4187 | 0.00025743
6857 | 4.6225e-05 | 8.8543e-05 | 0.00033238 | 3.065 | 3.2773 | 3.0192 | 4.524 | 5.0358 | 4.4187 | 2.8255e-05
6858 | 4.6911e-05 | 9.071e-05 | 0 | 3.0246 | 3.2773 | 3.0192 | 4.431 | 5.0358 | 4.4187 | 7.0637e-05
6859 | 6.8211e-05 | 0.00010227 | 0 | 2.9872 | 3.2773 | 3.0192 | 4.3464 | 5.0358 | 4.4187 | 0
6860 | 9.9928e-05 | 0.00010688 | 0 | 2.9757 | 3.2761 | 3.0192 | 4.3205 | 5.0326 | 4.4187 | 0.00016953
6861 | 0.00012697 | 0.0001124 | 0 | 2.957 | 3.2748 | 3.0192 | 4.2788 | 5.0294 | 4.4187 | 0.00011773
6862 | 0.00012904 | 0.00011365 | 0 | 2.9396 | 3.2735 | 3.0192 | 4.2401 | 5.0262 | 4.4187 | 0.00014441
6863 | 0.00013394 | 0.00011519 | 0 | 2.9269 | 3.2735 | 3.0192 | 4.2121 | 5.0262 | 4.4187 | 1.0988e-05
6864 | 0.00015859 | 0.00012237 | 0 | 2.9436 | 3.2735 | 3.0192 | 4.2491 | 5.0262 | 4.4187 | 2.8255e-05
6865 | 0.00017107 | 0.00012422 | 0 | 2.9416 | 3.2723 | 3.0192 | 4.2446 | 5.0231 | 4.4187 | 1.4127e-05
6866 | 0.00018162 | 0.00012609 | 0 | 2.9304 | 3.2723 | 3.0192 | 4.2199 | 5.0231 | 4.4187 | 1.5697e-05
6867 | 0.00018326 | 0.00012915 | 0 | 2.8973 | 3.2723 | 3.0192 | 4.1474 | 5.0231 | 4.4187 | 0
6868 | 0.00018768 | 0.00013029 | 0 | 2.8993 | 3.271 | 3.0192 | 4.1517 | 5.0199 | 4.4187 | 0
6869 | 0.00020285 | 0.00013509 | 0 | 2.9083 | 3.271 | 3.0192 | 4.1713 | 5.0199 | 4.4187 | 1.5697e-05
6870 | 0.00019122 | 0.00013098 | 0.00044318 | 2.9355 | 3.271 | 3.0192 | 4.2311 | 5.0199 | 4.4187 | 4.0813e-05
6871 | 0.00016781 | 0.00012326 | 0.0050966 | 2.9591 | 3.271 | 3.0192 | 4.2834 | 5.0199 | 4.4187 | 0.00059021
6872 | 0.00010541 | 0.00010491 | 0.010636 | 3.0452 | 3.271 | 3.0192 | 4.4783 | 5.0199 | 4.4187 | 9.7322e-05
6873 | 8.8437e-05 | 0.00010013 | 0.018891 | 3.1307 | 3.271 | 3.0192 | 4.678 | 5.0199 | 4.4187 | 9.5753e-05
6874 | 7.2574e-05 | 9.4683e-05 | 0.025704 | 3.1981 | 3.271 | 3.0192 | 4.8399 | 5.0199 | 4.4187 | 0.00010988
6875 | 6.3154e-05 | 9.2502e-05 | 0.024929 | 3.2372 | 3.271 | 3.0192 | 4.9358 | 5.0199 | 4.4187 | 8.9474e-05
6876 | 5.8671e-05 | 9.1386e-05 | 0.03274 | 3.317 | 3.271 | 3.0192 | 5.1361 | 5.0199 | 4.4187 | 0.00019935
6877 | 5.9716e-05 | 9.1764e-05 | 0.023101 | 3.3511 | 3.2697 | 3.0192 | 5.2236 | 5.0167 | 4.4187 | 6.4358e-05
6878 | 5.1639e-05 | 8.9169e-05 | 0.01817 | 3.3498 | 3.2685 | 3.0192 | 5.2202 | 5.0136 | 4.4187 | 0.0001036
6879 | 3.856e-05 | 8.468e-05 | 0.0077556 | 3.3092 | 3.2672 | 3.0192 | 5.1163 | 5.0104 | 4.4187 | 0.00011459
6880 | 3.334e-05 | 8.2279e-05 | 0.0036008 | 3.2951 | 3.2672 | 3.0192 | 5.0804 | 5.0104 | 4.4187 | 8.3195e-05
6881 | 5.6791e-05 | 8.9978e-05 | 0.00027699 | 3.2421 | 3.2672 | 3.0192 | 4.948 | 5.0104 | 4.4187 | 8.4765e-05
6882 | 4.5515e-05 | 8.6634e-05 | 0 | 3.2175 | 3.2672 | 3.0192 | 4.8873 | 5.0104 | 4.4187 | 0.00022761
6883 | 8.6942e-05 | 0.00010025 | 0 | 3.2029 | 3.2672 | 3.0192 | 4.8516 | 5.0104 | 4.4187 | 0.00021191
6884 | 0.00010889 | 0.00010483 | 0 | 3.1837 | 3.266 | 3.0192 | 4.8049 | 5.0073 | 4.4187 | 0.00026057
6885 | 0.00011353 | 0.00010271 | 0 | 3.1694 | 3.2647 | 3.0192 | 4.7704 | 5.0041 | 4.4187 | 0.0001711
6886 | 0.0001273 | 0.00011208 | 0 | 3.1564 | 3.2647 | 3.0192 | 4.7392 | 5.0041 | 4.4187 | 2.1976e-05
6887 | 0.00013116 | 0.00011354 | 0 | 3.154 | 3.2647 | 3.0192 | 4.7335 | 5.0041 | 4.4187 | 1.4127e-05
6888 | 0.00014485 | 0.00011651 | 0 | 3.14 | 3.2647 | 3.0192 | 4.7 | 5.0041 | 4.4187 | 1.2558e-05
6889 | 0.00015573 | 0.00011883 | 0 | 3.0885 | 3.2634 | 3.0192 | 4.5786 | 5.001 | 4.4187 | 0
6890 | 0.00016586 | 0.00012374 | 0 | 3.0953 | 3.2634 | 3.0192 | 4.5944 | 5.001 | 4.4187 | 1.2558e-05
6891 | 0.00017133 | 0.00012432 | 0 | 3.0762 | 3.2622 | 3.0192 | 4.5498 | 4.9978 | 4.4187 | 5.0231e-05
6892 | 0.00018169 | 0.00012878 | 0 | 3.0773 | 3.2622 | 3.0192 | 4.5524 | 4.9978 | 4.4187 | 6.4358e-05
6893 | 0.00018972 | 0.00013113 | 0 | 3.0751 | 3.2622 | 3.0192 | 4.5472 | 4.9978 | 4.4187 | 1.2558e-05
6894 | 0.00021015 | 0.00013626 | 0.00022159 | 3.084 | 3.2622 | 3.0192 | 4.5681 | 4.9978 | 4.4187 | 1.2558e-05
6895 | 0.00017105 | 0.0001243 | 0.0037116 | 3.1032 | 3.2622 | 3.0192 | 4.613 | 4.9978 | 4.4187 | 0.00067969
6896 | 0.00010532 | 0.00010486 | 0.0094176 | 3.1284 | 3.2622 | 3.0192 | 4.6725 | 4.9978 | 4.4187 | 3.1394e-05
6897 | 8.6887e-05 | 9.9778e-05 | 0.015013 | 3.1564 | 3.2622 | 3.0192 | 4.7392 | 4.9978 | 4.4187 | 5.1801e-05
6898 | 7.386e-05 | 9.5581e-05 | 0.024541 | 3.2005 | 3.2622 | 3.0192 | 4.8457 | 4.9978 | 4.4187 | 5.0231e-05
6899 | 7.0268e-05 | 9.4781e-05 | 0.022104 | 3.1765 | 3.2609 | 3.0192 | 4.7875 | 4.9947 | 4.4187 | 6.1219e-05
6900 | 7.4956e-05 | 9.6265e-05 | 0.025427 | 3.1861 | 3.2609 | 3.0192 | 4.8107 | 4.9947 | 4.4187 | 0.00016168
6901 | 7.5474e-05 | 9.6739e-05 | 0.020331 | 3.2126 | 3.2609 | 3.0192 | 4.8754 | 4.9947 | 4.4187 | 0.00011459
6902 | 7.2353e-05 | 9.5333e-05 | 0.012908 | 3.2126 | 3.2609 | 3.0192 | 4.8754 | 4.9947 | 4.4187 | 3.7673e-05
6903 | 5.7133e-05 | 9.0795e-05 | 0.0074787 | 3.1825 | 3.2609 | 3.0192 | 4.802 | 4.9947 | 4.4187 | 7.6916e-05
6904 | 5.3205e-05 | 8.925e-05 | 0.0032131 | 3.1587 | 3.2609 | 3.0192 | 4.7448 | 4.9947 | 4.4187 | 9.7322e-05
6905 | 7.49e-05 | 9.6098e-05 | 0.00027699 | 3.1365 | 3.2609 | 3.0192 | 4.6917 | 4.9947 | 4.4187 | 9.1044e-05
6906 | 8.0757e-05 | 9.7886e-05 | 0 | 3.1261 | 3.2597 | 3.0192 | 4.667 | 4.9916 | 4.4187 | 0.00024331
6907 | 0.00010977 | 0.00010732 | 0 | 3.1215 | 3.2584 | 3.0192 | 4.6561 | 4.9884 | 4.4187 | 0.00030139
6908 | 0.00013221 | 0.00011074 | 0 | 3.1055 | 3.2572 | 3.0192 | 4.6184 | 4.9853 | 4.4187 | 0.00016325
6909 | 0.00014514 | 0.0001179 | 0 | 3.0908 | 3.2572 | 3.0192 | 4.5838 | 4.9853 | 4.4187 | 0.00018523
6910 | 0.00015594 | 0.00012102 | 0 | 3.0829 | 3.2572 | 3.0192 | 4.5655 | 4.9853 | 4.4187 | 1.5697e-05
6911 | 0.00016525 | 0.0001237 | 0 | 3.0851 | 3.2572 | 3.0192 | 4.5707 | 4.9853 | 4.4187 | 1.4127e-05
6912 | 0.00018144 | 0.00012767 | 0 | 3.0784 | 3.2572 | 3.0192 | 4.555 | 4.9853 | 4.4187 | 0
6913 | 0.00018787 | 0.00013061 | 0 | 3.0739 | 3.2572 | 3.0192 | 4.5446 | 4.9853 | 4.4187 | 1.5697e-05
6914 | 0.00019379 | 0.00013268 | 0 | 3.0573 | 3.2572 | 3.0192 | 4.5061 | 4.9853 | 4.4187 | 3.2964e-05
6915 | 0.00019954 | 0.00013429 | 0 | 3.0321 | 3.2584 | 3.0192 | 4.4483 | 4.9884 | 4.4187 | 0
6916 | 0.00020526 | 0.00013454 | 0 | 2.9957 | 3.2584 | 3.0192 | 4.3655 | 4.9884 | 4.4187 | 0
6917 | 0.00021742 | 0.00013947 | 0 | 2.9915 | 3.2572 | 3.0192 | 4.3559 | 4.9853 | 4.4187 | 1.0988e-05
6918 | 0.00022841 | 0.00014297 | 0.00022159 | 2.983 | 3.2572 | 3.0192 | 4.337 | 4.9853 | 4.4187 | 0
6919 | 0.00018497 | 0.00012899 | 0.0031577 | 2.9705 | 3.2572 | 3.0192 | 4.3088 | 4.9853 | 4.4187 | 0.00053527
6920 | 0.00013351 | 0.00011386 | 0.009196 | 3.0127 | 3.2584 | 3.0192 | 4.404 | 4.9884 | 4.4187 | 8.0056e-05
6921 | 0.00010528 | 0.00010556 | 0.018337 | 3.0728 | 3.2584 | 3.0192 | 4.542 | 4.9884 | 4.4187 | 5.337e-05
6922 | 8.7244e-05 | 9.9898e-05 | 0.02576 | 3.1032 | 3.2572 | 3.0192 | 4.613 | 4.9853 | 4.4187 | 2.8255e-05
6923 | 8.2109e-05 | 9.8815e-05 | 0.036562 | 3.167 | 3.2559 | 3.0192 | 4.7647 | 4.9822 | 4.4187 | 6.4358e-05
6924 | 7.7352e-05 | 9.7404e-05 | 0.035953 | 3.1981 | 3.2546 | 3.0192 | 4.8399 | 4.9791 | 4.4187 | 0.00017738
6925 | 8.2832e-05 | 9.9143e-05 | 0.036119 | 3.2236 | 3.2546 | 3.0192 | 4.9024 | 4.9791 | 4.4187 | 5.8079e-05
6926 | 8.2454e-05 | 9.7699e-05 | 0.023765 | 3.2005 | 3.2546 | 3.0192 | 4.8457 | 4.9791 | 4.4187 | 6.9067e-05
6927 | 6.3506e-05 | 9.3054e-05 | 0.013295 | 3.1765 | 3.2546 | 3.0192 | 4.7875 | 4.9791 | 4.4187 | 0.00010517
6928 | 5.8946e-05 | 9.1311e-05 | 0.0042656 | 3.1458 | 3.2534 | 3.0192 | 4.7139 | 4.976 | 4.4187 | 5.0231e-05
6929 | 5.4088e-05 | 9.018e-05 | 0.00016619 | 3.0874 | 3.2534 | 3.0192 | 4.5759 | 4.976 | 4.4187 | 8.1625e-05
6930 | 7.846e-05 | 9.7202e-05 | 0 | 3.0617 | 3.2534 | 3.0192 | 4.5163 | 4.976 | 4.4187 | 0.0002904
6931 | 0.00012233 | 0.00010803 | 0 | 3.0474 | 3.2521 | 3.0192 | 4.4833 | 4.9728 | 4.4187 | 0.00020877
6932 | 0.0001532 | 0.0001206 | 0 | 3.0321 | 3.2521 | 3.0192 | 4.4483 | 4.9728 | 4.4187 | 0.00029354
6933 | 0.0001614 | 0.00012271 | 0 | 3.0202 | 3.2521 | 3.0192 | 4.4211 | 4.9728 | 4.4187 | 0.00017895
6934 | 0.00016917 | 0.00012325 | 0 | 3.0052 | 3.2509 | 3.0192 | 4.3871 | 4.9697 | 4.4187 | 1.0988e-05
6935 | 0.00017264 | 0.00012631 | 0 | 2.983 | 3.2496 | 3.0192 | 4.337 | 4.9666 | 4.4187 | 1.2558e-05
6936 | 0.00017985 | 0.00012846 | 0 | 2.9862 | 3.2496 | 3.0192 | 4.344 | 4.9666 | 4.4187 | 1.2558e-05
6937 | 0.0001836 | 0.00012972 | 0 | 2.9999 | 3.2496 | 3.0192 | 4.375 | 4.9666 | 4.4187 | 2.8255e-05
6938 | 0.00018994 | 0.00013024 | 0 | 2.9726 | 3.2496 | 3.0192 | 4.3135 | 4.9666 | 4.4187 | 2.9825e-05
6939 | 0.00019593 | 0.00013341 | 0 | 2.9406 | 3.2496 | 3.0192 | 4.2423 | 4.9666 | 4.4187 | 1.0988e-05
6940 | 0.00020424 | 0.00013582 | 0 | 2.9254 | 3.2484 | 3.0192 | 4.2087 | 4.9635 | 4.4187 | 0
6941 | 0.00022034 | 0.00014087 | 0 | 2.9153 | 3.2484 | 3.0192 | 4.1866 | 4.9635 | 4.4187 | 1.2558e-05
6942 | 0.00023728 | 0.00014396 | 0.00027699 | 2.9223 | 3.2484 | 3.0192 | 4.2021 | 4.9635 | 4.4187 | 1.5697e-05
6943 | 0.00020098 | 0.00013414 | 0.0050412 | 2.9632 | 3.2484 | 3.0192 | 4.2926 | 4.9635 | 4.4187 | 0.00043167
6944 | 0.00013076 | 0.00011304 | 0.013018 | 3.0256 | 3.2472 | 3.0192 | 4.4334 | 4.9604 | 4.4187 | 8.9474e-05
6945 | 0.00010874 | 0.00010686 | 0.022658 | 3.0751 | 3.2472 | 3.0192 | 4.5472 | 4.9604 | 4.4187 | 0.00010046
6946 | 6.7953e-05 | 9.3772e-05 | 0.031632 | 3.1646 | 3.2472 | 3.0192 | 4.759 | 4.9604 | 4.4187 | 5.8079e-05
6947 | 5.1065e-05 | 8.9261e-05 | 0.033405 | 3.1933 | 3.2484 | 3.0192 | 4.8281 | 4.9635 | 4.4187 | 5.337e-05
6948 | 4.7332e-05 | 8.8019e-05 | 0.035842 | 3.2372 | 3.2484 | 3.0192 | 4.9358 | 4.9635 | 4.4187 | 0.00017581
6949 | 4.6147e-05 | 8.6298e-05 | 0.028253 | 3.2558 | 3.2472 | 3.0192 | 4.982 | 4.9604 | 4.4187 | 4.3952e-05
6950 | 4.4674e-05 | 8.5892e-05 | 0.0195 | 3.2533 | 3.2472 | 3.0192 | 4.9758 | 4.9604 | 4.4187 | 7.6916e-05
6951 | 3.8757e-05 | 8.1184e-05 | 0.014625 | 3.2459 | 3.2459 | 3.0192 | 4.9572 | 4.9574 | 4.4187 | 3.4534e-05
6952 | 3.6153e-05 | 8.0477e-05 | 0.0045426 | 3.1635 | 3.2459 | 3.0192 | 4.7561 | 4.9574 | 4.4187 | 0.00010203
6953 | 5.5051e-05 | 8.9359e-05 | 0.00027699 | 3.0684 | 3.2434 | 3.0192 | 4.5317 | 4.9512 | 4.4187 | 3.7673e-05
6954 | 5.4401e-05 | 9.1192e-05 | 0 | 3.0224 | 3.2434 | 3.0192 | 4.426 | 4.9512 | 4.4187 | 0.00033749
6955 | 6.2764e-05 | 9.5285e-05 | 0 | 2.9999 | 3.2434 | 3.0192 | 4.375 | 4.9512 | 4.4187 | 0.00022133
6956 | 0.00010647 | 0.00010619 | 0 | 2.9883 | 3.2434 | 3.0192 | 4.3488 | 4.9512 | 4.4187 | 0.00024017
6957 | 0.00012038 | 0.00011041 | 0 | 2.9978 | 3.2422 | 3.0192 | 4.3702 | 4.9481 | 4.4187 | 0.00023075
6958 | 0.0001396 | 0.00011633 | 0 | 2.9989 | 3.2422 | 3.0192 | 4.3726 | 4.9481 | 4.4187 | 0
6959 | 0.0001565 | 0.00012139 | 0 | 2.9904 | 3.2422 | 3.0192 | 4.3535 | 4.9481 | 4.4187 | 0
6960 | 0.00017545 | 0.0001243 | 0 | 3.0063 | 3.2422 | 3.0192 | 4.3895 | 4.9481 | 4.4187 | 0
6961 | 0.00018537 | 0.00012908 | 0 | 3.0063 | 3.2422 | 3.0192 | 4.3895 | 4.9481 | 4.4187 | 1.2558e-05
6962 | 0.00019241 | 0.00013205 | 0 | 3.0149 | 3.2409 | 3.0192 | 4.4089 | 4.945 | 4.4187 | 1.0988e-05
6963 | 0.00019485 | 0.00013302 | 0 | 3.0256 | 3.2385 | 3.0192 | 4.4334 | 4.9389 | 4.4187 | 0
6964 | 0.00020211 | 0.00013471 | 0 | 3.0235 | 3.2372 | 3.0192 | 4.4285 | 4.9358 | 4.4187 | 0
6965 | 0.00020983 | 0.00013749 | 0 | 3.0267 | 3.2372 | 3.0192 | 4.4359 | 4.9358 | 4.4187 | 1.5697e-05
6966 | 0.00023023 | 0.0001438 | 0.00022159 | 3.0181 | 3.2372 | 3.0192 | 4.4162 | 4.9358 | 4.4187 | 0
6967 | 0.00018396 | 0.00012864 | 0.0049858 | 3.0452 | 3.2385 | 3.0192 | 4.4783 | 4.9389 | 4.4187 | 0.00053056
6968 | 0.00013027 | 0.00011251 | 0.012797 | 3.1135 | 3.2385 | 3.0192 | 4.6372 | 4.9389 | 4.4187 | 9.4183e-05
6969 | 9.8465e-05 | 0.00010357 | 0.017506 | 3.1611 | 3.2385 | 3.0192 | 4.7505 | 4.9389 | 4.4187 | 3.4534e-05
6970 | 7.333e-05 | 9.5632e-05 | 0.021162 | 3.2261 | 3.2385 | 3.0192 | 4.9084 | 4.9389 | 4.4187 | 0.00010046
6971 | 6.4544e-05 | 9.3217e-05 | 0.019001 | 3.2659 | 3.2372 | 3.0192 | 5.0071 | 4.9358 | 4.4187 | 0.000135
6972 | 6.281e-05 | 9.2349e-05 | 0.020386 | 3.3002 | 3.2372 | 3.0192 | 5.0934 | 4.9358 | 4.4187 | 0.00021034
6973 | 6.33e-05 | 9.1592e-05 | 0.019832 | 3.3092 | 3.2372 | 3.0192 | 5.1163 | 4.9358 | 4.4187 | 5.337e-05
6974 | 5.5831e-05 | 9.2396e-05 | 0.011024 | 3.2836 | 3.2372 | 3.0192 | 5.0515 | 4.9358 | 4.4187 | 7.3777e-05
6975 | 5.076e-05 | 8.5548e-05 | 0.007534 | 3.2772 | 3.2372 | 3.0192 | 5.0355 | 4.9358 | 4.4187 | 6.9067e-05
6976 | 5.9938e-05 | 9.0424e-05 | 0.0025483 | 3.2483 | 3.2372 | 3.0192 | 4.9634 | 4.9358 | 4.4187 | 7.3777e-05
6977 | 6.8248e-05 | 9.6114e-05 | 0.00011079 | 3.1909 | 3.2372 | 3.0192 | 4.8223 | 4.9358 | 4.4187 | 6.4358e-05
6978 | 5.9114e-05 | 9.4205e-05 | 0 | 3.1354 | 3.2347 | 3.0192 | 4.689 | 4.9297 | 4.4187 | 0.00029511
6979 | 9.0857e-05 | 0.00010745 | 0 | 3.1146 | 3.2347 | 3.0192 | 4.6399 | 4.9297 | 4.4187 | 0.00018837
6980 | 0.0001236 | 0.00011291 | 0 | 3.0762 | 3.2335 | 3.0192 | 4.5498 | 4.9267 | 4.4187 | 0.00024802
6981 | 0.00014944 | 0.00012063 | 0 | 3.0562 | 3.2335 | 3.0192 | 4.5036 | 4.9267 | 4.4187 | 0.00024488
6982 | 0.00016618 | 0.00012582 | 0 | 3.0518 | 3.2335 | 3.0192 | 4.4934 | 4.9267 | 4.4187 | 0
6983 | 0.00017954 | 0.00012817 | 0 | 3.0474 | 3.2335 | 3.0192 | 4.4833 | 4.9267 | 4.4187 | 1.7267e-05
6984 | 0.00019462 | 0.00013425 | 0 | 3.0485 | 3.2335 | 3.0192 | 4.4858 | 4.9267 | 4.4187 | 2.8255e-05
6985 | 0.00019666 | 0.00013448 | 0 | 3.0343 | 3.2335 | 3.0192 | 4.4532 | 4.9267 | 4.4187 | 9.4183e-06
6986 | 0.00020338 | 0.0001366 | 0 | 3.0084 | 3.2335 | 3.0192 | 4.3943 | 4.9267 | 4.4187 | 0
6987 | 0.00020635 | 0.00013688 | 0 | 3.017 | 3.2323 | 3.0192 | 4.4138 | 4.9236 | 4.4187 | 2.5115e-05
6988 | 0.00020694 | 0.00013766 | 0 | 3.0235 | 3.2323 | 3.0192 | 4.4285 | 4.9236 | 4.4187 | 1.4127e-05
6989 | 0.00020993 | 0.0001386 | 0 | 2.9989 | 3.2323 | 3.0192 | 4.3726 | 4.9236 | 4.4187 | 3.7673e-05
6990 | 0.00022549 | 0.00014325 | 0.00022159 | 3.017 | 3.2323 | 3.0192 | 4.4138 | 4.9236 | 4.4187 | 8.3195e-05
6991 | 0.00017455 | 0.00012673 | 0.0037116 | 3.0343 | 3.2323 | 3.0192 | 4.4532 | 4.9236 | 4.4187 | 0.00057138
6992 | 0.00015591 | 0.00012089 | 0.010692 | 3.0818 | 3.2323 | 3.0192 | 4.5628 | 4.9236 | 4.4187 | 0.0004615
6993 | 0.00011035 | 0.00010858 | 0.018558 | 3.1493 | 3.2323 | 3.0192 | 4.7223 | 4.9236 | 4.4187 | 9.4183e-05
6994 | 0.00010366 | 0.00010606 | 0.028197 | 3.2273 | 3.2323 | 3.0192 | 4.9114 | 4.9236 | 4.4187 | 6.7498e-05
6995 | 0.00010413 | 0.0001055 | 0.029194 | 3.2558 | 3.2323 | 3.0192 | 4.982 | 4.9236 | 4.4187 | 5.8079e-05
6996 | 0.00010365 | 0.00010611 | 0.032407 | 3.3131 | 3.231 | 3.0192 | 5.1262 | 4.9206 | 4.4187 | 9.4183e-05
6997 | 0.00010917 | 0.00010767 | 0.0272 | 3.3118 | 3.2298 | 3.0192 | 5.1229 | 4.9175 | 4.4187 | 0.00012558
6998 | 0.00011931 | 0.00011029 | 0.022214 | 3.3131 | 3.2298 | 3.0192 | 5.1262 | 4.9175 | 4.4187 | 4.0813e-05
6999 | 9.5676e-05 | 0.00010303 | 0.014237 | 3.2925 | 3.2298 | 3.0192 | 5.074 | 4.9175 | 4.4187 | 0.00022761
7000 | 9.3242e-05 | 0.00010151 | 0.0037116 | 3.2409 | 3.231 | 3.0192 | 4.9449 | 4.9206 | 4.4187 | 0.00022918
7001 | 9.6954e-05 | 0.00010321 | 0.00016619 | 3.1801 | 3.231 | 3.0192 | 4.7962 | 4.9206 | 4.4187 | 3.1394e-05
7002 | 0.00010937 | 0.00010716 | 0 | 3.1435 | 3.231 | 3.0192 | 4.7084 | 4.9206 | 4.4187 | 5.337e-05
7003 | 0.00017978 | 0.00012831 | 0 | 3.1377 | 3.2298 | 3.0192 | 4.6945 | 4.9175 | 4.4187 | 5.8079e-05
7004 | 0.00019593 | 0.00013285 | 0 | 3.1169 | 3.231 | 3.0192 | 4.6453 | 4.9206 | 4.4187 | 0.00015697
7005 | 0.00021799 | 0.00014015 | 0 | 3.093 | 3.231 | 3.0192 | 4.5891 | 4.9206 | 4.4187 | 0.00017738
7006 | 0.00022137 | 0.00014089 | 0 | 3.0751 | 3.231 | 3.0192 | 4.5472 | 4.9206 | 4.4187 | 0.00023389
7007 | 0.00022818 | 0.0001423 | 0 | 3.0518 | 3.231 | 3.0192 | 4.4934 | 4.9206 | 4.4187 | 1.2558e-05
7008 | 0.00023411 | 0.00014479 | 0 | 3.0474 | 3.231 | 3.0192 | 4.4833 | 4.9206 | 4.4187 | 2.8255e-05
7009 | 0.00023239 | 0.00014425 | 0 | 3.0267 | 3.2298 | 3.0192 | 4.4359 | 4.9175 | 4.4187 | 5.651e-05
7010 | 0.00022909 | 0.00014364 | 0 | 3.0321 | 3.2298 | 3.0192 | 4.4483 | 4.9175 | 4.4187 | 1.0988e-05
7011 | 0.00022695 | 0.000143 | 0 | 3.0507 | 3.2298 | 3.0192 | 4.4909 | 4.9175 | 4.4187 | 6.9067e-05
7012 | 0.00022803 | 0.00014327 | 0 | 3.0485 | 3.2298 | 3.0192 | 4.4858 | 4.9175 | 4.4187 | 1.2558e-05
7013 | 0.00024388 | 0.00014804 | 0 | 3.0387 | 3.2298 | 3.0192 | 4.4632 | 4.9175 | 4.4187 | 3.6103e-05
7014 | 0.00023373 | 0.00014508 | 0.00011079 | 3.03 | 3.231 | 3.0192 | 4.4433 | 4.9206 | 4.4187 | 4.0813e-05
7015 | 0.00021198 | 0.00013726 | 0.0030469 | 3.0496 | 3.231 | 3.0192 | 4.4883 | 4.9206 | 4.4187 | 0.00059178
7016 | 0.00016195 | 0.00012238 | 0.0097499 | 3.0863 | 3.2298 | 3.0192 | 4.5733 | 4.9175 | 4.4187 | 0.0005651
7017 | 0.00013337 | 0.00011413 | 0.013406 | 3.1226 | 3.2298 | 3.0192 | 4.6588 | 4.9175 | 4.4187 | 8.4765e-05
7018 | 0.00013506 | 0.00011491 | 0.017893 | 3.1529 | 3.2298 | 3.0192 | 4.7307 | 4.9175 | 4.4187 | 6.7498e-05
7019 | 0.00013329 | 0.0001147 | 0.017284 | 3.1897 | 3.2286 | 3.0192 | 4.8194 | 4.9145 | 4.4187 | 4.7091e-05
7020 | 0.00011012 | 0.00010711 | 0.017173 | 3.2041 | 3.2286 | 3.0192 | 4.8546 | 4.9145 | 4.4187 | 0.00010517
7021 | 0.00010211 | 0.0001049 | 0.016508 | 3.2249 | 3.2286 | 3.0192 | 4.9054 | 4.9145 | 4.4187 | 0.00012087
7022 | 9.2795e-05 | 0.00010226 | 0.010304 | 3.2249 | 3.2286 | 3.0192 | 4.9054 | 4.9145 | 4.4187 | 5.0231e-05
7023 | 8.5051e-05 | 9.9483e-05 | 0.0061491 | 3.2114 | 3.2273 | 3.0192 | 4.8724 | 4.9115 | 4.4187 | 0.00021819
7024 | 8.9232e-05 | 0.0001003 | 0.0018835 | 3.1765 | 3.2273 | 3.0192 | 4.7875 | 4.9115 | 4.4187 | 0.00027313
7025 | 7.9914e-05 | 9.7936e-05 | 0 | 3.14 | 3.2286 | 3.0192 | 4.7 | 4.9145 | 4.4187 | 4.2382e-05
7026 | 8.8081e-05 | 0.00010011 | 0 | 3.1226 | 3.2286 | 3.0192 | 4.6588 | 4.9145 | 4.4187 | 2.6685e-05
7027 | 0.0001331 | 0.00011364 | 0 | 3.1319 | 3.2286 | 3.0192 | 4.6807 | 4.9145 | 4.4187 | 2.9825e-05
7028 | 0.00016383 | 0.00012388 | 0 | 3.1135 | 3.2286 | 3.0192 | 4.6372 | 4.9145 | 4.4187 | 0.0001397
7029 | 0.00017349 | 0.00012693 | 0 | 3.0987 | 3.2286 | 3.0192 | 4.6024 | 4.9145 | 4.4187 | 0.00012715
7030 | 0.00017687 | 0.00012797 | 0 | 3.0773 | 3.2273 | 3.0192 | 4.5524 | 4.9115 | 4.4187 | 0.00014441
7031 | 0.00017993 | 0.0001288 | 0 | 3.0628 | 3.2273 | 3.0192 | 4.5189 | 4.9115 | 4.4187 | 0
7032 | 0.00018769 | 0.00013103 | 0 | 3.0628 | 3.2273 | 3.0192 | 4.5189 | 4.9115 | 4.4187 | 9.4183e-06
7033 | 0.00019109 | 0.00013235 | 0 | 3.0441 | 3.2273 | 3.0192 | 4.4757 | 4.9115 | 4.4187 | 0
7034 | 0.00019214 | 0.00012892 | 0 | 3.017 | 3.2273 | 3.0192 | 4.4138 | 4.9115 | 4.4187 | 0
7035 | 0.00019544 | 0.00013331 | 0 | 3.0084 | 3.2273 | 3.0192 | 4.3943 | 4.9115 | 4.4187 | 0
7036 | 0.00020368 | 0.00013496 | 0 | 3.0042 | 3.2273 | 3.0192 | 4.3847 | 4.9115 | 4.4187 | 1.2558e-05
7037 | 0.00021682 | 0.00013828 | 0 | 2.9957 | 3.2273 | 3.0192 | 4.3655 | 4.9115 | 4.4187 | 2.8255e-05
7038 | 0.00021363 | 0.00013915 | 5.5397e-05 | 2.9978 | 3.2261 | 3.0192 | 4.3702 | 4.9084 | 4.4187 | 1.5697e-05
7039 | 0.00016799 | 0.00012409 | 0.0030469 | 3.0213 | 3.2261 | 3.0192 | 4.4236 | 4.9084 | 4.4187 | 0.00049289
7040 | 0.00012548 | 0.00011166 | 0.010526 | 3.0628 | 3.2273 | 3.0192 | 4.5189 | 4.9115 | 4.4187 | 1.0988e-05
7041 | 0.00010641 | 0.00010616 | 0.014016 | 3.1021 | 3.2273 | 3.0192 | 4.6103 | 4.9115 | 4.4187 | 5.337e-05
7042 | 8.8829e-05 | 0.00010106 | 0.019888 | 3.1458 | 3.2273 | 3.0192 | 4.7139 | 4.9115 | 4.4187 | 7.0637e-05
7043 | 7.4998e-05 | 9.6672e-05 | 0.020442 | 3.1813 | 3.2273 | 3.0192 | 4.7991 | 4.9115 | 4.4187 | 7.5346e-05
7044 | 7.0725e-05 | 9.5881e-05 | 0.020054 | 3.2151 | 3.2261 | 3.0192 | 4.8814 | 4.9084 | 4.4187 | 0.0001868
7045 | 7.4358e-05 | 9.6823e-05 | 0.014902 | 3.2175 | 3.2261 | 3.0192 | 4.8873 | 4.9084 | 4.4187 | 2.6685e-05
7046 | 6.3244e-05 | 9.3688e-05 | 0.010636 | 3.2372 | 3.2249 | 3.0192 | 4.9358 | 4.9054 | 4.4187 | 6.1219e-05
7047 | 5.1403e-05 | 8.971e-05 | 0.0059275 | 3.2298 | 3.2236 | 3.0192 | 4.9175 | 4.9024 | 4.4187 | 9.8892e-05
7048 | 6.3745e-05 | 9.3008e-05 | 0.0017173 | 3.2078 | 3.2236 | 3.0192 | 4.8635 | 4.9024 | 4.4187 | 2.5115e-05
7049 | 6.2564e-05 | 9.2784e-05 | 0 | 3.2017 | 3.2249 | 3.0192 | 4.8487 | 4.9054 | 4.4187 | 6.2789e-05
7050 | 7.2017e-05 | 9.5557e-05 | 0 | 3.1957 | 3.2249 | 3.0192 | 4.834 | 4.9054 | 4.4187 | 0.00018837
7051 | 9.8851e-05 | 0.00010167 | 0 | 3.1825 | 3.2249 | 3.0192 | 4.802 | 4.9054 | 4.4187 | 0.00031708
7052 | 0.0001257 | 0.00011149 | 0 | 3.1777 | 3.2249 | 3.0192 | 4.7904 | 4.9054 | 4.4187 | 0.00022918
7053 | 0.0001411 | 0.00011708 | 0 | 3.1765 | 3.2224 | 3.0192 | 4.7875 | 4.8994 | 4.4187 | 0.0002747
7054 | 0.00015323 | 0.00012083 | 0 | 3.1529 | 3.2224 | 3.0192 | 4.7307 | 4.8994 | 4.4187 | 0
7055 | 0.00016244 | 0.00012317 | 0 | 3.1423 | 3.2224 | 3.0192 | 4.7056 | 4.8994 | 4.4187 | 0
7056 | 0.0001863 | 0.00013108 | 0 | 3.1342 | 3.2224 | 3.0192 | 4.6862 | 4.8994 | 4.4187 | 0
7057 | 0.00020043 | 0.00013493 | 0 | 3.1505 | 3.2224 | 3.0192 | 4.7251 | 4.8994 | 4.4187 | 1.5697e-05
7058 | 0.00021126 | 0.00013786 | 0 | 3.1552 | 3.2224 | 3.0192 | 4.7363 | 4.8994 | 4.4187 | 1.0988e-05
7059 | 0.0002163 | 0.0001397 | 0 | 3.1599 | 3.22 | 3.0192 | 4.7476 | 4.8934 | 4.4187 | 2.6685e-05
7060 | 0.0002174 | 0.00013969 | 0 | 3.1564 | 3.2187 | 3.0192 | 4.7392 | 4.8903 | 4.4187 | 2.6685e-05
7061 | 0.00023249 | 0.00014497 | 0 | 3.1412 | 3.22 | 3.0192 | 4.7028 | 4.8934 | 4.4187 | 2.5115e-05
7062 | 0.00022377 | 0.0001424 | 0 | 3.1273 | 3.22 | 3.0192 | 4.6698 | 4.8934 | 4.4187 | 3.1394e-05
7063 | 0.00018106 | 0.00012821 | 0.0019389 | 3.1238 | 3.2187 | 3.0192 | 4.6616 | 4.8903 | 4.4187 | 0.00059178
7064 | 0.00012691 | 0.0001125 | 0.0049304 | 3.1319 | 3.2187 | 3.0192 | 4.6807 | 4.8903 | 4.4187 | 8.3195e-05
7065 | 0.00011411 | 0.00010904 | 0.0088636 | 3.1412 | 3.22 | 3.0192 | 4.7028 | 4.8934 | 4.4187 | 4.0813e-05
7066 | 7.4528e-05 | 9.6604e-05 | 0.011412 | 3.1706 | 3.22 | 3.0192 | 4.7732 | 4.8934 | 4.4187 | 9.2613e-05
7067 | 5.1777e-05 | 8.9645e-05 | 0.016619 | 3.2078 | 3.2187 | 3.0192 | 4.8635 | 4.8903 | 4.4187 | 9.5753e-05
7068 | 5.1127e-05 | 8.9591e-05 | 0.018226 | 3.2384 | 3.2175 | 3.0192 | 4.9388 | 4.8873 | 4.4187 | 0.00014127
7069 | 5.1818e-05 | 8.9705e-05 | 0.01673 | 3.2533 | 3.2175 | 3.0192 | 4.9758 | 4.8873 | 4.4187 | 8.1625e-05
7070 | 6.3334e-05 | 9.34e-05 | 0.010526 | 3.2659 | 3.2175 | 3.0192 | 5.0071 | 4.8873 | 4.4187 | 4.5522e-05
7071 | 4.6139e-05 | 8.7694e-05 | 0.0079218 | 3.2659 | 3.2175 | 3.0192 | 5.0071 | 4.8873 | 4.4187 | 2.8255e-05
7072 | 4.5914e-05 | 8.7479e-05 | 0.0027145 | 3.2236 | 3.2163 | 3.0192 | 4.9024 | 4.8843 | 4.4187 | 3.9243e-05
7073 | 5.1477e-05 | 8.9496e-05 | 0 | 3.2078 | 3.2163 | 3.0192 | 4.8635 | 4.8843 | 4.4187 | 5.494e-05
7074 | 7.5365e-05 | 9.6928e-05 | 0 | 3.1861 | 3.2163 | 3.0192 | 4.8107 | 4.8843 | 4.4187 | 0.0002072
7075 | 0.00010568 | 0.00010581 | 0 | 3.1706 | 3.2163 | 3.0192 | 4.7732 | 4.8843 | 4.4187 | 0.0001554
7076 | 0.00014575 | 0.00011858 | 0 | 3.1885 | 3.2163 | 3.0192 | 4.8165 | 4.8843 | 4.4187 | 0.00029825
7077 | 0.00016205 | 0.00012385 | 0 | 3.1969 | 3.2151 | 3.0192 | 4.8369 | 4.8813 | 4.4187 | 0.00020877
7078 | 0.00017359 | 0.00012731 | 0 | 3.1564 | 3.2138 | 3.0192 | 4.7392 | 4.8784 | 4.4187 | 5.337e-05
7079 | 0.00017858 | 0.00012739 | 0 | 3.1493 | 3.2163 | 3.0192 | 4.7223 | 4.8843 | 4.4187 | 0
7080 | 0.00019439 | 0.0001337 | 0 | 3.1765 | 3.2163 | 3.0192 | 4.7875 | 4.8843 | 4.4187 | 1.5697e-05
7081 | 0.00019637 | 0.00013389 | 0 | 3.1576 | 3.2163 | 3.0192 | 4.742 | 4.8843 | 4.4187 | 0
7082 | 0.00020029 | 0.00013505 | 0 | 3.147 | 3.2163 | 3.0192 | 4.7167 | 4.8843 | 4.4187 | 1.2558e-05
7083 | 0.00020973 | 0.00013819 | 0 | 3.1192 | 3.2163 | 3.0192 | 4.6507 | 4.8843 | 4.4187 | 0
7084 | 0.00020537 | 0.00013686 | 0 | 3.1123 | 3.2163 | 3.0192 | 4.6345 | 4.8843 | 4.4187 | 0
7085 | 0.000206 | 0.00013708 | 0 | 3.1032 | 3.2151 | 3.0192 | 4.613 | 4.8813 | 4.4187 | 1.4127e-05
7086 | 0.00022183 | 0.00014188 | 0 | 3.1043 | 3.2151 | 3.0192 | 4.6157 | 4.8813 | 4.4187 | 0
7087 | 0.00019603 | 0.00013276 | 0.0042102 | 3.1135 | 3.2163 | 3.0192 | 4.6372 | 4.8843 | 4.4187 | 0.0005337
7088 | 0.00014571 | 0.00011805 | 0.011024 | 3.1505 | 3.2163 | 3.0192 | 4.7251 | 4.8843 | 4.4187 | 5.0231e-05
7089 | 0.00010116 | 0.00010483 | 0.017173 | 3.1897 | 3.2163 | 3.0192 | 4.8194 | 4.8843 | 4.4187 | 6.4358e-05
7090 | 9.3372e-05 | 0.00010273 | 0.019001 | 3.2596 | 3.2151 | 3.0192 | 4.9914 | 4.8813 | 4.4187 | 7.3777e-05
7091 | 9.7796e-05 | 0.00010393 | 0.024209 | 3.2925 | 3.2151 | 3.0192 | 5.074 | 4.8813 | 4.4187 | 9.8892e-05
7092 | 8.9781e-05 | 0.00010195 | 0.027256 | 3.3327 | 3.2163 | 3.0192 | 5.1761 | 4.8843 | 4.4187 | 0.00019778
7093 | 8.7142e-05 | 0.00010129 | 0.021273 | 3.3183 | 3.2163 | 3.0192 | 5.1394 | 4.8843 | 4.4187 | 7.5346e-05
7094 | 7.7296e-05 | 9.8241e-05 | 0.021937 | 3.3538 | 3.2163 | 3.0192 | 5.2304 | 4.8843 | 4.4187 | 7.6916e-05
7095 | 6.4609e-05 | 9.3939e-05 | 0.010193 | 3.3041 | 3.2163 | 3.0192 | 5.1032 | 4.8843 | 4.4187 | 0.00010517
7096 | 6.0158e-05 | 9.2032e-05 | 0.0030469 | 3.2359 | 3.2163 | 3.0192 | 4.9327 | 4.8843 | 4.4187 | 2.6685e-05
7097 | 5.0168e-05 | 8.927e-05 | 0 | 3.1945 | 3.2163 | 3.0192 | 4.8311 | 4.8843 | 4.4187 | 8.6334e-05
7098 | 7.7453e-05 | 9.7609e-05 | 0 | 3.133 | 3.2163 | 3.0192 | 4.6835 | 4.8843 | 4.4187 | 0.00018994
7099 | 0.00012003 | 0.00011127 | 0 | 3.0885 | 3.2163 | 3.0192 | 4.5786 | 4.8843 | 4.4187 | 0.00023546
7100 | 0.00013847 | 0.00011586 | 0 | 3.0908 | 3.2163 | 3.0192 | 4.5838 | 4.8843 | 4.4187 | 0.00020406
7101 | 0.00015228 | 0.00012046 | 0 | 3.0751 | 3.2175 | 3.0192 | 4.5472 | 4.8873 | 4.4187 | 0.00026842
7102 | 0.00016365 | 0.00012398 | 0 | 3.0762 | 3.2175 | 3.0192 | 4.5498 | 4.8873 | 4.4187 | 0
7103 | 0.00017151 | 0.00012659 | 0 | 3.0387 | 3.2163 | 3.0192 | 4.4632 | 4.8843 | 4.4187 | 9.4183e-06
7104 | 0.00018061 | 0.00012963 | 0 | 3.0138 | 3.2151 | 3.0192 | 4.4065 | 4.8813 | 4.4187 | 1.5697e-05
7105 | 0.00018274 | 0.00013014 | 0 | 3.0074 | 3.2151 | 3.0192 | 4.3919 | 4.8813 | 4.4187 | 0
7106 | 0.00018965 | 0.00013244 | 0 | 2.9925 | 3.2151 | 3.0192 | 4.3583 | 4.8813 | 4.4187 | 1.2558e-05
7107 | 0.00019806 | 0.00013493 | 0 | 2.9978 | 3.2151 | 3.0192 | 4.3702 | 4.8813 | 4.4187 | 0
7108 | 0.00021002 | 0.00013827 | 0 | 2.9684 | 3.2138 | 3.0192 | 4.3042 | 4.8784 | 4.4187 | 1.2558e-05
7109 | 0.00020252 | 0.00013623 | 0 | 2.9498 | 3.2138 | 3.0192 | 4.2627 | 4.8784 | 4.4187 | 1.8837e-05
7110 | 0.00021991 | 0.00014104 | 0 | 2.956 | 3.2138 | 3.0192 | 4.2765 | 4.8784 | 4.4187 | 0
7111 | 0.00018295 | 0.00012945 | 0.0032131 | 2.9788 | 3.2151 | 3.0192 | 4.3275 | 4.8813 | 4.4187 | 0.00061062
7112 | 0.00012116 | 0.00011077 | 0.011301 | 3.0452 | 3.2163 | 3.0192 | 4.4783 | 4.8843 | 4.4187 | 9.4183e-05
7113 | 8.7484e-05 | 0.00010121 | 0.018946 | 3.1112 | 3.2151 | 3.0192 | 4.6318 | 4.8813 | 4.4187 | 7.0637e-05
7114 | 7.0187e-05 | 9.5741e-05 | 0.023765 | 3.1729 | 3.2151 | 3.0192 | 4.7789 | 4.8813 | 4.4187 | 6.2789e-05
7115 | 6.926e-05 | 9.589e-05 | 0.026425 | 3.2298 | 3.2151 | 3.0192 | 4.9175 | 4.8813 | 4.4187 | 8.9474e-05
7116 | 7.0815e-05 | 9.6555e-05 | 0.027865 | 3.2621 | 3.2151 | 3.0192 | 4.9976 | 4.8813 | 4.4187 | 0.00020563
7117 | 7.7337e-05 | 9.7829e-05 | 0.024264 | 3.2836 | 3.2151 | 3.0192 | 5.0515 | 4.8813 | 4.4187 | 2.8255e-05
7118 | 7.415e-05 | 9.7473e-05 | 0.018337 | 3.2861 | 3.2138 | 3.0192 | 5.0579 | 4.8784 | 4.4187 | 5.8079e-05
7119 | 6.0528e-05 | 9.3157e-05 | 0.0085312 | 3.2372 | 3.2138 | 3.0192 | 4.9358 | 4.8784 | 4.4187 | 5.337e-05
7120 | 6.099e-05 | 9.2862e-05 | 0.0032131 | 3.1753 | 3.2138 | 3.0192 | 4.7847 | 4.8784 | 4.4187 | 5.8079e-05
7121 | 6.4747e-05 | 9.4409e-05 | 0 | 3.1032 | 3.2138 | 3.0192 | 4.613 | 4.8784 | 4.4187 | 0.00011302
7122 | 0.00010943 | 0.00010787 | 0 | 3.0818 | 3.2138 | 3.0192 | 4.5628 | 4.8784 | 4.4187 | 0.00026371
7123 | 0.00012601 | 0.00011074 | 0 | 3.043 | 3.2114 | 3.0192 | 4.4732 | 4.8724 | 4.4187 | 0.00016953
7124 | 0.00014924 | 0.00012025 | 0 | 3.0289 | 3.2114 | 3.0192 | 4.4408 | 4.8724 | 4.4187 | 0.00029511
7125 | 0.00016459 | 0.00012495 | 0 | 2.9915 | 3.2114 | 3.0192 | 4.3559 | 4.8724 | 4.4187 | 0.00012087
7126 | 0.00017835 | 0.00012912 | 0 | 3.0063 | 3.2114 | 3.0192 | 4.3895 | 4.8724 | 4.4187 | 0
7127 | 0.00019198 | 0.00013302 | 0 | 3.031 | 3.2114 | 3.0192 | 4.4458 | 4.8724 | 4.4187 | 0
7128 | 0.00020269 | 0.00013638 | 0 | 3.0127 | 3.2114 | 3.0192 | 4.404 | 4.8724 | 4.4187 | 1.5697e-05
7129 | 0.00020393 | 0.00013656 | 0 | 3.0376 | 3.2102 | 3.0192 | 4.4607 | 4.8694 | 4.4187 | 2.3546e-05
7130 | 0.00020626 | 0.00013715 | 0 | 3.0507 | 3.2102 | 3.0192 | 4.4909 | 4.8694 | 4.4187 | 2.5115e-05
7131 | 0.00020914 | 0.00013844 | 0 | 3.0573 | 3.2102 | 3.0192 | 4.5061 | 4.8694 | 4.4187 | 3.9243e-05
7132 | 0.00021491 | 0.00013974 | 0 | 3.0441 | 3.2102 | 3.0192 | 4.4757 | 4.8694 | 4.4187 | 2.5115e-05
7133 | 0.00021703 | 0.00014077 | 0 | 3.0267 | 3.2102 | 3.0192 | 4.4359 | 4.8694 | 4.4187 | 0
7134 | 0.00022665 | 0.00014373 | 0 | 3.0117 | 3.2102 | 3.0192 | 4.4016 | 4.8694 | 4.4187 | 0
7135 | 0.00020098 | 0.00013542 | 0.0017727 | 3.0289 | 3.2102 | 3.0192 | 4.4408 | 4.8694 | 4.4187 | 0.00064044
7136 | 0.00014517 | 0.00011845 | 0.0088636 | 3.0751 | 3.2102 | 3.0192 | 4.5472 | 4.8694 | 4.4187 | 0.00014441
7137 | 0.00012189 | 0.00011197 | 0.018115 | 3.14 | 3.2102 | 3.0192 | 4.7 | 4.8694 | 4.4187 | 0.00014912
7138 | 0.00010051 | 0.00010505 | 0.02443 | 3.2175 | 3.2078 | 3.0192 | 4.8873 | 4.8634 | 4.4187 | 0.00010517
7139 | 9.7217e-05 | 0.00010473 | 0.030912 | 3.2722 | 3.2078 | 3.0192 | 5.0228 | 4.8634 | 4.4187 | 2.8255e-05
7140 | 0.00010454 | 0.00010676 | 0.028142 | 3.3067 | 3.2078 | 3.0192 | 5.1098 | 4.8634 | 4.4187 | 0.00010831
7141 | 0.00010713 | 0.00010749 | 0.023045 | 3.3196 | 3.2065 | 3.0192 | 5.1427 | 4.8605 | 4.4187 | 4.8661e-05
7142 | 9.9594e-05 | 0.00010541 | 0.015234 | 3.3054 | 3.2065 | 3.0192 | 5.1065 | 4.8605 | 4.4187 | 8.3195e-05
7143 | 8.4388e-05 | 0.00010069 | 0.009196 | 3.3028 | 3.2065 | 3.0192 | 5.0999 | 4.8605 | 4.4187 | 3.7673e-05
7144 | 7.2776e-05 | 9.7061e-05 | 0.0023821 | 3.2546 | 3.2065 | 3.0192 | 4.9789 | 4.8605 | 4.4187 | 8.7904e-05
7145 | 7.9485e-05 | 9.8711e-05 | 0 | 3.2102 | 3.2065 | 3.0192 | 4.8694 | 4.8605 | 4.4187 | 9.7322e-05
7146 | 0.00012876 | 0.00011283 | 0 | 3.1741 | 3.2053 | 3.0192 | 4.7818 | 4.8575 | 4.4187 | 0.00026685
7147 | 0.00017005 | 0.00012379 | 0 | 3.1646 | 3.2041 | 3.0192 | 4.759 | 4.8546 | 4.4187 | 0.0002229
7148 | 0.00019937 | 0.00013501 | 0 | 3.1505 | 3.2041 | 3.0192 | 4.7251 | 4.8546 | 4.4187 | 0.00023232
7149 | 0.00021186 | 0.00013931 | 0 | 3.1066 | 3.2041 | 3.0192 | 4.621 | 4.8546 | 4.4187 | 0.00025115
7150 | 0.00022214 | 0.0001423 | 0 | 3.0784 | 3.2041 | 3.0192 | 4.555 | 4.8546 | 4.4187 | 0
7151 | 0.00022532 | 0.0001433 | 0 | 3.0661 | 3.2053 | 3.0192 | 4.5266 | 4.8575 | 4.4187 | 1.7267e-05
7152 | 0.00023935 | 0.00014557 | 0 | 3.0419 | 3.2053 | 3.0192 | 4.4707 | 4.8575 | 4.4187 | 3.7673e-05
7153 | 0.0002466 | 0.00014899 | 0 | 3.0397 | 3.2041 | 3.0192 | 4.4657 | 4.8546 | 4.4187 | 4.0813e-05
7154 | 0.00025205 | 0.00015068 | 0 | 3.0474 | 3.2041 | 3.0192 | 4.4833 | 4.8546 | 4.4187 | 4.2382e-05
7155 | 0.00025555 | 0.00015241 | 0 | 3.043 | 3.2041 | 3.0192 | 4.4732 | 4.8546 | 4.4187 | 1.0988e-05
7156 | 0.00025967 | 0.00015177 | 0 | 3.0485 | 3.2053 | 3.0192 | 4.4858 | 4.8575 | 4.4187 | 5.494e-05
7157 | 0.00026033 | 0.00015381 | 0 | 3.0343 | 3.2053 | 3.0192 | 4.4532 | 4.8575 | 4.4187 | 2.5115e-05
7158 | 0.00028007 | 0.00015807 | 0 | 3.0246 | 3.2065 | 3.0192 | 4.431 | 4.8605 | 4.4187 | 1.4127e-05
7159 | 0.00025469 | 0.00015159 | 0.0024375 | 3.0419 | 3.2065 | 3.0192 | 4.4707 | 4.8605 | 4.4187 | 0.00050702
7160 | 0.00018311 | 0.00013049 | 0.0098053 | 3.0975 | 3.2065 | 3.0192 | 4.5997 | 4.8605 | 4.4187 | 0.00062632
7161 | 0.00014981 | 0.00012022 | 0.018724 | 3.1825 | 3.2065 | 3.0192 | 4.802 | 4.8605 | 4.4187 | 0.00010831
7162 | 0.00014232 | 0.0001177 | 0.025483 | 3.2446 | 3.2053 | 3.0192 | 4.9542 | 4.8575 | 4.4187 | 6.5928e-05
7163 | 0.00012288 | 0.00011168 | 0.027422 | 3.3002 | 3.2041 | 3.0192 | 5.0934 | 4.8546 | 4.4187 | 0.00014441
7164 | 0.00011105 | 0.00010906 | 0.023932 | 3.3209 | 3.2041 | 3.0192 | 5.146 | 4.8546 | 4.4187 | 8.7904e-05
7165 | 0.00011096 | 0.00010859 | 0.01878 | 3.3485 | 3.2041 | 3.0192 | 5.2168 | 4.8546 | 4.4187 | 3.6103e-05
7166 | 9.1619e-05 | 0.00010309 | 0.013739 | 3.3419 | 3.2041 | 3.0192 | 5.1997 | 4.8546 | 4.4187 | 0.00016796
7167 | 7.8524e-05 | 9.8736e-05 | 0.008088 | 3.3118 | 3.2041 | 3.0192 | 5.1229 | 4.8546 | 4.4187 | 0.00016953
7168 | 6.1006e-05 | 9.3314e-05 | 0.0018281 | 3.2359 | 3.2041 | 3.0192 | 4.9327 | 4.8546 | 4.4187 | 0.00030139
7169 | 5.9905e-05 | 9.2925e-05 | 0 | 3.2163 | 3.2041 | 3.0192 | 4.8843 | 4.8546 | 4.4187 | 3.1394e-05
7170 | 8.2751e-05 | 0.00010015 | 0 | 3.1706 | 3.2029 | 3.0192 | 4.7732 | 4.8516 | 4.4187 | 3.1394e-05
7171 | 0.00011052 | 0.00010911 | 0 | 3.1635 | 3.2017 | 3.0192 | 4.7561 | 4.8486 | 4.4187 | 4.0813e-05
7172 | 0.00014018 | 0.00011802 | 0 | 3.1284 | 3.2017 | 3.0192 | 4.6725 | 4.8486 | 4.4187 | 0.00015697
7173 | 0.00015988 | 0.00012377 | 0 | 3.1123 | 3.2017 | 3.0192 | 4.6345 | 4.8486 | 4.4187 | 0.00025115
7174 | 0.00015705 | 0.00012295 | 0 | 3.0953 | 3.2017 | 3.0192 | 4.5944 | 4.8486 | 4.4187 | 0.00015697
7175 | 0.00015819 | 0.00012331 | 0 | 3.0829 | 3.2017 | 3.0192 | 4.5655 | 4.8486 | 4.4187 | 1.2558e-05
7176 | 0.00016727 | 0.0001261 | 0 | 3.0573 | 3.2005 | 3.0192 | 4.5061 | 4.8457 | 4.4187 | 1.2558e-05
7177 | 0.00016622 | 0.00012574 | 0 | 3.0365 | 3.2005 | 3.0192 | 4.4582 | 4.8457 | 4.4187 | 4.0813e-05
7178 | 0.00017485 | 0.00012834 | 0 | 3.0289 | 3.2005 | 3.0192 | 4.4408 | 4.8457 | 4.4187 | 1.2558e-05
7179 | 0.00017957 | 0.00012972 | 0 | 3.031 | 3.2005 | 3.0192 | 4.4458 | 4.8457 | 4.4187 | 1.0988e-05
7180 | 0.00017794 | 0.00012926 | 0 | 3.0192 | 3.2017 | 3.0192 | 4.4187 | 4.8486 | 4.4187 | 2.6685e-05
7181 | 0.00019467 | 0.0001343 | 0 | 3.03 | 3.2017 | 3.0192 | 4.4433 | 4.8486 | 4.4187 | 2.9825e-05
7182 | 0.00018898 | 0.00013251 | 0 | 3.0213 | 3.2017 | 3.0192 | 4.4236 | 4.8486 | 4.4187 | 0
7183 | 0.00015407 | 0.00012098 | 0.0019389 | 3.043 | 3.2017 | 3.0192 | 4.4732 | 4.8486 | 4.4187 | 0.00057138
7184 | 0.00013076 | 0.00011404 | 0.0068693 | 3.0964 | 3.2017 | 3.0192 | 4.5971 | 4.8486 | 4.4187 | 0.00058864
7185 | 9.0085e-05 | 0.00010235 | 0.01324 | 3.1365 | 3.2017 | 3.0192 | 4.6917 | 4.8486 | 4.4187 | 7.5346e-05
7186 | 6.5665e-05 | 9.4411e-05 | 0.019666 | 3.1969 | 3.2017 | 3.0192 | 4.8369 | 4.8486 | 4.4187 | 5.494e-05
7187 | 5.4302e-05 | 9.0815e-05 | 0.022214 | 3.2508 | 3.2017 | 3.0192 | 4.9696 | 4.8486 | 4.4187 | 9.8892e-05
7188 | 4.0596e-05 | 8.5417e-05 | 0.023378 | 3.2912 | 3.2017 | 3.0192 | 5.0708 | 4.8486 | 4.4187 | 8.7904e-05
7189 | 4.8125e-05 | 8.7579e-05 | 0.019389 | 3.3144 | 3.2005 | 3.0192 | 5.1295 | 4.8457 | 4.4187 | 1.4127e-05
7190 | 4.1951e-05 | 8.6137e-05 | 0.014293 | 3.3183 | 3.2005 | 3.0192 | 5.1394 | 4.8457 | 4.4187 | 5.9649e-05
7191 | 2.8033e-05 | 8.0359e-05 | 0.0078664 | 3.3028 | 3.2005 | 3.0192 | 5.0999 | 4.8457 | 4.4187 | 0.00016953
7192 | 2.1422e-05 | 7.6774e-05 | 0.0021605 | 3.2646 | 3.1993 | 3.0192 | 5.0039 | 4.8427 | 4.4187 | 0.00022133
7193 | 2.3249e-05 | 8.2017e-05 | 0 | 3.2187 | 3.1993 | 3.0192 | 4.8903 | 4.8427 | 4.4187 | 4.3952e-05
7194 | 2.1146e-05 | 8.3163e-05 | 0 | 3.1873 | 3.1993 | 3.0192 | 4.8136 | 4.8427 | 4.4187 | 6.9067e-05
7195 | 3.6591e-05 | 9.4186e-05 | 0 | 3.1682 | 3.1993 | 3.0192 | 4.7675 | 4.8427 | 4.4187 | 0.00012401
7196 | 5.8757e-05 | 9.5784e-05 | 0 | 3.1517 | 3.1993 | 3.0192 | 4.7279 | 4.8427 | 4.4187 | 0.00022604
7197 | 7.0984e-05 | 9.7912e-05 | 0 | 3.1203 | 3.1993 | 3.0192 | 4.6534 | 4.8427 | 4.4187 | 0.00020092
7198 | 7.4748e-05 | 9.8732e-05 | 0 | 3.1226 | 3.1993 | 3.0192 | 4.6588 | 4.8427 | 4.4187 | 0.00016482
7199 | 8.9672e-05 | 0.00010334 | 0 | 3.1261 | 3.198 | 3.0192 | 4.667 | 4.8398 | 4.4187 | 1.5697e-05
7200 | 0.0001193 | 0.00011119 | 0 | 3.1273 | 3.198 | 3.0192 | 4.6698 | 4.8398 | 4.4187 | 1.0988e-05
7201 | 0.00013078 | 0.00011571 | 0 | 3.1135 | 3.1993 | 3.0192 | 4.6372 | 4.8427 | 4.4187 | 1.2558e-05
7202 | 0.00013881 | 0.00011783 | 0 | 3.1203 | 3.1993 | 3.0192 | 4.6534 | 4.8427 | 4.4187 | 0
7203 | 0.00015137 | 0.0001203 | 0 | 3.1021 | 3.2005 | 3.0192 | 4.6103 | 4.8457 | 4.4187 | 1.4127e-05
7204 | 0.00016985 | 0.00012603 | 0 | 3.11 | 3.2005 | 3.0192 | 4.6291 | 4.8457 | 4.4187 | 0
7205 | 0.00017783 | 0.00012864 | 0 | 3.1055 | 3.2005 | 3.0192 | 4.6184 | 4.8457 | 4.4187 | 2.8255e-05
7206 | 0.00021345 | 0.00013991 | 0 | 3.0987 | 3.2005 | 3.0192 | 4.6024 | 4.8457 | 4.4187 | 0
7207 | 0.00016105 | 0.00012297 | 0.0012741 | 3.1055 | 3.1993 | 3.0192 | 4.6184 | 4.8427 | 4.4187 | 0.00055882
7208 | 0.00010547 | 0.0001066 | 0.0054843 | 3.1435 | 3.2005 | 3.0192 | 4.7084 | 4.8457 | 4.4187 | 3.9243e-05
7209 | 7.382e-05 | 9.727e-05 | 0.010636 | 3.1801 | 3.2005 | 3.0192 | 4.7962 | 4.8457 | 4.4187 | 0.00012558
7210 | 4.1944e-05 | 8.713e-05 | 0.012132 | 3.22 | 3.2005 | 3.0192 | 4.8933 | 4.8457 | 4.4187 | 0.00012087
7211 | 2.9663e-05 | 8.3869e-05 | 0.012575 | 3.2409 | 3.2005 | 3.0192 | 4.9449 | 4.8457 | 4.4187 | 8.4765e-05
7212 | 2.6427e-05 | 8.3071e-05 | 0.016342 | 3.276 | 3.2005 | 3.0192 | 5.0323 | 4.8457 | 4.4187 | 0.00022133
7213 | 2.2857e-05 | 8.1502e-05 | 0.015234 | 3.3041 | 3.1993 | 3.0192 | 5.1032 | 4.8427 | 4.4187 | 0.0001036
7214 | 2.4398e-05 | 8.2304e-05 | 0.010526 | 3.3002 | 3.1993 | 3.0192 | 5.0934 | 4.8427 | 4.4187 | 6.5928e-05
7215 | 1.68e-05 | 7.8819e-05 | 0.0071463 | 3.29 | 3.1993 | 3.0192 | 5.0675 | 4.8427 | 4.4187 | 5.0231e-05
7216 | 1.5808e-05 | 7.6693e-05 | 0.0013849 | 3.2508 | 3.1993 | 3.0192 | 4.9696 | 4.8427 | 4.4187 | 3.1394e-05
7217 | 2.6582e-05 | 8.1034e-05 | 0 | 3.2335 | 3.1993 | 3.0192 | 4.9266 | 4.8427 | 4.4187 | 3.6103e-05
7218 | 3.4984e-05 | 8.788e-05 | 0 | 3.2359 | 3.198 | 3.0192 | 4.9327 | 4.8398 | 4.4187 | 0.00026999
7219 | 6.0333e-05 | 9.3651e-05 | 0 | 3.1849 | 3.198 | 3.0192 | 4.8078 | 4.8398 | 4.4187 | 0.00021976
7220 | 8.647e-05 | 0.00010118 | 0 | 3.1423 | 3.198 | 3.0192 | 4.7056 | 4.8398 | 4.4187 | 0.00019151
7221 | 0.00011172 | 0.00010776 | 0 | 3.1123 | 3.198 | 3.0192 | 4.6345 | 4.8398 | 4.4187 | 0.00021034
7222 | 0.00013639 | 0.00011581 | 0 | 3.1135 | 3.198 | 3.0192 | 4.6372 | 4.8398 | 4.4187 | 9.4183e-06
7223 | 0.00014397 | 0.00011924 | 0 | 3.1043 | 3.198 | 3.0192 | 4.6157 | 4.8398 | 4.4187 | 0
7224 | 0.00015595 | 0.00012246 | 0 | 3.0896 | 3.198 | 3.0192 | 4.5812 | 4.8398 | 4.4187 | 2.5115e-05
7225 | 0.00017163 | 0.00012731 | 0 | 3.0562 | 3.198 | 3.0192 | 4.5036 | 4.8398 | 4.4187 | 0
7226 | 0.00018865 | 0.00013266 | 0 | 3.0584 | 3.198 | 3.0192 | 4.5087 | 4.8398 | 4.4187 | 0
7227 | 0.00020413 | 0.00013703 | 0 | 3.0463 | 3.198 | 3.0192 | 4.4808 | 4.8398 | 4.4187 | 0
7228 | 0.00021892 | 0.00014064 | 0 | 3.0673 | 3.198 | 3.0192 | 4.5291 | 4.8398 | 4.4187 | 4.7091e-05
7229 | 0.00023341 | 0.00014483 | 0 | 3.0695 | 3.198 | 3.0192 | 4.5343 | 4.8398 | 4.4187 | 3.7673e-05
7230 | 0.00026547 | 0.0001556 | 0 | 3.0728 | 3.198 | 3.0192 | 4.542 | 4.8398 | 4.4187 | 0
7231 | 0.00024432 | 0.00014869 | 0.0017727 | 3.0806 | 3.198 | 3.0192 | 4.5602 | 4.8398 | 4.4187 | 0.000394
7232 | 0.0001793 | 0.0001295 | 0.0088636 | 3.1284 | 3.198 | 3.0192 | 4.6725 | 4.8398 | 4.4187 | 8.9474e-05
7233 | 0.00012928 | 0.00011464 | 0.017893 | 3.1885 | 3.198 | 3.0192 | 4.8165 | 4.8398 | 4.4187 | 0.00011616
7234 | 8.4472e-05 | 0.00010069 | 0.023267 | 3.2533 | 3.198 | 3.0192 | 4.9758 | 4.8398 | 4.4187 | 6.7498e-05
7235 | 5.915e-05 | 9.3355e-05 | 0.021106 | 3.3144 | 3.198 | 3.0192 | 5.1295 | 4.8398 | 4.4187 | 2.8255e-05
7236 | 5.4471e-05 | 9.2019e-05 | 0.023101 | 3.3445 | 3.198 | 3.0192 | 5.2065 | 4.8398 | 4.4187 | 0.00019151
7237 | 5.9389e-05 | 9.2671e-05 | 0.019389 | 3.3445 | 3.1968 | 3.0192 | 5.2065 | 4.8368 | 4.4187 | 0.00014912
7238 | 4.7667e-05 | 8.9646e-05 | 0.01252 | 3.3578 | 3.1968 | 3.0192 | 5.2408 | 4.8368 | 4.4187 | 4.2382e-05
7239 | 3.5914e-05 | 8.5791e-05 | 0.0063153 | 3.3327 | 3.1968 | 3.0192 | 5.1761 | 4.8368 | 4.4187 | 8.6334e-05
7240 | 2.7612e-05 | 8.2378e-05 | 0.0015511 | 3.2659 | 3.1968 | 3.0192 | 5.0071 | 4.8368 | 4.4187 | 2.3546e-05
7241 | 4.083e-05 | 8.6665e-05 | 0 | 3.2496 | 3.1968 | 3.0192 | 4.9665 | 4.8368 | 4.4187 | 3.9243e-05
7242 | 5.2465e-05 | 9.146e-05 | 0 | 3.2521 | 3.1968 | 3.0192 | 4.9727 | 4.8368 | 4.4187 | 0.00019778
7243 | 0.0001102 | 0.00010906 | 0 | 3.2521 | 3.1968 | 3.0192 | 4.9727 | 4.8368 | 4.4187 | 0.00025429
7244 | 0.0001417 | 0.00011886 | 0 | 3.2236 | 3.198 | 3.0192 | 4.9024 | 4.8398 | 4.4187 | 0.00016953
7245 | 0.00016848 | 0.00012639 | 0 | 3.22 | 3.198 | 3.0192 | 4.8933 | 4.8398 | 4.4187 | 0.00023389
7246 | 0.00017182 | 0.00012725 | 0 | 3.1813 | 3.1968 | 3.0192 | 4.7991 | 4.8368 | 4.4187 | 9.4183e-06
7247 | 0.00017881 | 0.00012989 | 0 | 3.1729 | 3.1968 | 3.0192 | 4.7789 | 4.8368 | 4.4187 | 0
7248 | 0.0001861 | 0.00013215 | 0 | 3.1458 | 3.1968 | 3.0192 | 4.7139 | 4.8368 | 4.4187 | 1.4127e-05
7249 | 0.00018302 | 0.00013081 | 0 | 3.125 | 3.1968 | 3.0192 | 4.6643 | 4.8368 | 4.4187 | 2.5115e-05
7250 | 0.00018441 | 0.00012979 | 0 | 3.1123 | 3.198 | 3.0192 | 4.6345 | 4.8398 | 4.4187 | 2.5115e-05
7251 | 0.00019082 | 0.00013322 | 0 | 3.1009 | 3.198 | 3.0192 | 4.6077 | 4.8398 | 4.4187 | 0
7252 | 0.00020112 | 0.0001365 | 0 | 3.0806 | 3.198 | 3.0192 | 4.5602 | 4.8398 | 4.4187 | 3.2964e-05
7253 | 0.00020792 | 0.00013817 | 0 | 3.0684 | 3.198 | 3.0192 | 4.5317 | 4.8398 | 4.4187 | 1.0988e-05
7254 | 0.00024356 | 0.0001482 | 0 | 3.0673 | 3.198 | 3.0192 | 4.5291 | 4.8398 | 4.4187 | 1.2558e-05
7255 | 0.0001901 | 0.0001328 | 0.0013849 | 3.0762 | 3.198 | 3.0192 | 4.5498 | 4.8398 | 4.4187 | 0.00066242
7256 | 0.00014074 | 0.00011809 | 0.0068693 | 3.1273 | 3.198 | 3.0192 | 4.6698 | 4.8398 | 4.4187 | 2.8255e-05
7257 | 0.00011099 | 0.00010914 | 0.014791 | 3.1813 | 3.198 | 3.0192 | 4.7991 | 4.8398 | 4.4187 | 4.8661e-05
7258 | 7.3932e-05 | 9.7684e-05 | 0.025261 | 3.2558 | 3.1993 | 3.0192 | 4.982 | 4.8427 | 4.4187 | 5.8079e-05
7259 | 5.8032e-05 | 9.3316e-05 | 0.022935 | 3.308 | 3.1993 | 3.0192 | 5.113 | 4.8427 | 4.4187 | 1.4127e-05
7260 | 5.6337e-05 | 9.2897e-05 | 0.025372 | 3.3485 | 3.1993 | 3.0192 | 5.2168 | 4.8427 | 4.4187 | 0.00015854
7261 | 5.6701e-05 | 9.2868e-05 | 0.017506 | 3.3644 | 3.1993 | 3.0192 | 5.258 | 4.8427 | 4.4187 | 4.2382e-05
7262 | 4.7255e-05 | 8.9961e-05 | 0.011024 | 3.3618 | 3.1993 | 3.0192 | 5.2511 | 4.8427 | 4.4187 | 0.00012558
7263 | 3.8761e-05 | 8.6715e-05 | 0.0057059 | 3.3314 | 3.1993 | 3.0192 | 5.1728 | 4.8427 | 4.4187 | 9.2613e-05
7264 | 3.4499e-05 | 8.5195e-05 | 0.0012741 | 3.2925 | 3.2005 | 3.0192 | 5.074 | 4.8457 | 4.4187 | 4.7091e-05
7265 | 3.8738e-05 | 8.6487e-05 | 0 | 3.2224 | 3.198 | 3.0192 | 4.8994 | 4.8398 | 4.4187 | 5.1801e-05
7266 | 6.515e-05 | 9.5261e-05 | 0 | 3.2322 | 3.198 | 3.0192 | 4.9236 | 4.8398 | 4.4187 | 0.00017424
7267 | 9.6554e-05 | 9.9053e-05 | 0 | 3.1981 | 3.198 | 3.0192 | 4.8399 | 4.8398 | 4.4187 | 0.00017895
7268 | 0.00012103 | 0.00011204 | 0 | 3.1849 | 3.198 | 3.0192 | 4.8078 | 4.8398 | 4.4187 | 0.00023546
7269 | 0.00013713 | 0.00011742 | 0 | 3.1694 | 3.198 | 3.0192 | 4.7704 | 4.8398 | 4.4187 | 0.0001711
7270 | 0.00014619 | 0.00012021 | 0 | 3.1493 | 3.198 | 3.0192 | 4.7223 | 4.8398 | 4.4187 | 1.4127e-05
7271 | 0.00014223 | 0.00011863 | 0 | 3.1658 | 3.1993 | 3.0192 | 4.7618 | 4.8427 | 4.4187 | 1.5697e-05
7272 | 0.00014298 | 0.00011933 | 0 | 3.1635 | 3.1993 | 3.0192 | 4.7561 | 4.8427 | 4.4187 | 0
7273 | 0.00015387 | 0.00012226 | 0 | 3.1717 | 3.1993 | 3.0192 | 4.7761 | 4.8427 | 4.4187 | 0
7274 | 0.00017392 | 0.00012711 | 0 | 3.1623 | 3.1993 | 3.0192 | 4.7533 | 4.8427 | 4.4187 | 0
7275 | 0.00018312 | 0.00013129 | 0 | 3.1307 | 3.1993 | 3.0192 | 4.678 | 4.8427 | 4.4187 | 3.9243e-05
7276 | 0.00018238 | 0.00013114 | 0 | 3.1284 | 3.1993 | 3.0192 | 4.6725 | 4.8427 | 4.4187 | 0
7277 | 0.00020029 | 0.00013653 | 0 | 3.1412 | 3.198 | 3.0192 | 4.7028 | 4.8398 | 4.4187 | 2.8255e-05
7278 | 0.00019948 | 0.00013635 | 0 | 3.1447 | 3.198 | 3.0192 | 4.7112 | 4.8398 | 4.4187 | 4.0813e-05
7279 | 0.00016602 | 0.00012552 | 0.0016619 | 3.1576 | 3.198 | 3.0192 | 4.742 | 4.8398 | 4.4187 | 0.00057609
7280 | 0.00012051 | 0.0001118 | 0.0060383 | 3.1741 | 3.198 | 3.0192 | 4.7818 | 4.8398 | 4.4187 | 9.4183e-05
7281 | 8.7285e-05 | 0.00010199 | 0.014459 | 3.2533 | 3.198 | 3.0192 | 4.9758 | 4.8398 | 4.4187 | 2.6685e-05
7282 | 7.2959e-05 | 9.7934e-05 | 0.01878 | 3.317 | 3.198 | 3.0192 | 5.1361 | 4.8398 | 4.4187 | 6.1219e-05
7283 | 6.4333e-05 | 9.5416e-05 | 0.022879 | 3.3644 | 3.2005 | 3.0192 | 5.258 | 4.8457 | 4.4187 | 8.7904e-05
7284 | 6.1827e-05 | 9.4358e-05 | 0.020054 | 3.3914 | 3.2005 | 3.0192 | 5.3283 | 4.8457 | 4.4187 | 0.00032493
7285 | 5.5196e-05 | 9.2055e-05 | 0.016231 | 3.3995 | 3.2005 | 3.0192 | 5.3498 | 4.8457 | 4.4187 | 5.0231e-05
7286 | 4.4984e-05 | 8.9024e-05 | 0.010581 | 3.3765 | 3.2005 | 3.0192 | 5.2894 | 4.8457 | 4.4187 | 0.00014755
7287 | 3.4035e-05 | 8.4886e-05 | 0.0057613 | 3.3432 | 3.2005 | 3.0192 | 5.2031 | 4.8457 | 4.4187 | 7.3777e-05
7288 | 3.6628e-05 | 8.6022e-05 | 0.0011079 | 3.2836 | 3.2005 | 3.0192 | 5.0515 | 4.8457 | 4.4187 | 6.1219e-05
7289 | 4.9798e-05 | 9.0071e-05 | 0 | 3.2212 | 3.2005 | 3.0192 | 4.8963 | 4.8457 | 4.4187 | 5.9649e-05
7290 | 4.2395e-05 | 8.846e-05 | 0 | 3.2298 | 3.2005 | 3.0192 | 4.9175 | 4.8457 | 4.4187 | 0.00022761
7291 | 8.6105e-05 | 0.0001007 | 0 | 3.2114 | 3.1993 | 3.0192 | 4.8724 | 4.8427 | 4.4187 | 0.0002072
7292 | 0.00011564 | 0.00011146 | 0 | 3.1885 | 3.1993 | 3.0192 | 4.8165 | 4.8427 | 4.4187 | 0.00023232
7293 | 0.00013072 | 0.00011574 | 0 | 3.1765 | 3.1993 | 3.0192 | 4.7875 | 4.8427 | 4.4187 | 0.00026057
7294 | 0.00013624 | 0.000115 | 0 | 3.1813 | 3.1993 | 3.0192 | 4.7991 | 4.8427 | 4.4187 | 1.0988e-05
7295 | 0.0001424 | 0.00011904 | 0 | 3.1741 | 3.1993 | 3.0192 | 4.7818 | 4.8427 | 4.4187 | 0
7296 | 0.00015264 | 0.00012233 | 0 | 3.1576 | 3.1993 | 3.0192 | 4.742 | 4.8427 | 4.4187 | 1.2558e-05
7297 | 0.00015823 | 0.00012402 | 0 | 3.1576 | 3.1993 | 3.0192 | 4.742 | 4.8427 | 4.4187 | 0
7298 | 0.00016132 | 0.00012325 | 0 | 3.1789 | 3.1993 | 3.0192 | 4.7933 | 4.8427 | 4.4187 | 0
7299 | 0.00016212 | 0.00012351 | 0 | 3.1717 | 3.2005 | 3.0192 | 4.7761 | 4.8457 | 4.4187 | 0
7300 | 0.00016643 | 0.00012641 | 0 | 3.1813 | 3.2005 | 3.0192 | 4.7991 | 4.8457 | 4.4187 | 1.0988e-05
7301 | 0.00018101 | 0.00013092 | 0 | 3.1921 | 3.2005 | 3.0192 | 4.8252 | 4.8457 | 4.4187 | 1.2558e-05
7302 | 0.00017461 | 0.00012867 | 0 | 3.1813 | 3.2005 | 3.0192 | 4.7991 | 4.8457 | 4.4187 | 1.4127e-05
7303 | 0.00015569 | 0.00012225 | 0.00060937 | 3.1909 | 3.2005 | 3.0192 | 4.8223 | 4.8457 | 4.4187 | 0.00053213
7304 | 9.5724e-05 | 0.0001046 | 0.0032131 | 3.1969 | 3.2005 | 3.0192 | 4.8369 | 4.8457 | 4.4187 | 5.651e-05
7305 | 7.3765e-05 | 9.8269e-05 | 0.0082542 | 3.2114 | 3.2005 | 3.0192 | 4.8724 | 4.8457 | 4.4187 | 9.4183e-05
7306 | 6.7042e-05 | 9.5943e-05 | 0.011301 | 3.2175 | 3.2005 | 3.0192 | 4.8873 | 4.8457 | 4.4187 | 6.5928e-05
7307 | 6.5786e-05 | 9.5137e-05 | 0.012409 | 3.2212 | 3.2005 | 3.0192 | 4.8963 | 4.8457 | 4.4187 | 1.4127e-05
7308 | 6.6004e-05 | 9.6011e-05 | 0.012686 | 3.2298 | 3.2017 | 3.0192 | 4.9175 | 4.8486 | 4.4187 | 0.00014441
7309 | 7.3858e-05 | 9.8382e-05 | 0.014182 | 3.2558 | 3.2029 | 3.0192 | 4.982 | 4.8516 | 4.4187 | 8.1625e-05
7310 | 6.3281e-05 | 9.5181e-05 | 0.0095284 | 3.2446 | 3.2029 | 3.0192 | 4.9542 | 4.8516 | 4.4187 | 3.9243e-05
7311 | 5.3332e-05 | 9.1714e-05 | 0.0053182 | 3.2236 | 3.2029 | 3.0192 | 4.9024 | 4.8516 | 4.4187 | 0.00013029
7312 | 5.1185e-05 | 9.0843e-05 | 0.0013295 | 3.1945 | 3.2029 | 3.0192 | 4.8311 | 4.8516 | 4.4187 | 8.4765e-05
7313 | 5.7262e-05 | 9.2908e-05 | 0 | 3.1753 | 3.2029 | 3.0192 | 4.7847 | 4.8516 | 4.4187 | 8.3195e-05
7314 | 9.0295e-05 | 0.00010309 | 0 | 3.1576 | 3.2029 | 3.0192 | 4.742 | 4.8516 | 4.4187 | 0.00029825
7315 | 0.00011964 | 0.00011129 | 0 | 3.1599 | 3.2029 | 3.0192 | 4.7476 | 4.8516 | 4.4187 | 0.0001711
7316 | 0.00014646 | 0.00012076 | 0 | 3.1517 | 3.2029 | 3.0192 | 4.7279 | 4.8516 | 4.4187 | 0.00032493
7317 | 0.00015931 | 0.00012265 | 0 | 3.1458 | 3.2029 | 3.0192 | 4.7139 | 4.8516 | 4.4187 | 0.00020092
7318 | 0.00016847 | 0.00012666 | 0 | 3.1493 | 3.2029 | 3.0192 | 4.7223 | 4.8516 | 4.4187 | 2.6685e-05
7319 | 0.00016858 | 0.00012551 | 0 | 3.1599 | 3.2029 | 3.0192 | 4.7476 | 4.8516 | 4.4187 | 1.2558e-05
7320 | 0.000177 | 0.00012869 | 0 | 3.1635 | 3.2017 | 3.0192 | 4.7561 | 4.8486 | 4.4187 | 4.5522e-05
7321 | 0.00017722 | 0.00012669 | 0 | 3.167 | 3.2017 | 3.0192 | 4.7647 | 4.8486 | 4.4187 | 2.3546e-05
7322 | 0.00018208 | 0.00013041 | 0 | 3.1529 | 3.2029 | 3.0192 | 4.7307 | 4.8516 | 4.4187 | 2.1976e-05
7323 | 0.00018499 | 0.00013181 | 0 | 3.1377 | 3.2029 | 3.0192 | 4.6945 | 4.8516 | 4.4187 | 1.2558e-05
7324 | 0.00018974 | 0.00013357 | 0 | 3.1365 | 3.2029 | 3.0192 | 4.6917 | 4.8516 | 4.4187 | 0
7325 | 0.00019941 | 0.0001348 | 0 | 3.1342 | 3.2029 | 3.0192 | 4.6862 | 4.8516 | 4.4187 | 0
7326 | 0.00023174 | 0.00014594 | 0 | 3.1158 | 3.2029 | 3.0192 | 4.6426 | 4.8516 | 4.4187 | 0
7327 | 0.00019165 | 0.00013355 | 0.00049858 | 3.1215 | 3.2029 | 3.0192 | 4.6561 | 4.8516 | 4.4187 | 0.00052899
7328 | 0.00015084 | 0.00012106 | 0.0032131 | 3.1365 | 3.2041 | 3.0192 | 4.6917 | 4.8546 | 4.4187 | 0.00077387
7329 | 0.00011204 | 0.00011007 | 0.007811 | 3.1765 | 3.2041 | 3.0192 | 4.7875 | 4.8546 | 4.4187 | 8.3195e-05
7330 | 9.5573e-05 | 0.00010496 | 0.014847 | 3.231 | 3.2041 | 3.0192 | 4.9205 | 4.8546 | 4.4187 | 7.2207e-05
7331 | 8.1094e-05 | 0.00010033 | 0.017561 | 3.2621 | 3.2041 | 3.0192 | 4.9976 | 4.8546 | 4.4187 | 5.337e-05
7332 | 7.9824e-05 | 0.00010007 | 0.020552 | 3.2861 | 3.2041 | 3.0192 | 5.0579 | 4.8546 | 4.4187 | 9.8892e-05
7333 | 8.6869e-05 | 0.00010109 | 0.017339 | 3.2912 | 3.2029 | 3.0192 | 5.0708 | 4.8516 | 4.4187 | 0.00014127
7334 | 8.5976e-05 | 0.00010208 | 0.010858 | 3.2977 | 3.2029 | 3.0192 | 5.0869 | 4.8516 | 4.4187 | 5.1801e-05
7335 | 9.1192e-05 | 0.0001032 | 0.0057613 | 3.2887 | 3.2029 | 3.0192 | 5.0643 | 4.8516 | 4.4187 | 0.00022447
7336 | 7.2123e-05 | 9.7185e-05 | 0.0011079 | 3.2608 | 3.2029 | 3.0192 | 4.9945 | 4.8516 | 4.4187 | 0.00042068
7337 | 7.6737e-05 | 9.8656e-05 | 0 | 3.2459 | 3.2029 | 3.0192 | 4.9572 | 4.8516 | 4.4187 | 7.3777e-05
7338 | 0.00011374 | 0.00010694 | 0 | 3.2126 | 3.2029 | 3.0192 | 4.8754 | 4.8516 | 4.4187 | 5.0231e-05
7339 | 0.00016648 | 0.00012466 | 0 | 3.2053 | 3.2029 | 3.0192 | 4.8576 | 4.8516 | 4.4187 | 2.8255e-05
7340 | 0.00021307 | 0.00013986 | 0 | 3.1765 | 3.2029 | 3.0192 | 4.7875 | 4.8516 | 4.4187 | 0.00019151
7341 | 0.00023086 | 0.00014465 | 0 | 3.1777 | 3.2029 | 3.0192 | 4.7904 | 4.8516 | 4.4187 | 0.00022133
7342 | 0.00022429 | 0.00014085 | 0 | 3.1885 | 3.2029 | 3.0192 | 4.8165 | 4.8516 | 4.4187 | 0.00021976
7343 | 0.00022616 | 0.00014377 | 0 | 3.1658 | 3.2017 | 3.0192 | 4.7618 | 4.8486 | 4.4187 | 4.0813e-05
7344 | 0.00023134 | 0.00014582 | 0 | 3.147 | 3.2017 | 3.0192 | 4.7167 | 4.8486 | 4.4187 | 1.5697e-05
7345 | 0.00023449 | 0.00014711 | 0 | 3.1203 | 3.2017 | 3.0192 | 4.6534 | 4.8486 | 4.4187 | 1.0988e-05
7346 | 0.00023663 | 0.00014777 | 0 | 3.1135 | 3.2017 | 3.0192 | 4.6372 | 4.8486 | 4.4187 | 2.8255e-05
7347 | 0.00023971 | 0.00014881 | 0 | 3.1123 | 3.2017 | 3.0192 | 4.6345 | 4.8486 | 4.4187 | 3.1394e-05
7348 | 0.00024194 | 0.00014941 | 0 | 3.0885 | 3.2017 | 3.0192 | 4.5786 | 4.8486 | 4.4187 | 1.0988e-05
7349 | 0.00026583 | 0.00015641 | 0 | 3.0684 | 3.2017 | 3.0192 | 4.5317 | 4.8486 | 4.4187 | 0
7350 | 0.00025932 | 0.00015348 | 0 | 3.0706 | 3.2017 | 3.0192 | 4.5369 | 4.8486 | 4.4187 | 2.0406e-05
7351 | 0.00023247 | 0.00014599 | 0.00088636 | 3.0728 | 3.2017 | 3.0192 | 4.542 | 4.8486 | 4.4187 | 0.00045679
7352 | 0.00019875 | 0.00013639 | 0.0046534 | 3.0964 | 3.2017 | 3.0192 | 4.5971 | 4.8486 | 4.4187 | 0.00052899
7353 | 0.00015979 | 0.00012467 | 0.011966 | 3.1564 | 3.2017 | 3.0192 | 4.7392 | 4.8486 | 4.4187 | 3.1394e-05
7354 | 0.0001333 | 0.00011641 | 0.015511 | 3.2005 | 3.2017 | 3.0192 | 4.8457 | 4.8486 | 4.4187 | 7.5346e-05
7355 | 0.00011548 | 0.00011117 | 0.018004 | 3.2212 | 3.2017 | 3.0192 | 4.8963 | 4.8486 | 4.4187 | 3.7673e-05
7356 | 0.00011839 | 0.00011206 | 0.020275 | 3.2521 | 3.2017 | 3.0192 | 4.9727 | 4.8486 | 4.4187 | 7.3777e-05
7357 | 0.00010613 | 0.00010819 | 0.022491 | 3.2785 | 3.2017 | 3.0192 | 5.0387 | 4.8486 | 4.4187 | 9.5753e-05
7358 | 9.798e-05 | 0.0001057 | 0.013351 | 3.2533 | 3.2029 | 3.0192 | 4.9758 | 4.8516 | 4.4187 | 8.9474e-05
7359 | 0.00010289 | 0.00010662 | 0.0095284 | 3.2372 | 3.2029 | 3.0192 | 4.9358 | 4.8516 | 4.4187 | 0.00020563
7360 | 8.236e-05 | 0.00010026 | 0.0013295 | 3.1587 | 3.2029 | 3.0192 | 4.7448 | 4.8516 | 4.4187 | 0.00018366
7361 | 8.4107e-05 | 0.00010089 | 0 | 3.0728 | 3.2029 | 3.0192 | 4.542 | 4.8516 | 4.4187 | 4.8661e-05
7362 | 9.7319e-05 | 0.00010555 | 0 | 3.0332 | 3.2029 | 3.0192 | 4.4508 | 4.8516 | 4.4187 | 4.2382e-05
7363 | 0.00013843 | 0.00011604 | 0 | 3.001 | 3.2017 | 3.0192 | 4.3774 | 4.8486 | 4.4187 | 1.2558e-05
7364 | 0.00017131 | 0.00012845 | 0 | 2.9705 | 3.2005 | 3.0192 | 4.3088 | 4.8457 | 4.4187 | 0.00025115
7365 | 0.00018435 | 0.00013147 | 0 | 2.9591 | 3.2005 | 3.0192 | 4.2834 | 4.8457 | 4.4187 | 0.0001397
7366 | 0.00019557 | 0.00013249 | 0 | 2.9143 | 3.1993 | 3.0192 | 4.1844 | 4.8427 | 4.4187 | 0.00011616
7367 | 0.00020083 | 0.0001338 | 0 | 2.9213 | 3.1993 | 3.0192 | 4.1999 | 4.8427 | 4.4187 | 4.3952e-05
7368 | 0.00021004 | 0.00013846 | 0 | 2.9183 | 3.2005 | 3.0192 | 4.1932 | 4.8457 | 4.4187 | 0
7369 | 0.0002125 | 0.00014008 | 0 | 2.9013 | 3.1993 | 3.0192 | 4.1561 | 4.8427 | 4.4187 | 1.7267e-05
7370 | 0.00021648 | 0.00014183 | 0 | 2.8904 | 3.1993 | 3.0192 | 4.1324 | 4.8427 | 4.4187 | 1.4127e-05
7371 | 0.00021656 | 0.00013924 | 0 | 2.8983 | 3.1993 | 3.0192 | 4.1496 | 4.8427 | 4.4187 | 1.0988e-05
7372 | 0.00022278 | 0.00014268 | 0 | 2.8954 | 3.1993 | 3.0192 | 4.1431 | 4.8427 | 4.4187 | 1.4127e-05
7373 | 0.00022334 | 0.00014344 | 0 | 2.8993 | 3.1993 | 3.0192 | 4.1517 | 4.8427 | 4.4187 | 2.9825e-05
7374 | 0.00022974 | 0.00014508 | 0 | 2.8865 | 3.1993 | 3.0192 | 4.1238 | 4.8427 | 4.4187 | 1.8837e-05
7375 | 0.00022156 | 0.00014289 | 0.0011079 | 2.8767 | 3.2005 | 3.0192 | 4.1026 | 4.8457 | 4.4187 | 0.00038458
7376 | 0.00015256 | 0.00012255 | 0.007811 | 2.9103 | 3.2005 | 3.0192 | 4.1757 | 4.8457 | 4.4187 | 0.00012715
7377 | 0.00015016 | 0.00012185 | 0.015234 | 2.9872 | 3.1993 | 3.0192 | 4.3464 | 4.8427 | 4.4187 | 6.7498e-05
7378 | 0.00013462 | 0.00011713 | 0.019943 | 3.031 | 3.1968 | 3.0192 | 4.4458 | 4.8368 | 4.4187 | 6.7498e-05
7379 | 0.00011994 | 0.00011261 | 0.024319 | 3.0784 | 3.1968 | 3.0192 | 4.555 | 4.8368 | 4.4187 | 2.6685e-05
7380 | 0.00011461 | 0.00011093 | 0.024153 | 3.1169 | 3.1968 | 3.0192 | 4.6453 | 4.8368 | 4.4187 | 0.00020877
7381 | 0.00010403 | 0.00010761 | 0.015622 | 3.1261 | 3.1968 | 3.0192 | 4.667 | 4.8368 | 4.4187 | 8.9474e-05
7382 | 9.4811e-05 | 0.00010484 | 0.011966 | 3.125 | 3.1968 | 3.0192 | 4.6643 | 4.8368 | 4.4187 | 8.1625e-05
7383 | 9.7437e-05 | 0.00010476 | 0.0072017 | 3.11 | 3.1968 | 3.0192 | 4.6291 | 4.8368 | 4.4187 | 9.2613e-05
7384 | 8.5803e-05 | 0.00010097 | 0.00099715 | 3.0795 | 3.1932 | 3.0192 | 4.5576 | 4.828 | 4.4187 | 6.5928e-05
7385 | 9.2365e-05 | 0.00010351 | 0 | 3.054 | 3.1932 | 3.0192 | 4.4985 | 4.828 | 4.4187 | 6.7498e-05
7386 | 0.00010952 | 0.00010818 | 0 | 3.054 | 3.192 | 3.0192 | 4.4985 | 4.8251 | 4.4187 | 0.00040656
7387 | 0.00013869 | 0.00011728 | 0 | 3.0213 | 3.192 | 3.0192 | 4.4236 | 4.8251 | 4.4187 | 0.00031394
7388 | 0.00015616 | 0.00012299 | 0 | 3.0224 | 3.1908 | 3.0192 | 4.426 | 4.8222 | 4.4187 | 0.0002386
7389 | 0.00017478 | 0.00012909 | 0 | 3.0192 | 3.1908 | 3.0192 | 4.4187 | 4.8222 | 4.4187 | 0.0002747
7390 | 0.00018258 | 0.00013101 | 0 | 3.0084 | 3.1908 | 3.0192 | 4.3943 | 4.8222 | 4.4187 | 1.0988e-05
7391 | 0.00019153 | 0.00013373 | 0 | 2.9862 | 3.1896 | 3.0192 | 4.344 | 4.8193 | 4.4187 | 0
7392 | 0.00020742 | 0.00013824 | 0 | 2.9788 | 3.1896 | 3.0192 | 4.3275 | 4.8193 | 4.4187 | 1.0988e-05
7393 | 0.00021247 | 0.00014002 | 0 | 2.9767 | 3.1884 | 3.0192 | 4.3228 | 4.8164 | 4.4187 | 0
7394 | 0.0002193 | 0.00013991 | 0 | 2.9767 | 3.1884 | 3.0192 | 4.3228 | 4.8164 | 4.4187 | 2.3546e-05
7395 | 0.00022719 | 0.00014508 | 0 | 2.9726 | 3.1872 | 3.0192 | 4.3135 | 4.8134 | 4.4187 | 2.6685e-05
7396 | 0.00023713 | 0.00014819 | 0 | 2.9747 | 3.1872 | 3.0192 | 4.3182 | 4.8134 | 4.4187 | 1.2558e-05
7397 | 0.00024031 | 0.0001492 | 0 | 2.9715 | 3.1872 | 3.0192 | 4.3112 | 4.8134 | 4.4187 | 1.7267e-05
7398 | 0.00025895 | 0.0001544 | 0 | 2.9642 | 3.1872 | 3.0192 | 4.2949 | 4.8134 | 4.4187 | 1.5697e-05
7399 | 0.0002473 | 0.00015101 | 0.00072017 | 2.9642 | 3.186 | 3.0192 | 4.2949 | 4.8105 | 4.4187 | 0.00059178
7400 | 0.00019374 | 0.00013499 | 0.004875 | 2.9841 | 3.1848 | 3.0192 | 4.3393 | 4.8076 | 4.4187 | 6.5928e-05
7401 | 0.00017524 | 0.00012946 | 0.0095838 | 3.0181 | 3.1848 | 3.0192 | 4.4162 | 4.8076 | 4.4187 | 0.0001193
7402 | 0.00016096 | 0.00012488 | 0.013351 | 3.0408 | 3.1836 | 3.0192 | 4.4682 | 4.8047 | 4.4187 | 4.8661e-05
7403 | 0.00014445 | 0.00012017 | 0.018337 | 3.0784 | 3.1824 | 3.0192 | 4.555 | 4.8018 | 4.4187 | 4.8661e-05
7404 | 0.00013941 | 0.00011867 | 0.018503 | 3.0975 | 3.1824 | 3.0192 | 4.5997 | 4.8018 | 4.4187 | 0.00017895
7405 | 0.00012948 | 0.00011535 | 0.013406 | 3.1078 | 3.1824 | 3.0192 | 4.6237 | 4.8018 | 4.4187 | 8.0056e-05
7406 | 0.00012502 | 0.0001142 | 0.0099161 | 3.1055 | 3.1824 | 3.0192 | 4.6184 | 4.8018 | 4.4187 | 5.1801e-05
7407 | 0.00011978 | 0.00011254 | 0.0030469 | 3.0829 | 3.1812 | 3.0192 | 4.5655 | 4.7989 | 4.4187 | 7.5346e-05
7408 | 0.00011094 | 0.00010938 | 0.00083096 | 3.0474 | 3.1812 | 3.0192 | 4.4833 | 4.7989 | 4.4187 | 0.00017895
7409 | 0.00011367 | 0.00011017 | 0 | 3.03 | 3.18 | 3.0192 | 4.4433 | 4.796 | 4.4187 | 3.1394e-05
7410 | 0.00012269 | 0.000113 | 0 | 3.0095 | 3.1788 | 3.0192 | 4.3968 | 4.7932 | 4.4187 | 0.00027313
7411 | 0.00017326 | 0.00011999 | 0 | 2.9799 | 3.1776 | 3.0192 | 4.3299 | 4.7903 | 4.4187 | 0.00025429
7412 | 0.00019489 | 0.00013538 | 0 | 2.9663 | 3.1776 | 3.0192 | 4.2995 | 4.7903 | 4.4187 | 0.00033592
7413 | 0.00020109 | 0.00013539 | 0 | 2.9632 | 3.1764 | 3.0192 | 4.2926 | 4.7874 | 4.4187 | 0.00029668
7414 | 0.00019818 | 0.00013598 | 0 | 2.9426 | 3.1764 | 3.0192 | 4.2468 | 4.7874 | 4.4187 | 4.7091e-05
7415 | 0.00019717 | 0.0001361 | 0 | 2.9243 | 3.1764 | 3.0192 | 4.2065 | 4.7874 | 4.4187 | 1.2558e-05
7416 | 0.00020566 | 0.00013897 | 0 | 2.9233 | 3.1764 | 3.0192 | 4.2043 | 4.7874 | 4.4187 | 1.4127e-05
7417 | 0.00020916 | 0.00014004 | 0 | 2.9173 | 3.1752 | 3.0192 | 4.191 | 4.7845 | 4.4187 | 0
7418 | 0.00021619 | 0.00014195 | 0 | 2.8944 | 3.1752 | 3.0192 | 4.141 | 4.7845 | 4.4187 | 2.9825e-05
7419 | 0.00021675 | 0.00014154 | 0 | 2.8845 | 3.1752 | 3.0192 | 4.1196 | 4.7845 | 4.4187 | 1.0988e-05
7420 | 0.00022034 | 0.00014336 | 0 | 2.8806 | 3.1752 | 3.0192 | 4.1111 | 4.7845 | 4.4187 | 1.7267e-05
7421 | 0.00024396 | 0.00015006 | 0 | 2.8855 | 3.1741 | 3.0192 | 4.1217 | 4.7816 | 4.4187 | 0
7422 | 0.0002364 | 0.0001483 | 0 | 2.8602 | 3.1741 | 3.0192 | 4.067 | 4.7816 | 4.4187 | 0
7423 | 0.00018918 | 0.00013356 | 0.00088636 | 2.8544 | 3.1729 | 3.0192 | 4.0546 | 4.7788 | 4.4187 | 0.00057923
7424 | 0.00015475 | 0.00012277 | 0.0062045 | 2.9193 | 3.1717 | 3.0192 | 4.1954 | 4.7759 | 4.4187 | 0.00015069
7425 | 0.0001435 | 0.00011995 | 0.013517 | 2.9957 | 3.1705 | 3.0192 | 4.3655 | 4.773 | 4.4187 | 8.3195e-05
7426 | 0.00013803 | 0.00011829 | 0.016287 | 3.0387 | 3.1705 | 3.0192 | 4.4632 | 4.773 | 4.4187 | 5.9649e-05
7427 | 0.00013724 | 0.00011814 | 0.019777 | 3.0806 | 3.1705 | 3.0192 | 4.5602 | 4.773 | 4.4187 | 5.0231e-05
7428 | 0.000135 | 0.00011753 | 0.017173 | 3.084 | 3.1705 | 3.0192 | 4.5681 | 4.773 | 4.4187 | 0.00026999
7429 | 0.00013022 | 0.00011566 | 0.015899 | 3.0987 | 3.1705 | 3.0192 | 4.6024 | 4.773 | 4.4187 | 9.8892e-05
7430 | 0.00012699 | 0.00011508 | 0.0084204 | 3.0941 | 3.1705 | 3.0192 | 4.5918 | 4.773 | 4.4187 | 6.2789e-05
7431 | 0.00011075 | 0.00010981 | 0.0044318 | 3.065 | 3.1693 | 3.0192 | 4.524 | 4.7702 | 4.4187 | 9.7322e-05
7432 | 0.00010462 | 0.00010783 | 0.00060937 | 3.0332 | 3.1693 | 3.0192 | 4.4508 | 4.7702 | 4.4187 | 7.2207e-05
7433 | 0.00011188 | 0.00011025 | 0 | 3.0246 | 3.1681 | 3.0192 | 4.431 | 4.7673 | 4.4187 | 2.3546e-05
7434 | 0.00011254 | 0.00010939 | 0 | 3.0235 | 3.1681 | 3.0192 | 4.4285 | 4.7673 | 4.4187 | 0.00039714
7435 | 0.00016852 | 0.00012092 | 0 | 3.0213 | 3.1681 | 3.0192 | 4.4236 | 4.7673 | 4.4187 | 0.00019621
7436 | 0.00019312 | 0.00013457 | 0 | 3.0202 | 3.1669 | 3.0192 | 4.4211 | 4.7645 | 4.4187 | 0.00029197
7437 | 0.00020974 | 0.00013933 | 0 | 3.0256 | 3.1646 | 3.0192 | 4.4334 | 4.7588 | 4.4187 | 0.00013029
7438 | 0.00021067 | 0.00013967 | 0 | 3.0235 | 3.1646 | 3.0192 | 4.4285 | 4.7588 | 4.4187 | 0
7439 | 0.00020962 | 0.00014025 | 0 | 3.0213 | 3.1646 | 3.0192 | 4.4236 | 4.7588 | 4.4187 | 2.5115e-05
7440 | 0.00021943 | 0.0001432 | 0 | 3.0224 | 3.1634 | 3.0192 | 4.426 | 4.7559 | 4.4187 | 0
7441 | 0.00021964 | 0.00014207 | 0 | 3.0138 | 3.1634 | 3.0192 | 4.4065 | 4.7559 | 4.4187 | 1.4127e-05
7442 | 0.00022246 | 0.00014421 | 0 | 3.0095 | 3.1622 | 3.0192 | 4.3968 | 4.7531 | 4.4187 | 2.5115e-05
7443 | 0.00022247 | 0.00014421 | 0 | 3.0042 | 3.1622 | 3.0192 | 4.3847 | 4.7531 | 4.4187 | 0
7444 | 0.00022432 | 0.00014365 | 0 | 2.9893 | 3.1622 | 3.0192 | 4.3512 | 4.7531 | 4.4187 | 0
7445 | 0.00024057 | 0.00014887 | 0 | 2.9872 | 3.1622 | 3.0192 | 4.3464 | 4.7531 | 4.4187 | 0
7446 | 0.0002344 | 0.00014759 | 0 | 2.9851 | 3.1622 | 3.0192 | 4.3417 | 4.7531 | 4.4187 | 1.4127e-05
7447 | 0.00019603 | 0.00013583 | 0.00044318 | 2.9851 | 3.1622 | 3.0192 | 4.3417 | 4.7531 | 4.4187 | 0.00079271
7448 | 0.00015325 | 0.00012273 | 0.0033238 | 3.0031 | 3.161 | 3.0192 | 4.3823 | 4.7502 | 4.4187 | 6.7498e-05
7449 | 0.00014021 | 0.00011936 | 0.0058721 | 3.0149 | 3.161 | 3.0192 | 4.4089 | 4.7502 | 4.4187 | 4.3952e-05
7450 | 0.00012011 | 0.00011304 | 0.0096945 | 3.0452 | 3.1598 | 3.0192 | 4.4783 | 4.7474 | 4.4187 | 5.1801e-05
7451 | 0.00012882 | 0.00011589 | 0.011966 | 3.0773 | 3.1598 | 3.0192 | 4.5524 | 4.7474 | 4.4187 | 0.00016325
7452 | 0.00012502 | 0.00011485 | 0.013849 | 3.0998 | 3.1598 | 3.0192 | 4.605 | 4.7474 | 4.4187 | 0.00016953
7453 | 0.00011778 | 0.00011259 | 0.010415 | 3.0998 | 3.1598 | 3.0192 | 4.605 | 4.7474 | 4.4187 | 0.00012087
7454 | 0.00011668 | 0.00011179 | 0.0081434 | 3.1032 | 3.1598 | 3.0192 | 4.613 | 4.7474 | 4.4187 | 5.494e-05
7455 | 9.9959e-05 | 0.00010691 | 0.0029361 | 3.0818 | 3.1598 | 3.0192 | 4.5628 | 4.7474 | 4.4187 | 4.3952e-05
7456 | 0.00010071 | 0.00010675 | 0.00038778 | 3.0496 | 3.1598 | 3.0192 | 4.4883 | 4.7474 | 4.4187 | 6.7498e-05
7457 | 9.3339e-05 | 0.00010501 | 0 | 3.0507 | 3.1586 | 3.0192 | 4.4909 | 4.7446 | 4.4187 | 1.0988e-05
7458 | 0.00010954 | 0.00010983 | 0 | 3.0441 | 3.1575 | 3.0192 | 4.4757 | 4.7418 | 4.4187 | 0.00021976
7459 | 0.00015458 | 0.0001213 | 0 | 3.0408 | 3.1575 | 3.0192 | 4.4682 | 4.7418 | 4.4187 | 0.00020563
7460 | 0.00018141 | 0.00012856 | 0 | 3.0224 | 3.1575 | 3.0192 | 4.426 | 4.7418 | 4.4187 | 0.00018994
7461 | 0.00018486 | 0.00013028 | 0 | 3.0256 | 3.1575 | 3.0192 | 4.4334 | 4.7418 | 4.4187 | 0.00017738
7462 | 0.00019016 | 0.00013376 | 0 | 2.9957 | 3.1575 | 3.0192 | 4.3655 | 4.7418 | 4.4187 | 0
7463 | 0.00019059 | 0.00013449 | 0 | 3.001 | 3.1575 | 3.0192 | 4.3774 | 4.7418 | 4.4187 | 1.4127e-05
7464 | 0.00021146 | 0.00014066 | 0 | 2.9936 | 3.1575 | 3.0192 | 4.3607 | 4.7418 | 4.4187 | 0
7465 | 0.00021502 | 0.00014174 | 0 | 2.9893 | 3.1575 | 3.0192 | 4.3512 | 4.7418 | 4.4187 | 4.0813e-05
7466 | 0.00021725 | 0.00014253 | 0 | 2.9883 | 3.1575 | 3.0192 | 4.3488 | 4.7418 | 4.4187 | 0
7467 | 0.00022419 | 0.00014477 | 0 | 2.9978 | 3.1575 | 3.0192 | 4.3702 | 4.7418 | 4.4187 | 4.3952e-05
7468 | 0.00022989 | 0.00014562 | 0 | 2.9936 | 3.1575 | 3.0192 | 4.3607 | 4.7418 | 4.4187 | 2.6685e-05
7469 | 0.00023205 | 0.00014681 | 0 | 2.9872 | 3.1575 | 3.0192 | 4.3464 | 4.7418 | 4.4187 | 1.2558e-05
7470 | 0.00025505 | 0.00015272 | 0 | 2.9799 | 3.1575 | 3.0192 | 4.3299 | 4.7418 | 4.4187 | 1.5697e-05
7471 | 0.00019347 | 0.00013483 | 0.00066477 | 2.9715 | 3.1575 | 3.0192 | 4.3112 | 4.7418 | 4.4187 | 0.0005651
7472 | 0.00014339 | 0.00011996 | 0.0045426 | 2.9809 | 3.1575 | 3.0192 | 4.3322 | 4.7418 | 4.4187 | 4.5522e-05
7473 | 0.00012982 | 0.00011635 | 0.010802 | 3.0149 | 3.1551 | 3.0192 | 4.4089 | 4.7361 | 4.4187 | 3.9243e-05
7474 | 0.00012826 | 0.00011545 | 0.016176 | 3.0387 | 3.1539 | 3.0192 | 4.4632 | 4.7333 | 4.4187 | 6.5928e-05
7475 | 0.00010933 | 0.00011014 | 0.017672 | 3.0606 | 3.1528 | 3.0192 | 4.5138 | 4.7305 | 4.4187 | 6.9067e-05
7476 | 0.00011026 | 0.00011048 | 0.016453 | 3.0639 | 3.1528 | 3.0192 | 4.5214 | 4.7305 | 4.4187 | 0.00020563
7477 | 0.0001111 | 0.00011084 | 0.014514 | 3.0829 | 3.1528 | 3.0192 | 4.5655 | 4.7305 | 4.4187 | 0.00016953
7478 | 0.00010388 | 0.00010864 | 0.008642 | 3.065 | 3.1528 | 3.0192 | 4.524 | 4.7305 | 4.4187 | 6.2789e-05
7479 | 9.0476e-05 | 0.00010395 | 0.003767 | 3.0518 | 3.1528 | 3.0192 | 4.4934 | 4.7305 | 4.4187 | 4.7091e-05
7480 | 8.4694e-05 | 0.00010223 | 0.00055397 | 2.9946 | 3.1528 | 3.0192 | 4.3631 | 4.7305 | 4.4187 | 6.7498e-05
7481 | 0.00011059 | 0.00011046 | 0 | 2.9967 | 3.1528 | 3.0192 | 4.3678 | 4.7305 | 4.4187 | 9.8892e-05
7482 | 0.00011944 | 0.00011323 | 0 | 2.9788 | 3.1528 | 3.0192 | 4.3275 | 4.7305 | 4.4187 | 0.0002229
7483 | 0.00015268 | 0.00012195 | 0 | 2.9694 | 3.1528 | 3.0192 | 4.3065 | 4.7305 | 4.4187 | 0.00021191
7484 | 0.00018611 | 0.00013291 | 0 | 2.9705 | 3.1528 | 3.0192 | 4.3088 | 4.7305 | 4.4187 | 0.00026685
7485 | 0.0001975 | 0.0001369 | 0 | 2.957 | 3.1528 | 3.0192 | 4.2788 | 4.7305 | 4.4187 | 0.00012715
7486 | 0.00020636 | 0.00013832 | 0 | 2.9642 | 3.1516 | 3.0192 | 4.2949 | 4.7277 | 4.4187 | 0
7487 | 0.00020702 | 0.00013722 | 0 | 2.9653 | 3.1516 | 3.0192 | 4.2972 | 4.7277 | 4.4187 | 0
7488 | 0.0002132 | 0.00014133 | 0 | 2.9674 | 3.1516 | 3.0192 | 4.3018 | 4.7277 | 4.4187 | 2.0406e-05
7489 | 0.00021689 | 0.00014235 | 0 | 2.9632 | 3.1504 | 3.0192 | 4.2926 | 4.7249 | 4.4187 | 0
7490 | 0.00022031 | 0.00014238 | 0 | 2.9549 | 3.1504 | 3.0192 | 4.2742 | 4.7249 | 4.4187 | 1.5697e-05
7491 | 0.00022433 | 0.00014416 | 0 | 2.9684 | 3.1504 | 3.0192 | 4.3042 | 4.7249 | 4.4187 | 2.6685e-05
7492 | 0.00022722 | 0.00014401 | 0 | 2.9529 | 3.1504 | 3.0192 | 4.2696 | 4.7249 | 4.4187 | 1.0988e-05
7493 | 0.00023226 | 0.00014561 | 0 | 2.9436 | 3.1504 | 3.0192 | 4.2491 | 4.7249 | 4.4187 | 0
7494 | 0.00024357 | 0.00014939 | 0 | 2.9488 | 3.1504 | 3.0192 | 4.2605 | 4.7249 | 4.4187 | 4.7091e-05
7495 | 0.00020459 | 0.00013889 | 0.00060937 | 2.9385 | 3.1504 | 3.0192 | 4.2378 | 4.7249 | 4.4187 | 0.00045993
7496 | 0.00017554 | 0.00013025 | 0.0053182 | 2.9488 | 3.1504 | 3.0192 | 4.2605 | 4.7249 | 4.4187 | 0.00051487
7497 | 0.00013206 | 0.00011725 | 0.012908 | 3.0021 | 3.1504 | 3.0192 | 4.3798 | 4.7249 | 4.4187 | 0.00010674
7498 | 0.00013301 | 0.00011752 | 0.015844 | 3.0408 | 3.1504 | 3.0192 | 4.4682 | 4.7249 | 4.4187 | 8.6334e-05
7499 | 0.00011486 | 0.00011206 | 0.015733 | 3.065 | 3.1492 | 3.0192 | 4.524 | 4.7221 | 4.4187 | 7.8486e-05
7500 | 0.00010573 | 0.00010891 | 0.016952 | 3.0953 | 3.1492 | 3.0192 | 4.5944 | 4.7221 | 4.4187 | 8.3195e-05
7501 | 0.00010358 | 0.00010791 | 0.014459 | 3.1169 | 3.1492 | 3.0192 | 4.6453 | 4.7221 | 4.4187 | 7.2207e-05
7502 | 9.224e-05 | 0.000105 | 0.0093622 | 3.1135 | 3.1492 | 3.0192 | 4.6372 | 4.7221 | 4.4187 | 0
7503 | 8.4792e-05 | 0.00010257 | 0.0039332 | 3.0896 | 3.1492 | 3.0192 | 4.5812 | 4.7221 | 4.4187 | 0.00022604
7504 | 8.8715e-05 | 0.00010337 | 0.00044318 | 3.0695 | 3.1492 | 3.0192 | 4.5343 | 4.7221 | 4.4187 | 0.00031551
7505 | 8.078e-05 | 0.00010132 | 0 | 3.0628 | 3.1481 | 3.0192 | 4.5189 | 4.7193 | 4.4187 | 4.0813e-05
7506 | 9.5949e-05 | 0.00010497 | 0 | 3.0606 | 3.1481 | 3.0192 | 4.5138 | 4.7193 | 4.4187 | 2.9825e-05
7507 | 0.00015624 | 0.00012344 | 0 | 3.0376 | 3.1469 | 3.0192 | 4.4607 | 4.7165 | 4.4187 | 5.0231e-05
7508 | 0.00016915 | 0.00012873 | 0 | 3.0332 | 3.1469 | 3.0192 | 4.4508 | 4.7165 | 4.4187 | 0.00019935
7509 | 0.00018387 | 0.00013255 | 0 | 3.0267 | 3.1469 | 3.0192 | 4.4359 | 4.7165 | 4.4187 | 0.00020877
7510 | 0.00019274 | 0.00013226 | 0 | 3.0021 | 3.1469 | 3.0192 | 4.3798 | 4.7165 | 4.4187 | 0.00019464
7511 | 0.00020025 | 0.00013711 | 0 | 2.9957 | 3.1457 | 3.0192 | 4.3655 | 4.7137 | 4.4187 | 1.5697e-05
7512 | 0.0002139 | 0.00014197 | 0 | 2.9883 | 3.1446 | 3.0192 | 4.3488 | 4.7109 | 4.4187 | 3.6103e-05
7513 | 0.00022161 | 0.00014441 | 0 | 2.9851 | 3.1446 | 3.0192 | 4.3417 | 4.7109 | 4.4187 | 0
7514 | 0.00022789 | 0.00014599 | 0 | 2.9747 | 3.1446 | 3.0192 | 4.3182 | 4.7109 | 4.4187 | 0
7515 | 0.00023755 | 0.00014917 | 0 | 2.9705 | 3.1446 | 3.0192 | 4.3088 | 4.7109 | 4.4187 | 2.8255e-05
7516 | 0.00024055 | 0.0001497 | 0 | 2.9747 | 3.1446 | 3.0192 | 4.3182 | 4.7109 | 4.4187 | 2.5115e-05
7517 | 0.00024664 | 0.00015176 | 0 | 2.9778 | 3.1446 | 3.0192 | 4.3252 | 4.7109 | 4.4187 | 3.1394e-05
7518 | 0.00025489 | 0.00015416 | 0 | 2.9705 | 3.1446 | 3.0192 | 4.3088 | 4.7109 | 4.4187 | 0
7519 | 0.00023814 | 0.00014884 | 0.00027699 | 2.9799 | 3.1446 | 3.0192 | 4.3299 | 4.7109 | 4.4187 | 0.00064358
7520 | 0.00016995 | 0.00012839 | 0.0028253 | 2.9841 | 3.1446 | 3.0192 | 4.3393 | 4.7109 | 4.4187 | 0.00052899
7521 | 0.00012499 | 0.00011514 | 0.0073125 | 3.0042 | 3.1446 | 3.0192 | 4.3847 | 4.7109 | 4.4187 | 3.7673e-05
7522 | 0.00011181 | 0.0001104 | 0.011855 | 3.0235 | 3.1422 | 3.0192 | 4.4285 | 4.7053 | 4.4187 | 0.00012558
7523 | 0.00010608 | 0.00010927 | 0.014126 | 3.0408 | 3.1422 | 3.0192 | 4.4682 | 4.7053 | 4.4187 | 8.1625e-05
7524 | 0.00010268 | 0.00010654 | 0.015179 | 3.0595 | 3.1422 | 3.0192 | 4.5112 | 4.7053 | 4.4187 | 8.9474e-05
7525 | 0.00011109 | 0.00011068 | 0.011578 | 3.0606 | 3.1422 | 3.0192 | 4.5138 | 4.7053 | 4.4187 | 6.5928e-05
7526 | 8.0537e-05 | 0.00010167 | 0.009473 | 3.0562 | 3.1422 | 3.0192 | 4.5036 | 4.7053 | 4.4187 | 6.1219e-05
7527 | 6.1213e-05 | 9.552e-05 | 0.0041548 | 3.0289 | 3.1422 | 3.0192 | 4.4408 | 4.7053 | 4.4187 | 0.00024174
7528 | 5.7686e-05 | 9.4281e-05 | 0.00038778 | 2.9872 | 3.1422 | 3.0192 | 4.3464 | 4.7053 | 4.4187 | 0.00030452
7529 | 5.7157e-05 | 9.4375e-05 | 0 | 2.9767 | 3.1422 | 3.0192 | 4.3228 | 4.7053 | 4.4187 | 0
7530 | 7.0986e-05 | 9.8731e-05 | 0 | 2.9757 | 3.1422 | 3.0192 | 4.3205 | 4.7053 | 4.4187 | 7.8486e-05
7531 | 0.00010971 | 0.00011046 | 0 | 2.9591 | 3.1422 | 3.0192 | 4.2834 | 4.7053 | 4.4187 | 9.4183e-06
7532 | 0.0001344 | 0.00011744 | 0 | 2.9436 | 3.1411 | 3.0192 | 4.2491 | 4.7025 | 4.4187 | 0.00016796
7533 | 0.00014843 | 0.00012239 | 0 | 2.9284 | 3.1387 | 3.0192 | 4.2154 | 4.697 | 4.4187 | 0.00020406
7534 | 0.00015832 | 0.00012535 | 0 | 2.9274 | 3.1387 | 3.0192 | 4.2132 | 4.697 | 4.4187 | 0.00026999
7535 | 0.00016097 | 0.00012604 | 0 | 2.9173 | 3.1387 | 3.0192 | 4.191 | 4.697 | 4.4187 | 1.0988e-05
7536 | 0.00017746 | 0.00013066 | 0 | 2.9113 | 3.1387 | 3.0192 | 4.1779 | 4.697 | 4.4187 | 9.4183e-06
7537 | 0.00018149 | 0.00013187 | 0 | 2.8983 | 3.1387 | 3.0192 | 4.1496 | 4.697 | 4.4187 | 1.8837e-05
7538 | 0.00018652 | 0.00013396 | 0 | 2.8767 | 3.1387 | 3.0192 | 4.1026 | 4.697 | 4.4187 | 1.0988e-05
7539 | 0.00019027 | 0.00013477 | 0 | 2.866 | 3.1387 | 3.0192 | 4.0795 | 4.697 | 4.4187 | 2.6685e-05
7540 | 0.00019177 | 0.00013528 | 0 | 2.8554 | 3.1387 | 3.0192 | 4.0567 | 4.697 | 4.4187 | 2.5115e-05
7541 | 0.000207 | 0.00014007 | 0 | 2.8728 | 3.1387 | 3.0192 | 4.0942 | 4.697 | 4.4187 | 1.2558e-05
7542 | 0.00019996 | 0.00013797 | 0 | 2.867 | 3.1376 | 3.0192 | 4.0816 | 4.6942 | 4.4187 | 3.4534e-05
7543 | 0.00016352 | 0.0001259 | 0.00049858 | 2.8573 | 3.1376 | 3.0192 | 4.0608 | 4.6942 | 4.4187 | 0.00064986
7544 | 0.0001185 | 0.00011252 | 0.004044 | 2.8954 | 3.1364 | 3.0192 | 4.1431 | 4.6914 | 4.4187 | 0.00012872
7545 | 9.739e-05 | 0.00010672 | 0.0085866 | 2.9355 | 3.1364 | 3.0192 | 4.2311 | 4.6914 | 4.4187 | 9.5753e-05
7546 | 8.9493e-05 | 0.0001042 | 0.0098053 | 2.958 | 3.1376 | 3.0192 | 4.2811 | 4.6942 | 4.4187 | 0.00010203
7547 | 8.1456e-05 | 0.00010205 | 0.010581 | 2.9904 | 3.1364 | 3.0192 | 4.3535 | 4.6914 | 4.4187 | 4.2382e-05
7548 | 8.0732e-05 | 0.00010188 | 0.0084758 | 2.9967 | 3.1364 | 3.0192 | 4.3678 | 4.6914 | 4.4187 | 0.00014755
7549 | 8.1349e-05 | 0.00010148 | 0.0058167 | 2.9978 | 3.1364 | 3.0192 | 4.3702 | 4.6914 | 4.4187 | 7.5346e-05
7550 | 7.0496e-05 | 9.8587e-05 | 0.0038778 | 2.9946 | 3.1364 | 3.0192 | 4.3631 | 4.6914 | 4.4187 | 8.9474e-05
7551 | 6.3046e-05 | 9.594e-05 | 0.0019389 | 2.9978 | 3.1364 | 3.0192 | 4.3702 | 4.6914 | 4.4187 | 7.8486e-06
7552 | 5.8047e-05 | 9.4379e-05 | 0.00022159 | 2.9851 | 3.1341 | 3.0192 | 4.3417 | 4.6859 | 4.4187 | 0.00012244
7553 | 8.9625e-05 | 0.00010411 | 0 | 2.9915 | 3.1329 | 3.0192 | 4.3559 | 4.6832 | 4.4187 | 8.4765e-05
7554 | 9.2523e-05 | 0.00010496 | 0 | 2.9893 | 3.1329 | 3.0192 | 4.3512 | 4.6832 | 4.4187 | 0.00026057
7555 | 0.00013215 | 0.00011715 | 0 | 2.983 | 3.1317 | 3.0192 | 4.337 | 4.6804 | 4.4187 | 0.00026842
7556 | 0.00015134 | 0.00012229 | 0 | 2.983 | 3.1317 | 3.0192 | 4.337 | 4.6804 | 4.4187 | 0.00027941
7557 | 0.00016769 | 0.00012742 | 0 | 2.9788 | 3.1317 | 3.0192 | 4.3275 | 4.6804 | 4.4187 | 0.00025743
7558 | 0.00017648 | 0.00012976 | 0 | 2.9736 | 3.1317 | 3.0192 | 4.3158 | 4.6804 | 4.4187 | 3.6103e-05
7559 | 0.0001793 | 0.00013152 | 0 | 2.9642 | 3.1317 | 3.0192 | 4.2949 | 4.6804 | 4.4187 | 1.2558e-05
7560 | 0.00018728 | 0.00013424 | 0 | 2.9663 | 3.1317 | 3.0192 | 4.2995 | 4.6804 | 4.4187 | 0
7561 | 0.00019294 | 0.00013599 | 0 | 2.9694 | 3.1306 | 3.0192 | 4.3065 | 4.6777 | 4.4187 | 2.9825e-05
7562 | 0.00019848 | 0.00013694 | 0 | 2.9736 | 3.1306 | 3.0192 | 4.3158 | 4.6777 | 4.4187 | 4.3952e-05
7563 | 0.00020253 | 0.00013877 | 0 | 2.9663 | 3.1306 | 3.0192 | 4.2995 | 4.6777 | 4.4187 | 0
7564 | 0.00020837 | 0.00013565 | 0 | 2.9611 | 3.1306 | 3.0192 | 4.288 | 4.6777 | 4.4187 | 0
7565 | 0.00022656 | 0.00014602 | 0 | 2.9591 | 3.1294 | 3.0192 | 4.2834 | 4.6749 | 4.4187 | 3.7673e-05
7566 | 0.00022384 | 0.00014497 | 0 | 2.9539 | 3.1283 | 3.0192 | 4.2719 | 4.6722 | 4.4187 | 0
7567 | 0.00020097 | 0.00013738 | 0.00022159 | 2.958 | 3.1283 | 3.0192 | 4.2811 | 4.6722 | 4.4187 | 0.00048504
7568 | 0.00015691 | 0.00012423 | 0.0016065 | 2.9622 | 3.1283 | 3.0192 | 4.2903 | 4.6722 | 4.4187 | 5.337e-05
7569 | 0.0001382 | 0.00011908 | 0.0036008 | 2.9694 | 3.1283 | 3.0192 | 4.3065 | 4.6722 | 4.4187 | 0.00013657
7570 | 0.00012616 | 0.00011512 | 0.0053182 | 2.9809 | 3.1271 | 3.0192 | 4.3322 | 4.6694 | 4.4187 | 0.00013186
7571 | 0.00012205 | 0.00011428 | 0.0063153 | 2.9904 | 3.1271 | 3.0192 | 4.3535 | 4.6694 | 4.4187 | 0.00020877
7572 | 0.00012286 | 0.00011437 | 0.0060383 | 3.0031 | 3.1271 | 3.0192 | 4.3823 | 4.6694 | 4.4187 | 0.00017738
7573 | 0.00012987 | 0.00011684 | 0.0042102 | 3.0042 | 3.1271 | 3.0192 | 4.3847 | 4.6694 | 4.4187 | 8.0056e-05
7574 | 0.00012948 | 0.0001168 | 0.0037116 | 3.0138 | 3.1271 | 3.0192 | 4.4065 | 4.6694 | 4.4187 | 0.0001036
7575 | 0.00012021 | 0.00011387 | 0.0019389 | 3.0159 | 3.1271 | 3.0192 | 4.4114 | 4.6694 | 4.4187 | 0.00012558
7576 | 0.000115 | 0.00011215 | 0.00033238 | 3.0084 | 3.126 | 3.0192 | 4.3943 | 4.6667 | 4.4187 | 8.3195e-05
7577 | 0.00012076 | 0.00011349 | 0 | 2.9967 | 3.126 | 3.0192 | 4.3678 | 4.6667 | 4.4187 | 2.3546e-05
7578 | 0.00014801 | 0.00012152 | 0 | 2.9799 | 3.126 | 3.0192 | 4.3299 | 4.6667 | 4.4187 | 0.000259
7579 | 0.00019929 | 0.0001346 | 0 | 2.9674 | 3.126 | 3.0192 | 4.3018 | 4.6667 | 4.4187 | 0.00031551
7580 | 0.00022355 | 0.00014516 | 0 | 2.9601 | 3.126 | 3.0192 | 4.2857 | 4.6667 | 4.4187 | 0.00020877
7581 | 0.00023738 | 0.00014716 | 0 | 2.9674 | 3.126 | 3.0192 | 4.3018 | 4.6667 | 4.4187 | 0.00023389
7582 | 0.00023993 | 0.0001499 | 0 | 2.9601 | 3.126 | 3.0192 | 4.2857 | 4.6667 | 4.4187 | 0
7583 | 0.00024316 | 0.00015118 | 0 | 2.9539 | 3.126 | 3.0192 | 4.2719 | 4.6667 | 4.4187 | 0
7584 | 0.00024928 | 0.000153 | 0 | 2.9457 | 3.126 | 3.0192 | 4.2536 | 4.6667 | 4.4187 | 0
7585 | 0.00025253 | 0.00015411 | 0 | 2.9375 | 3.126 | 3.0192 | 4.2356 | 4.6667 | 4.4187 | 0
7586 | 0.00025627 | 0.0001541 | 0 | 2.9498 | 3.1248 | 3.0192 | 4.2627 | 4.664 | 4.4187 | 1.0988e-05
7587 | 0.00025895 | 0.00015596 | 0 | 2.9314 | 3.1248 | 3.0192 | 4.2221 | 4.664 | 4.4187 | 0
7588 | 0.00026391 | 0.00015748 | 0 | 2.9163 | 3.1248 | 3.0192 | 4.1888 | 4.664 | 4.4187 | 1.4127e-05
7589 | 0.00028972 | 0.00016493 | 0 | 2.9083 | 3.1248 | 3.0192 | 4.1713 | 4.664 | 4.4187 | 2.5115e-05
7590 | 0.0002767 | 0.00016092 | 0 | 2.9013 | 3.1248 | 3.0192 | 4.1561 | 4.664 | 4.4187 | 0
7591 | 0.00024883 | 0.00015222 | 0.00033238 | 2.8875 | 3.1248 | 3.0192 | 4.126 | 4.664 | 4.4187 | 0.00062318
7592 | 0.00017546 | 0.00013031 | 0.0036008 | 2.9103 | 3.1237 | 3.0192 | 4.1757 | 4.6612 | 4.4187 | 4.5522e-05
7593 | 0.00015724 | 0.00012517 | 0.0080326 | 2.9457 | 3.1237 | 3.0192 | 4.2536 | 4.6612 | 4.4187 | 7.8486e-05
7594 | 0.00014414 | 0.00012118 | 0.011633 | 2.9883 | 3.1237 | 3.0192 | 4.3488 | 4.6612 | 4.4187 | 9.5753e-05
7595 | 0.00013184 | 0.00011755 | 0.013351 | 3.0224 | 3.1237 | 3.0192 | 4.426 | 4.6612 | 4.4187 | 8.0056e-05
7596 | 0.00012892 | 0.00011598 | 0.014459 | 3.0485 | 3.1237 | 3.0192 | 4.4858 | 4.6612 | 4.4187 | 0.00012087
7597 | 0.00013591 | 0.00011882 | 0.0081988 | 3.0463 | 3.1237 | 3.0192 | 4.4808 | 4.6612 | 4.4187 | 3.4534e-05
7598 | 0.00013384 | 0.00011815 | 0.0055951 | 3.043 | 3.1237 | 3.0192 | 4.4732 | 4.6612 | 4.4187 | 3.6103e-05
7599 | 0.00010248 | 0.00010827 | 0.0028807 | 3.0321 | 3.1237 | 3.0192 | 4.4483 | 4.6612 | 4.4187 | 6.9067e-05
7600 | 0.00010489 | 0.00010907 | 0.00033238 | 2.9893 | 3.1237 | 3.0192 | 4.3512 | 4.6612 | 4.4187 | 8.0056e-05
7601 | 0.00012522 | 0.00011502 | 0 | 2.9591 | 3.1237 | 3.0192 | 4.2834 | 4.6612 | 4.4187 | 5.494e-05
7602 | 0.00013422 | 0.00011824 | 0 | 2.9529 | 3.1213 | 3.0192 | 4.2696 | 4.6558 | 4.4187 | 0.00030766
7603 | 0.00017968 | 0.00012943 | 0 | 2.9103 | 3.1213 | 3.0192 | 4.1757 | 4.6558 | 4.4187 | 0.000135
7604 | 0.00021922 | 0.00014063 | 0 | 2.8914 | 3.1213 | 3.0192 | 4.1345 | 4.6558 | 4.4187 | 0.00022918
7605 | 0.00022242 | 0.00014479 | 0 | 2.8826 | 3.1213 | 3.0192 | 4.1153 | 4.6558 | 4.4187 | 0.00020563
7606 | 0.00023499 | 0.00014888 | 0 | 2.8689 | 3.1213 | 3.0192 | 4.0858 | 4.6558 | 4.4187 | 5.8079e-05
7607 | 0.00023675 | 0.00014942 | 0 | 2.866 | 3.1202 | 3.0192 | 4.0795 | 4.653 | 4.4187 | 1.0988e-05
7608 | 0.00024546 | 0.00015118 | 0 | 2.8544 | 3.1202 | 3.0192 | 4.0546 | 4.653 | 4.4187 | 1.2558e-05
7609 | 0.00024754 | 0.00015163 | 0 | 2.8372 | 3.1202 | 3.0192 | 4.0178 | 4.653 | 4.4187 | 1.2558e-05
7610 | 0.00025187 | 0.0001535 | 0 | 2.824 | 3.1202 | 3.0192 | 3.9897 | 4.653 | 4.4187 | 4.3952e-05
7611 | 0.00025487 | 0.00015492 | 0 | 2.8193 | 3.1202 | 3.0192 | 3.9797 | 4.653 | 4.4187 | 2.6685e-05
7612 | 0.00026029 | 0.00015586 | 0 | 2.8193 | 3.119 | 3.0192 | 3.9797 | 4.6503 | 4.4187 | 0
7613 | 0.00027083 | 0.0001596 | 0 | 2.8099 | 3.119 | 3.0192 | 3.9599 | 4.6503 | 4.4187 | 2.9825e-05
7614 | 0.00028478 | 0.00016238 | 0 | 2.809 | 3.119 | 3.0192 | 3.958 | 4.6503 | 4.4187 | 2.9825e-05
7615 | 0.00023955 | 0.00014969 | 0.00038778 | 2.8053 | 3.119 | 3.0192 | 3.9501 | 4.6503 | 4.4187 | 0.00058707
7616 | 0.0001831 | 0.00013241 | 0.0038778 | 2.8334 | 3.119 | 3.0192 | 4.0097 | 4.6503 | 4.4187 | 0.00018052
7617 | 0.00015548 | 0.00012473 | 0.0082542 | 2.8747 | 3.119 | 3.0192 | 4.0984 | 4.6503 | 4.4187 | 5.651e-05
7618 | 0.00015029 | 0.0001232 | 0.010526 | 2.9093 | 3.119 | 3.0192 | 4.1735 | 4.6503 | 4.4187 | 3.9243e-05
7619 | 0.00014242 | 0.00012079 | 0.014237 | 2.9385 | 3.119 | 3.0192 | 4.2378 | 4.6503 | 4.4187 | 2.5115e-05
7620 | 0.00014371 | 0.00012144 | 0.013185 | 2.9684 | 3.119 | 3.0192 | 4.3042 | 4.6503 | 4.4187 | 0.00019464
7621 | 0.00014138 | 0.00012039 | 0.01047 | 2.9809 | 3.119 | 3.0192 | 4.3322 | 4.6503 | 4.4187 | 6.7498e-05
7622 | 0.00014301 | 0.00012114 | 0.0058167 | 2.9883 | 3.119 | 3.0192 | 4.3488 | 4.6503 | 4.4187 | 8.4765e-05
7623 | 0.00012737 | 0.0001162 | 0.0017727 | 2.9715 | 3.1167 | 3.0192 | 4.3112 | 4.6449 | 4.4187 | 0.0001036
7624 | 0.00011653 | 0.00011245 | 0.00011079 | 2.9663 | 3.1167 | 3.0192 | 4.2995 | 4.6449 | 4.4187 | 3.4534e-05
7625 | 0.00012971 | 0.00011668 | 0 | 2.9705 | 3.1167 | 3.0192 | 4.3088 | 4.6449 | 4.4187 | 1.2558e-05
7626 | 0.00013944 | 0.00011963 | 0 | 2.982 | 3.1167 | 3.0192 | 4.3346 | 4.6449 | 4.4187 | 0.00024645
7627 | 0.000176 | 0.00012886 | 0 | 3.001 | 3.1156 | 3.0192 | 4.3774 | 4.6422 | 4.4187 | 0.00024017
7628 | 0.0002048 | 0.00013987 | 0 | 3.0181 | 3.1156 | 3.0192 | 4.4162 | 4.6422 | 4.4187 | 0.0003265
7629 | 0.00021466 | 0.00014277 | 0 | 3.03 | 3.1156 | 3.0192 | 4.4433 | 4.6422 | 4.4187 | 0.00020406
7630 | 0.00021724 | 0.00014146 | 0 | 3.0419 | 3.1133 | 3.0192 | 4.4707 | 4.6368 | 4.4187 | 0
7631 | 0.00021713 | 0.00014356 | 0 | 3.043 | 3.1133 | 3.0192 | 4.4732 | 4.6368 | 4.4187 | 1.0988e-05
7632 | 0.0002268 | 0.00014656 | 0 | 3.043 | 3.1133 | 3.0192 | 4.4732 | 4.6368 | 4.4187 | 2.1976e-05
7633 | 0.0002307 | 0.00014602 | 0 | 3.0332 | 3.1133 | 3.0192 | 4.4508 | 4.6368 | 4.4187 | 2.9825e-05
7634 | 0.00023172 | 0.00014798 | 0 | 3.0354 | 3.1133 | 3.0192 | 4.4557 | 4.6368 | 4.4187 | 2.8255e-05
7635 | 0.00023273 | 0.00014784 | 0 | 3.0408 | 3.1133 | 3.0192 | 4.4682 | 4.6368 | 4.4187 | 1.4127e-05
7636 | 0.00023518 | 0.00014888 | 0 | 3.03 | 3.1133 | 3.0192 | 4.4433 | 4.6368 | 4.4187 | 2.6685e-05
7637 | 0.00024796 | 0.00015189 | 0 | 3.0192 | 3.1122 | 3.0192 | 4.4187 | 4.6341 | 4.4187 | 1.4127e-05
7638 | 0.00024332 | 0.00015151 | 0 | 3.0181 | 3.111 | 3.0192 | 4.4162 | 4.6314 | 4.4187 | 0
7639 | 0.00020862 | 0.00014023 | 0.00016619 | 3.0127 | 3.111 | 3.0192 | 4.404 | 4.6314 | 4.4187 | 0.0005133
7640 | 0.00015106 | 0.00012311 | 0.0021051 | 3.0127 | 3.111 | 3.0192 | 4.404 | 4.6314 | 4.4187 | 0.00012715
7641 | 0.00012405 | 0.00011505 | 0.0059275 | 3.0321 | 3.111 | 3.0192 | 4.4483 | 4.6314 | 4.4187 | 7.8486e-05
7642 | 0.00011766 | 0.00011344 | 0.0081434 | 3.054 | 3.111 | 3.0192 | 4.4985 | 4.6314 | 4.4187 | 3.7673e-05
7643 | 0.00011115 | 0.00011157 | 0.010747 | 3.0728 | 3.111 | 3.0192 | 4.542 | 4.6314 | 4.4187 | 7.0637e-05
7644 | 0.00011623 | 0.00011316 | 0.013185 | 3.0885 | 3.111 | 3.0192 | 4.5786 | 4.6314 | 4.4187 | 0.00021191
7645 | 0.00012223 | 0.00011472 | 0.010581 | 3.0987 | 3.111 | 3.0192 | 4.6024 | 4.6314 | 4.4187 | 0.00010674
7646 | 0.00011332 | 0.00011198 | 0.0070355 | 3.0941 | 3.111 | 3.0192 | 4.5918 | 4.6314 | 4.4187 | 4.0813e-05
7647 | 9.4729e-05 | 0.00010629 | 0.0026037 | 3.0874 | 3.1087 | 3.0192 | 4.5759 | 4.626 | 4.4187 | 7.5346e-05
7648 | 9.6136e-05 | 0.00010644 | 0.00022159 | 3.0507 | 3.1087 | 3.0192 | 4.4909 | 4.626 | 4.4187 | 7.8486e-05
7649 | 9.5466e-05 | 0.00010652 | 0 | 3.0376 | 3.1087 | 3.0192 | 4.4607 | 4.626 | 4.4187 | 8.4765e-05
7650 | 0.00013931 | 0.00011977 | 0 | 3.0289 | 3.1087 | 3.0192 | 4.4408 | 4.626 | 4.4187 | 0.00026999
7651 | 0.00016582 | 0.00012795 | 0 | 2.9957 | 3.1087 | 3.0192 | 4.3655 | 4.626 | 4.4187 | 0.00018523
7652 | 0.00018469 | 0.00013329 | 0 | 2.9788 | 3.1087 | 3.0192 | 4.3275 | 4.626 | 4.4187 | 0.00014598
7653 | 0.0001987 | 0.00013738 | 0 | 2.9622 | 3.1087 | 3.0192 | 4.2903 | 4.626 | 4.4187 | 0.00033121
7654 | 0.00020588 | 0.00014041 | 0 | 2.9529 | 3.1087 | 3.0192 | 4.2696 | 4.626 | 4.4187 | 0
7655 | 0.00021106 | 0.00013915 | 0 | 2.9294 | 3.1087 | 3.0192 | 4.2176 | 4.626 | 4.4187 | 2.5115e-05
7656 | 0.00021546 | 0.00014297 | 0 | 2.9436 | 3.1087 | 3.0192 | 4.2491 | 4.626 | 4.4187 | 0
7657 | 0.00021855 | 0.0001434 | 0 | 2.9488 | 3.1087 | 3.0192 | 4.2605 | 4.626 | 4.4187 | 2.3546e-05
7658 | 0.00022397 | 0.00014572 | 0 | 2.9498 | 3.1087 | 3.0192 | 4.2627 | 4.626 | 4.4187 | 2.1976e-05
7659 | 0.00022676 | 0.00014674 | 0 | 2.9396 | 3.1076 | 3.0192 | 4.2401 | 4.6233 | 4.4187 | 4.3952e-05
7660 | 0.00022991 | 0.00014771 | 0 | 2.9355 | 3.1076 | 3.0192 | 4.2311 | 4.6233 | 4.4187 | 0
7661 | 0.00025565 | 0.00015533 | 0 | 2.9365 | 3.1076 | 3.0192 | 4.2333 | 4.6233 | 4.4187 | 0
7662 | 0.00024746 | 0.00015276 | 0 | 2.9498 | 3.1076 | 3.0192 | 4.2627 | 4.6233 | 4.4187 | 2.3546e-05
7663 | 0.00023113 | 0.00014759 | 0.00016619 | 2.9591 | 3.1087 | 3.0192 | 4.2834 | 4.626 | 4.4187 | 0.00067184
7664 | 0.00018237 | 0.000133 | 0.0024375 | 2.9736 | 3.1087 | 3.0192 | 4.3158 | 4.626 | 4.4187 | 0.00066242
7665 | 0.00015196 | 0.00012402 | 0.0080326 | 3.001 | 3.1087 | 3.0192 | 4.3774 | 4.626 | 4.4187 | 5.1801e-05
7666 | 0.00014545 | 0.00012238 | 0.013683 | 3.0289 | 3.1087 | 3.0192 | 4.4408 | 4.626 | 4.4187 | 9.1044e-05
7667 | 0.0001382 | 0.00011997 | 0.01396 | 3.0695 | 3.1087 | 3.0192 | 4.5343 | 4.626 | 4.4187 | 0.0001036
7668 | 0.00014115 | 0.00012059 | 0.012298 | 3.0953 | 3.1087 | 3.0192 | 4.5944 | 4.626 | 4.4187 | 5.9649e-05
7669 | 0.00014312 | 0.0001209 | 0.010692 | 3.1032 | 3.1087 | 3.0192 | 4.613 | 4.626 | 4.4187 | 0.00010046
7670 | 0.00012991 | 0.00011736 | 0.0098607 | 3.1021 | 3.1076 | 3.0192 | 4.6103 | 4.6233 | 4.4187 | 5.337e-05
7671 | 0.00012872 | 0.00011649 | 0.0031577 | 3.0751 | 3.1076 | 3.0192 | 4.5472 | 4.6233 | 4.4187 | 0.00027313
7672 | 0.00011002 | 0.00011087 | 0.00011079 | 3.0518 | 3.1076 | 3.0192 | 4.4934 | 4.6233 | 4.4187 | 0.00015069
7673 | 0.00011727 | 0.00011338 | 0 | 3.0365 | 3.1076 | 3.0192 | 4.4582 | 4.6233 | 4.4187 | 5.494e-05
7674 | 0.00014044 | 0.0001204 | 0 | 3.0343 | 3.1064 | 3.0192 | 4.4532 | 4.6206 | 4.4187 | 2.8255e-05
7675 | 0.00019165 | 0.00013572 | 0 | 3.0441 | 3.1064 | 3.0192 | 4.4757 | 4.6206 | 4.4187 | 0.00010203
7676 | 0.00020594 | 0.0001361 | 0 | 3.0562 | 3.1053 | 3.0192 | 4.5036 | 4.618 | 4.4187 | 0.00016011
7677 | 0.00021755 | 0.00014402 | 0 | 3.0584 | 3.1053 | 3.0192 | 4.5087 | 4.618 | 4.4187 | 0.00012872
7678 | 0.00022702 | 0.00014683 | 0 | 3.0224 | 3.1053 | 3.0192 | 4.426 | 4.618 | 4.4187 | 0.00016011
7679 | 0.00022813 | 0.00014684 | 0 | 2.9936 | 3.1042 | 3.0192 | 4.3607 | 4.6153 | 4.4187 | 1.2558e-05
7680 | 0.00023543 | 0.00014936 | 0 | 2.9767 | 3.1042 | 3.0192 | 4.3228 | 4.6153 | 4.4187 | 5.651e-05
7681 | 0.00023821 | 0.00015016 | 0 | 2.9705 | 3.1042 | 3.0192 | 4.3088 | 4.6153 | 4.4187 | 5.337e-05
7682 | 0.00024112 | 0.00015116 | 0 | 2.9622 | 3.1042 | 3.0192 | 4.2903 | 4.6153 | 4.4187 | 0
7683 | 0.00024578 | 0.0001526 | 0 | 2.958 | 3.1053 | 3.0192 | 4.2811 | 4.618 | 4.4187 | 0
7684 | 0.00025394 | 0.00015245 | 0 | 2.9375 | 3.1053 | 3.0192 | 4.2356 | 4.618 | 4.4187 | 1.2558e-05
7685 | 0.00028214 | 0.0001636 | 0 | 2.9233 | 3.1053 | 3.0192 | 4.2043 | 4.618 | 4.4187 | 2.9825e-05
7686 | 0.00027708 | 0.00016182 | 0 | 2.9073 | 3.1053 | 3.0192 | 4.1691 | 4.618 | 4.4187 | 2.8255e-05
7687 | 0.00025359 | 0.00015449 | 0.00011079 | 2.9033 | 3.1053 | 3.0192 | 4.1604 | 4.618 | 4.4187 | 0.00067184
7688 | 0.00021877 | 0.00014372 | 0.0013295 | 2.9133 | 3.1053 | 3.0192 | 4.1822 | 4.618 | 4.4187 | 0.00045679
7689 | 0.00018711 | 0.00013459 | 0.0032684 | 2.9203 | 3.1053 | 3.0192 | 4.1977 | 4.618 | 4.4187 | 5.1801e-05
7690 | 0.00017742 | 0.00013089 | 0.0055397 | 2.9203 | 3.1053 | 3.0192 | 4.1977 | 4.618 | 4.4187 | 6.7498e-05
7691 | 0.00016065 | 0.00012683 | 0.0072571 | 2.9294 | 3.1042 | 3.0192 | 4.2176 | 4.6153 | 4.4187 | 0.00012715
7692 | 0.00014959 | 0.00012324 | 0.0067031 | 2.9385 | 3.103 | 3.0192 | 4.2378 | 4.6126 | 4.4187 | 2.6685e-05
7693 | 0.00015038 | 0.00012339 | 0.0054289 | 2.9324 | 3.103 | 3.0192 | 4.2243 | 4.6126 | 4.4187 | 9.4183e-05
7694 | 0.00015072 | 0.00012347 | 0.0032684 | 2.9243 | 3.103 | 3.0192 | 4.2065 | 4.6126 | 4.4187 | 7.8486e-05
7695 | 0.00012488 | 0.00011524 | 0.0012187 | 2.9183 | 3.103 | 3.0192 | 4.1932 | 4.6126 | 4.4187 | 0.00053684
7696 | 0.00012525 | 0.00011531 | 5.5397e-05 | 2.9203 | 3.103 | 3.0192 | 4.1977 | 4.6126 | 4.4187 | 0.00036103
7697 | 0.00012944 | 0.00011676 | 0 | 2.9183 | 3.103 | 3.0192 | 4.1932 | 4.6126 | 4.4187 | 2.9825e-05
7698 | 0.00014444 | 0.00012098 | 0 | 2.9103 | 3.103 | 3.0192 | 4.1757 | 4.6126 | 4.4187 | 9.1044e-05
7699 | 0.00018732 | 0.00013346 | 0 | 2.9013 | 3.103 | 3.0192 | 4.1561 | 4.6126 | 4.4187 | 6.5928e-05
7700 | 0.00023257 | 0.00014866 | 0 | 2.8954 | 3.103 | 3.0192 | 4.1431 | 4.6126 | 4.4187 | 0.00017424
7701 | 0.0002476 | 0.00015275 | 0 | 2.8806 | 3.103 | 3.0192 | 4.1111 | 4.6126 | 4.4187 | 9.5753e-05
7702 | 0.00025332 | 0.0001544 | 0 | 2.8718 | 3.103 | 3.0192 | 4.0921 | 4.6126 | 4.4187 | 0.00016796
7703 | 0.0002545 | 0.00015352 | 0 | 2.8708 | 3.1019 | 3.0192 | 4.09 | 4.6099 | 4.4187 | 0
7704 | 0.00025128 | 0.00015426 | 0 | 2.8689 | 3.1019 | 3.0192 | 4.0858 | 4.6099 | 4.4187 | 0
7705 | 0.00025076 | 0.00015392 | 0 | 2.8679 | 3.1019 | 3.0192 | 4.0837 | 4.6099 | 4.4187 | 1.5697e-05
7706 | 0.00025507 | 0.00015536 | 0 | 2.8602 | 3.1019 | 3.0192 | 4.067 | 4.6099 | 4.4187 | 2.8255e-05
7707 | 0.00025977 | 0.00015692 | 0 | 2.8506 | 3.1019 | 3.0192 | 4.0464 | 4.6099 | 4.4187 | 2.3546e-05
7708 | 0.00026316 | 0.00015713 | 0 | 2.8486 | 3.1019 | 3.0192 | 4.0423 | 4.6099 | 4.4187 | 0
7709 | 0.00026283 | 0.00015781 | 0 | 2.8429 | 3.1008 | 3.0192 | 4.03 | 4.6073 | 4.4187 | 1.2558e-05
7710 | 0.0002687 | 0.00015951 | 0 | 2.8467 | 3.1008 | 3.0192 | 4.0382 | 4.6073 | 4.4187 | 0
7711 | 0.00025993 | 0.00015587 | 0.00011079 | 2.8372 | 3.1008 | 3.0192 | 4.0178 | 4.6073 | 4.4187 | 0.00072992
7712 | 0.00017778 | 0.00013124 | 0.0019389 | 2.8448 | 3.0996 | 3.0192 | 4.0341 | 4.6046 | 4.4187 | 0.00010046
7713 | 0.00015442 | 0.00012473 | 0.0038778 | 2.8602 | 3.0996 | 3.0192 | 4.067 | 4.6046 | 4.4187 | 6.1219e-05
7714 | 0.00014799 | 0.00012282 | 0.0065923 | 2.8835 | 3.0985 | 3.0192 | 4.1174 | 4.6019 | 4.4187 | 6.1219e-05
7715 | 0.0001473 | 0.00012268 | 0.0064815 | 2.8924 | 3.0985 | 3.0192 | 4.1367 | 4.6019 | 4.4187 | 4.2382e-05
7716 | 0.00015193 | 0.00012414 | 0.0073125 | 2.9113 | 3.0985 | 3.0192 | 4.1779 | 4.6019 | 4.4187 | 0.00017738
7717 | 0.00015771 | 0.00012599 | 0.0073125 | 2.9203 | 3.0985 | 3.0192 | 4.1977 | 4.6019 | 4.4187 | 7.6916e-05
7718 | 0.00015226 | 0.00012369 | 0.0028253 | 2.9133 | 3.0985 | 3.0192 | 4.1822 | 4.6019 | 4.4187 | 7.3777e-05
7719 | 0.0001471 | 0.00012216 | 0.0017727 | 2.9083 | 3.0985 | 3.0192 | 4.1713 | 4.6019 | 4.4187 | 6.5928e-05
7720 | 0.00014454 | 0.00012162 | 5.5397e-05 | 2.8973 | 3.0985 | 3.0192 | 4.1474 | 4.6019 | 4.4187 | 7.3777e-05
7721 | 0.00016031 | 0.00012641 | 0 | 2.8826 | 3.0985 | 3.0192 | 4.1153 | 4.6019 | 4.4187 | 4.7091e-05
7722 | 0.00016862 | 0.0001293 | 0 | 2.8826 | 3.0973 | 3.0192 | 4.1153 | 4.5993 | 4.4187 | 0.00012244
7723 | 0.00021261 | 0.00014097 | 0 | 2.867 | 3.0973 | 3.0192 | 4.0816 | 4.5993 | 4.4187 | 0.00027941
7724 | 0.00024355 | 0.00015174 | 0 | 2.8515 | 3.0973 | 3.0192 | 4.0484 | 4.5993 | 4.4187 | 0.00027784
7725 | 0.00025839 | 0.00015625 | 0 | 2.8515 | 3.0951 | 3.0192 | 4.0484 | 4.594 | 4.4187 | 0.00029825
7726 | 0.00027467 | 0.00016148 | 0 | 2.8391 | 3.0951 | 3.0192 | 4.0219 | 4.594 | 4.4187 | 2.5115e-05
7727 | 0.00028633 | 0.00016457 | 0 | 2.8477 | 3.0951 | 3.0192 | 4.0402 | 4.594 | 4.4187 | 0
7728 | 0.00029825 | 0.00016864 | 0 | 2.8343 | 3.0951 | 3.0192 | 4.0118 | 4.594 | 4.4187 | 0
7729 | 0.00030173 | 0.00016971 | 0 | 2.8277 | 3.0951 | 3.0192 | 3.9977 | 4.594 | 4.4187 | 4.2382e-05
7730 | 0.00030682 | 0.00017063 | 0 | 2.8193 | 3.0951 | 3.0192 | 3.9797 | 4.594 | 4.4187 | 1.4127e-05
7731 | 0.00031189 | 0.00017267 | 0 | 2.823 | 3.094 | 3.0192 | 3.9877 | 4.5913 | 4.4187 | 1.7267e-05
7732 | 0.00032011 | 0.0001749 | 0 | 2.8249 | 3.0928 | 3.0192 | 3.9917 | 4.5887 | 4.4187 | 0
7733 | 0.0003343 | 0.00017935 | 0 | 2.824 | 3.0917 | 3.0192 | 3.9897 | 4.586 | 4.4187 | 4.5522e-05
7734 | 0.0003352 | 0.00017864 | 0 | 2.8183 | 3.0917 | 3.0192 | 3.9777 | 4.586 | 4.4187 | 5.8079e-05
7735 | 0.00031264 | 0.00017258 | 0.00016619 | 2.8136 | 3.0917 | 3.0192 | 3.9678 | 4.586 | 4.4187 | 0.00059178
7736 | 0.00025684 | 0.00015589 | 0.0026591 | 2.8296 | 3.0917 | 3.0192 | 4.0017 | 4.586 | 4.4187 | 8.3195e-05
7737 | 0.00022494 | 0.00014605 | 0.0070355 | 2.8525 | 3.0917 | 3.0192 | 4.0505 | 4.586 | 4.4187 | 3.9243e-05
7738 | 0.00019405 | 0.00013707 | 0.0095284 | 2.8816 | 3.0917 | 3.0192 | 4.1132 | 4.586 | 4.4187 | 5.337e-05
7739 | 0.00018205 | 0.00013363 | 0.013185 | 2.9023 | 3.0917 | 3.0192 | 4.1582 | 4.586 | 4.4187 | 4.8661e-05
7740 | 0.00018165 | 0.00013361 | 0.011744 | 2.9093 | 3.0906 | 3.0192 | 4.1735 | 4.5834 | 4.4187 | 0.00012558
7741 | 0.00018705 | 0.00013514 | 0.0068693 | 2.9123 | 3.0883 | 3.0192 | 4.18 | 4.5781 | 4.4187 | 0.00011616
7742 | 0.00018524 | 0.00013459 | 0.0045426 | 2.8914 | 3.0894 | 3.0192 | 4.1345 | 4.5807 | 4.4187 | 3.7673e-05
7743 | 0.00015747 | 0.00012575 | 0.0027699 | 2.8855 | 3.0883 | 3.0192 | 4.1217 | 4.5781 | 4.4187 | 5.1801e-05
7744 | 0.00015855 | 0.00012623 | 0.00011079 | 2.8699 | 3.0883 | 3.0192 | 4.0879 | 4.5781 | 4.4187 | 0.00011302
7745 | 0.00015795 | 0.00012629 | 0 | 2.8486 | 3.0883 | 3.0192 | 4.0423 | 4.5781 | 4.4187 | 6.9067e-05
7746 | 0.00018203 | 0.00013362 | 0 | 2.841 | 3.0872 | 3.0192 | 4.0259 | 4.5755 | 4.4187 | 0.00017581
7747 | 0.00024238 | 0.00015179 | 0 | 2.8467 | 3.0872 | 3.0192 | 4.0382 | 4.5755 | 4.4187 | 0.00027941
7748 | 0.0002695 | 0.00015986 | 0 | 2.8467 | 3.0872 | 3.0192 | 4.0382 | 4.5755 | 4.4187 | 0.00032807
7749 | 0.0002866 | 0.00016514 | 0 | 2.8525 | 3.0872 | 3.0192 | 4.0505 | 4.5755 | 4.4187 | 0.00029511
7750 | 0.00029952 | 0.0001685 | 0 | 2.8602 | 3.0849 | 3.0192 | 4.067 | 4.5702 | 4.4187 | 2.6685e-05
7751 | 0.00030614 | 0.00017103 | 0 | 2.8525 | 3.0838 | 3.0192 | 4.0505 | 4.5676 | 4.4187 | 1.8837e-05
7752 | 0.00031733 | 0.00017403 | 0 | 2.8563 | 3.0838 | 3.0192 | 4.0587 | 4.5676 | 4.4187 | 1.5697e-05
7753 | 0.00032128 | 0.00017416 | 0 | 2.842 | 3.0838 | 3.0192 | 4.028 | 4.5676 | 4.4187 | 1.2558e-05
7754 | 0.00032383 | 0.00017533 | 0 | 2.841 | 3.0838 | 3.0192 | 4.0259 | 4.5676 | 4.4187 | 1.8837e-05
7755 | 0.00032412 | 0.00017558 | 0 | 2.841 | 3.0827 | 3.0192 | 4.0259 | 4.565 | 4.4187 | 0
7756 | 0.00032845 | 0.00017716 | 0 | 2.8183 | 3.0827 | 3.0192 | 3.9777 | 4.565 | 4.4187 | 5.1801e-05
7757 | 0.00034367 | 0.00018186 | 0 | 2.8183 | 3.0816 | 3.0192 | 3.9777 | 4.5624 | 4.4187 | 1.0988e-05
7758 | 0.00034311 | 0.000181 | 0 | 2.8525 | 3.0816 | 3.0192 | 4.0505 | 4.5624 | 4.4187 | 1.8837e-05
7759 | 0.00030546 | 0.00017051 | 5.5397e-05 | 2.8689 | 3.0816 | 3.0192 | 4.0858 | 4.5624 | 4.4187 | 0.00075974
7760 | 0.00023802 | 0.00015043 | 0.0027699 | 2.8865 | 3.0804 | 3.0192 | 4.1238 | 4.5597 | 4.4187 | 3.1394e-05
7761 | 0.00020781 | 0.00014131 | 0.0060937 | 2.9073 | 3.0804 | 3.0192 | 4.1691 | 4.5597 | 4.4187 | 7.3777e-05
7762 | 0.00018977 | 0.00013611 | 0.0081434 | 2.9345 | 3.0793 | 3.0192 | 4.2288 | 4.5571 | 4.4187 | 6.9067e-05
7763 | 0.00019335 | 0.00013679 | 0.010138 | 2.9416 | 3.0782 | 3.0192 | 4.2446 | 4.5545 | 4.4187 | 8.4765e-05
7764 | 0.00019313 | 0.00013592 | 0.011578 | 2.9642 | 3.0771 | 3.0192 | 4.2949 | 4.5519 | 4.4187 | 0.00015383
7765 | 0.00019739 | 0.00013847 | 0.010581 | 2.9622 | 3.0771 | 3.0192 | 4.2903 | 4.5519 | 4.4187 | 8.9474e-05
7766 | 0.00017512 | 0.0001315 | 0.0058167 | 2.956 | 3.0771 | 3.0192 | 4.2765 | 4.5519 | 4.4187 | 6.5928e-05
7767 | 0.00014452 | 0.00012223 | 0.0022713 | 2.9345 | 3.0771 | 3.0192 | 4.2288 | 4.5519 | 4.4187 | 2.3546e-05
7768 | 0.00014764 | 0.00012269 | 5.5397e-05 | 2.9073 | 3.0748 | 3.0192 | 4.1691 | 4.5467 | 4.4187 | 3.7673e-05
7769 | 0.00014625 | 0.00012286 | 0 | 2.9033 | 3.0748 | 3.0192 | 4.1604 | 4.5467 | 4.4187 | 0.00012244
7770 | 0.00017494 | 0.00013136 | 0 | 2.8904 | 3.0748 | 3.0192 | 4.1324 | 4.5467 | 4.4187 | 0.00020406
7771 | 0.00021986 | 0.00014518 | 0 | 2.8806 | 3.0748 | 3.0192 | 4.1111 | 4.5467 | 4.4187 | 0.00024017
7772 | 0.00024995 | 0.00015454 | 0 | 2.8738 | 3.0748 | 3.0192 | 4.0963 | 4.5467 | 4.4187 | 0.00023232
7773 | 0.0002652 | 0.00015868 | 0 | 2.8621 | 3.0737 | 3.0192 | 4.0712 | 4.5441 | 4.4187 | 0.00029825
7774 | 0.00026981 | 0.0001572 | 0 | 2.864 | 3.0737 | 3.0192 | 4.0753 | 4.5441 | 4.4187 | 0
7775 | 0.00027451 | 0.00016115 | 0 | 2.8544 | 3.0737 | 3.0192 | 4.0546 | 4.5441 | 4.4187 | 2.3546e-05
7776 | 0.00028361 | 0.00016329 | 0 | 2.8496 | 3.0737 | 3.0192 | 4.0443 | 4.5441 | 4.4187 | 0
7777 | 0.00028711 | 0.00016386 | 0 | 2.8429 | 3.0726 | 3.0192 | 4.03 | 4.5415 | 4.4187 | 0
7778 | 0.0002913 | 0.00016553 | 0 | 2.8325 | 3.0715 | 3.0192 | 4.0077 | 4.5389 | 4.4187 | 5.8079e-05
7779 | 0.00029672 | 0.00016714 | 0 | 2.8362 | 3.0715 | 3.0192 | 4.0158 | 4.5389 | 4.4187 | 2.5115e-05
7780 | 0.00030315 | 0.00016905 | 0 | 2.8353 | 3.0715 | 3.0192 | 4.0138 | 4.5389 | 4.4187 | 2.6685e-05
7781 | 0.00031927 | 0.00017285 | 0 | 2.8221 | 3.0704 | 3.0192 | 3.9857 | 4.5364 | 4.4187 | 0
7782 | 0.00033192 | 0.00017734 | 0 | 2.8164 | 3.0704 | 3.0192 | 3.9738 | 4.5364 | 4.4187 | 2.1976e-05
7783 | 0.0002814 | 0.00016324 | 0.00011079 | 2.823 | 3.0715 | 3.0192 | 3.9877 | 4.5389 | 4.4187 | 0.0006169
7784 | 0.0002392 | 0.00015052 | 0.0020497 | 2.8334 | 3.0704 | 3.0192 | 4.0097 | 4.5364 | 4.4187 | 0.0001036
7785 | 0.00022784 | 0.0001477 | 0.0059275 | 2.8515 | 3.0693 | 3.0192 | 4.0484 | 4.5338 | 4.4187 | 9.1044e-05
7786 | 0.00021547 | 0.00014401 | 0.010858 | 2.8796 | 3.0693 | 3.0192 | 4.1089 | 4.5338 | 4.4187 | 6.2789e-05
7787 | 0.00020246 | 0.00014007 | 0.01119 | 2.8914 | 3.0681 | 3.0192 | 4.1345 | 4.5312 | 4.4187 | 4.3952e-05
7788 | 0.00018248 | 0.0001339 | 0.0079218 | 2.8964 | 3.0681 | 3.0192 | 4.1453 | 4.5312 | 4.4187 | 0.00019308
7789 | 0.00017625 | 0.00013211 | 0.0064261 | 2.9013 | 3.0681 | 3.0192 | 4.1561 | 4.5312 | 4.4187 | 6.2789e-05
7790 | 0.00016265 | 0.00012741 | 0.004875 | 2.8904 | 3.0659 | 3.0192 | 4.1324 | 4.526 | 4.4187 | 9.2613e-05
7791 | 0.00014833 | 0.00012335 | 0.0021051 | 2.8689 | 3.0659 | 3.0192 | 4.0858 | 4.526 | 4.4187 | 8.0056e-05
7792 | 0.00014506 | 0.00012199 | 0.00011079 | 2.8287 | 3.067 | 3.0192 | 3.9997 | 4.5286 | 4.4187 | 2.8255e-05
7793 | 0.00015782 | 0.00012577 | 0 | 2.8258 | 3.067 | 3.0192 | 3.9937 | 4.5286 | 4.4187 | 4.2382e-05
7794 | 0.00018094 | 0.00013281 | 0 | 2.8127 | 3.067 | 3.0192 | 3.9659 | 4.5286 | 4.4187 | 0.00016953
7795 | 0.0002226 | 0.00014571 | 0 | 2.809 | 3.0637 | 3.0192 | 3.958 | 4.5209 | 4.4187 | 0.00024802
7796 | 0.00024732 | 0.0001539 | 0 | 2.8053 | 3.0648 | 3.0192 | 3.9501 | 4.5235 | 4.4187 | 0.00019621
7797 | 0.00026848 | 0.00015995 | 0 | 2.7905 | 3.0648 | 3.0192 | 3.9191 | 4.5235 | 4.4187 | 0.00026214
7798 | 0.00027617 | 0.00016162 | 0 | 2.7614 | 3.0648 | 3.0192 | 3.8584 | 4.5235 | 4.4187 | 1.2558e-05
7799 | 0.000284 | 0.00016182 | 0 | 2.756 | 3.0648 | 3.0192 | 3.8472 | 4.5235 | 4.4187 | 1.5697e-05
7800 | 0.00029864 | 0.0001679 | 0 | 2.7417 | 3.0648 | 3.0192 | 3.8177 | 4.5235 | 4.4187 | 0
7801 | 0.00030719 | 0.00016883 | 0 | 2.732 | 3.0626 | 3.0192 | 3.7977 | 4.5183 | 4.4187 | 2.9825e-05
7802 | 0.00031386 | 0.00017099 | 0 | 2.7258 | 3.0615 | 3.0192 | 3.7851 | 4.5158 | 4.4187 | 9.4183e-06
7803 | 0.00031988 | 0.0001723 | 0 | 2.7267 | 3.0626 | 3.0192 | 3.7869 | 4.5183 | 4.4187 | 0
7804 | 0.00032741 | 0.00017427 | 0 | 2.732 | 3.0626 | 3.0192 | 3.7977 | 4.5183 | 4.4187 | 5.8079e-05
7805 | 0.00032886 | 0.00017408 | 0 | 2.7338 | 3.0626 | 3.0192 | 3.8013 | 4.5183 | 4.4187 | 3.1394e-05
7806 | 0.00034427 | 0.00017878 | 0 | 2.7346 | 3.0626 | 3.0192 | 3.8031 | 4.5183 | 4.4187 | 2.9825e-05
7807 | 0.00030758 | 0.00017141 | 0.00011079 | 2.7506 | 3.0615 | 3.0192 | 3.8361 | 4.5158 | 4.4187 | 0.00056981
7808 | 0.0002579 | 0.00015674 | 0.0021051 | 2.7578 | 3.0604 | 3.0192 | 3.8509 | 4.5132 | 4.4187 | 8.7904e-05
7809 | 0.00022762 | 0.00014786 | 0.0084204 | 2.7713 | 3.0593 | 3.0192 | 3.879 | 4.5106 | 4.4187 | 8.4765e-05
7810 | 0.00021678 | 0.00014438 | 0.013129 | 2.7942 | 3.0593 | 3.0192 | 3.9268 | 4.5106 | 4.4187 | 8.3195e-05
7811 | 0.0002075 | 0.00014016 | 0.012852 | 2.7969 | 3.0593 | 3.0192 | 3.9326 | 4.5106 | 4.4187 | 9.1044e-05
7812 | 0.00020584 | 0.00014074 | 0.016453 | 2.8343 | 3.0593 | 3.0192 | 4.0118 | 4.5106 | 4.4187 | 0.00022447
7813 | 0.00019942 | 0.00013933 | 0.010747 | 2.8343 | 3.0593 | 3.0192 | 4.0118 | 4.5106 | 4.4187 | 8.7904e-05
7814 | 0.00019883 | 0.00013922 | 0.0058167 | 2.8211 | 3.0593 | 3.0192 | 3.9837 | 4.5106 | 4.4187 | 6.7498e-05
7815 | 0.00018331 | 0.000134 | 0.0019943 | 2.7978 | 3.0582 | 3.0192 | 3.9345 | 4.5081 | 4.4187 | 2.1976e-05
7816 | 0.00017374 | 0.00013136 | 5.5397e-05 | 2.7722 | 3.0571 | 3.0192 | 3.8809 | 4.5055 | 4.4187 | 4.7091e-05
7817 | 0.00018351 | 0.00013457 | 0 | 2.7524 | 3.0571 | 3.0192 | 3.8398 | 4.5055 | 4.4187 | 6.5928e-05
7818 | 0.00018733 | 0.00013555 | 0 | 2.7533 | 3.0559 | 3.0192 | 3.8416 | 4.503 | 4.4187 | 0.00016325
7819 | 0.00021561 | 0.00014459 | 0 | 2.7426 | 3.0559 | 3.0192 | 3.8195 | 4.503 | 4.4187 | 0.00020877
7820 | 0.00024435 | 0.00015176 | 0 | 2.7364 | 3.0559 | 3.0192 | 3.8068 | 4.503 | 4.4187 | 0.00026685
7821 | 0.00026143 | 0.0001561 | 0 | 2.7355 | 3.0548 | 3.0192 | 3.805 | 4.5004 | 4.4187 | 0.00016011
7822 | 0.00025964 | 0.00015588 | 0 | 2.7241 | 3.0537 | 3.0192 | 3.7815 | 4.4979 | 4.4187 | 0
7823 | 0.00026135 | 0.00015561 | 0 | 2.7188 | 3.0526 | 3.0192 | 3.7708 | 4.4954 | 4.4187 | 0
7824 | 0.00026775 | 0.00015853 | 0 | 2.7024 | 3.0526 | 3.0192 | 3.7372 | 4.4954 | 4.4187 | 1.4127e-05
7825 | 0.00026948 | 0.00015891 | 0 | 2.7006 | 3.0537 | 3.0192 | 3.7337 | 4.4979 | 4.4187 | 1.4127e-05
7826 | 0.00027018 | 0.00015858 | 0 | 2.6869 | 3.0537 | 3.0192 | 3.7059 | 4.4979 | 4.4187 | 1.4127e-05
7827 | 0.0002709 | 0.00015732 | 0 | 2.6641 | 3.0537 | 3.0192 | 3.66 | 4.4979 | 4.4187 | 2.9825e-05
7828 | 0.00027299 | 0.00015986 | 0 | 2.6458 | 3.0526 | 3.0192 | 3.6234 | 4.4954 | 4.4187 | 2.3546e-05
7829 | 0.00027895 | 0.00016076 | 0 | 2.6434 | 3.0515 | 3.0192 | 3.6184 | 4.4928 | 4.4187 | 5.8079e-05
7830 | 0.00029644 | 0.00016684 | 0 | 2.6599 | 3.0504 | 3.0192 | 3.6516 | 4.4903 | 4.4187 | 0
7831 | 0.00026743 | 0.00015944 | 0.00022159 | 2.6558 | 3.0482 | 3.0192 | 3.6432 | 4.4852 | 4.4187 | 0.00072835
7832 | 0.0002197 | 0.00014493 | 0.0026037 | 2.6835 | 3.0482 | 3.0192 | 3.699 | 4.4852 | 4.4187 | 0.0006687
7833 | 0.00018734 | 0.00013542 | 0.0057059 | 2.7093 | 3.0482 | 3.0192 | 3.7512 | 4.4852 | 4.4187 | 7.2207e-05
7834 | 0.00018808 | 0.00013604 | 0.0099715 | 2.7453 | 3.0471 | 3.0192 | 3.825 | 4.4827 | 4.4187 | 8.9474e-05
7835 | 0.00017674 | 0.00013232 | 0.012852 | 2.7868 | 3.0471 | 3.0192 | 3.9114 | 4.4827 | 4.4187 | 0.0001036
7836 | 0.00017094 | 0.00013059 | 0.015788 | 2.8306 | 3.046 | 3.0192 | 4.0037 | 4.4802 | 4.4187 | 5.8079e-05
7837 | 0.0001665 | 0.00012956 | 0.012963 | 2.8391 | 3.046 | 3.0192 | 4.0219 | 4.4802 | 4.4187 | 3.9243e-05
7838 | 0.00015503 | 0.0001261 | 0.0071463 | 2.8315 | 3.046 | 3.0192 | 4.0057 | 4.4802 | 4.4187 | 4.0813e-05
7839 | 0.00013324 | 0.00011923 | 0.0020497 | 2.8099 | 3.046 | 3.0192 | 3.9599 | 4.4802 | 4.4187 | 0.00024488
7840 | 0.00013611 | 0.00012013 | 5.5397e-05 | 2.7831 | 3.046 | 3.0192 | 3.9037 | 4.4802 | 4.4187 | 0.00026999
7841 | 0.00015152 | 0.00012504 | 0 | 2.7524 | 3.0439 | 3.0192 | 3.8398 | 4.4751 | 4.4187 | 2.6685e-05
7842 | 0.00014746 | 0.00012347 | 0 | 2.7267 | 3.0439 | 3.0192 | 3.7869 | 4.4751 | 4.4187 | 2.5115e-05
7843 | 0.00020455 | 0.00014005 | 0 | 2.7206 | 3.0417 | 3.0192 | 3.7743 | 4.4701 | 4.4187 | 3.1394e-05
7844 | 0.0002131 | 0.00013812 | 0 | 2.705 | 3.0406 | 3.0192 | 3.7424 | 4.4676 | 4.4187 | 9.5753e-05
7845 | 0.00023366 | 0.00014944 | 0 | 2.7188 | 3.0406 | 3.0192 | 3.7708 | 4.4676 | 4.4187 | 0.00019621
7846 | 0.00022552 | 0.00014739 | 0 | 2.7215 | 3.0406 | 3.0192 | 3.7761 | 4.4676 | 4.4187 | 0.00017581
7847 | 0.00022596 | 0.00014764 | 0 | 2.7479 | 3.0384 | 3.0192 | 3.8306 | 4.4626 | 4.4187 | 5.651e-05
7848 | 0.00023448 | 0.00014947 | 0 | 2.7596 | 3.0384 | 3.0192 | 3.8546 | 4.4626 | 4.4187 | 2.8255e-05
7849 | 0.00024011 | 0.00015111 | 0 | 2.7914 | 3.0373 | 3.0192 | 3.921 | 4.4601 | 4.4187 | 9.4183e-06
7850 | 0.00024454 | 0.00015323 | 0 | 2.7988 | 3.0373 | 3.0192 | 3.9365 | 4.4601 | 4.4187 | 4.3952e-05
7851 | 0.00024982 | 0.00015445 | 0 | 2.809 | 3.0362 | 3.0192 | 3.958 | 4.4576 | 4.4187 | 3.7673e-05
7852 | 0.00025127 | 0.00015515 | 0 | 2.8146 | 3.0362 | 3.0192 | 3.9698 | 4.4576 | 4.4187 | 2.8255e-05
7853 | 0.00027269 | 0.00015827 | 0 | 2.8211 | 3.0351 | 3.0192 | 3.9837 | 4.4551 | 4.4187 | 3.4534e-05
7854 | 0.00026702 | 0.00015978 | 0 | 2.8362 | 3.034 | 3.0192 | 4.0158 | 4.4526 | 4.4187 | 8.1625e-05
7855 | 0.00022313 | 0.00014632 | 0 | 2.8362 | 3.034 | 3.0192 | 4.0158 | 4.4526 | 4.4187 | 0.00047405
7856 | 0.00020065 | 0.00013933 | 0.0020497 | 2.8429 | 3.0329 | 3.0192 | 4.03 | 4.4501 | 4.4187 | 0.00045993
7857 | 0.0001822 | 0.00013432 | 0.007811 | 2.8728 | 3.0329 | 3.0192 | 4.0942 | 4.4501 | 4.4187 | 8.6334e-05
7858 | 0.00018015 | 0.00013344 | 0.013406 | 2.9163 | 3.0329 | 3.0192 | 4.1888 | 4.4501 | 4.4187 | 8.4765e-05
7859 | 0.00016395 | 0.00012885 | 0.016065 | 2.9467 | 3.0319 | 3.0192 | 4.2559 | 4.4476 | 4.4187 | 0.0001036
7860 | 0.00015293 | 0.00012478 | 0.013074 | 2.9611 | 3.0308 | 3.0192 | 4.288 | 4.4451 | 4.4187 | 0.00012087
7861 | 0.00015813 | 0.00012694 | 0.012631 | 2.9757 | 3.0297 | 3.0192 | 4.3205 | 4.4427 | 4.4187 | 0.00011459
7862 | 0.00014481 | 0.00012228 | 0.0062599 | 2.9747 | 3.0286 | 3.0192 | 4.3182 | 4.4402 | 4.4187 | 5.9649e-05
7863 | 0.00013235 | 0.00011886 | 0.0024375 | 2.9674 | 3.0286 | 3.0192 | 4.3018 | 4.4402 | 4.4187 | 0.00025586
7864 | 0.00012727 | 0.00011739 | 0 | 2.9314 | 3.0286 | 3.0192 | 4.2221 | 4.4402 | 4.4187 | 0.00027156
7865 | 0.00013864 | 0.00012106 | 0 | 2.9023 | 3.0286 | 3.0192 | 4.1582 | 4.4402 | 4.4187 | 1.2558e-05
7866 | 0.00014534 | 0.00012323 | 0 | 2.8835 | 3.0264 | 3.0192 | 4.1174 | 4.4352 | 4.4187 | 4.0813e-05
7867 | 0.00018761 | 0.00013533 | 0 | 2.8699 | 3.0264 | 3.0192 | 4.0879 | 4.4352 | 4.4187 | 3.7673e-05
7868 | 0.00023 | 0.00014678 | 0 | 2.8631 | 3.0264 | 3.0192 | 4.0733 | 4.4352 | 4.4187 | 9.7322e-05
7869 | 0.00023672 | 0.00014979 | 0 | 2.8573 | 3.0253 | 3.0192 | 4.0608 | 4.4328 | 4.4187 | 0.00014912
7870 | 0.00024982 | 0.00015484 | 0 | 2.8353 | 3.0232 | 3.0192 | 4.0138 | 4.4278 | 4.4187 | 0.00020563
7871 | 0.00024903 | 0.00015406 | 0 | 2.8325 | 3.0221 | 3.0192 | 4.0077 | 4.4254 | 4.4187 | 1.2558e-05
7872 | 0.00025379 | 0.00015538 | 0 | 2.8306 | 3.0221 | 3.0192 | 4.0037 | 4.4254 | 4.4187 | 0
7873 | 0.00025635 | 0.00015624 | 0 | 2.8183 | 3.0221 | 3.0192 | 3.9777 | 4.4254 | 4.4187 | 3.1394e-05
7874 | 0.00026048 | 0.0001581 | 0 | 2.808 | 3.0221 | 3.0192 | 3.956 | 4.4254 | 4.4187 | 1.2558e-05
7875 | 0.00026233 | 0.0001587 | 0 | 2.8343 | 3.021 | 3.0192 | 4.0118 | 4.4229 | 4.4187 | 0
7876 | 0.00026672 | 0.00015992 | 0 | 2.8458 | 3.021 | 3.0192 | 4.0361 | 4.4229 | 4.4187 | 1.2558e-05
7877 | 0.0002817 | 0.00016433 | 0 | 2.8582 | 3.0199 | 3.0192 | 4.0629 | 4.4205 | 4.4187 | 1.2558e-05
7878 | 0.00030204 | 0.00016993 | 0 | 2.8786 | 3.0199 | 3.0192 | 4.1068 | 4.4205 | 4.4187 | 0
7879 | 0.00025922 | 0.00015708 | 0 | 2.8855 | 3.0189 | 3.0192 | 4.1217 | 4.418 | 4.4187 | 0.00051644
7880 | 0.00019218 | 0.00013698 | 0.0014957 | 2.8747 | 3.0189 | 3.0192 | 4.0984 | 4.418 | 4.4187 | 8.9474e-05
7881 | 0.00017075 | 0.00013086 | 0.0049858 | 2.9063 | 3.0189 | 3.0192 | 4.1669 | 4.418 | 4.4187 | 9.1044e-05
7882 | 0.00015998 | 0.00012741 | 0.0095838 | 2.9457 | 3.0178 | 3.0192 | 4.2536 | 4.4156 | 4.4187 | 8.1625e-05
7883 | 0.00015631 | 0.00012655 | 0.012741 | 2.9694 | 3.0167 | 3.0192 | 4.3065 | 4.4131 | 4.4187 | 9.1044e-05
7884 | 0.00014993 | 0.00012428 | 0.010747 | 2.9915 | 3.0167 | 3.0192 | 4.3559 | 4.4131 | 4.4187 | 0.00021034
7885 | 0.00015207 | 0.00012541 | 0.0071463 | 2.9925 | 3.0156 | 3.0192 | 4.3583 | 4.4107 | 4.4187 | 8.1625e-05
7886 | 0.00013528 | 0.00012022 | 0.0044872 | 3.0031 | 3.0156 | 3.0192 | 4.3823 | 4.4107 | 4.4187 | 5.1801e-05
7887 | 0.00010903 | 0.00011205 | 0.0014403 | 2.9893 | 3.0156 | 3.0192 | 4.3512 | 4.4107 | 4.4187 | 9.1044e-05
7888 | 0.0001058 | 0.00011098 | 0 | 2.9851 | 3.0156 | 3.0192 | 4.3417 | 4.4107 | 4.4187 | 9.7322e-05
7889 | 0.00011947 | 0.00011533 | 0 | 2.9426 | 3.0156 | 3.0192 | 4.2468 | 4.4107 | 4.4187 | 0.00010517
7890 | 0.00014667 | 0.00012365 | 0 | 2.9103 | 3.0146 | 3.0192 | 4.1757 | 4.4082 | 4.4187 | 0.00026214
7891 | 0.00017575 | 0.00013034 | 0 | 2.9113 | 3.0146 | 3.0192 | 4.1779 | 4.4082 | 4.4187 | 0.00021034
7892 | 0.00020883 | 0.00014179 | 0 | 2.8934 | 3.0146 | 3.0192 | 4.1388 | 4.4082 | 4.4187 | 0.00019778
7893 | 0.00022449 | 0.00014722 | 0 | 2.8875 | 3.0146 | 3.0192 | 4.126 | 4.4082 | 4.4187 | 0.00023546
7894 | 0.00023885 | 0.00015115 | 0 | 2.8826 | 3.0146 | 3.0192 | 4.1153 | 4.4082 | 4.4187 | 1.4127e-05
7895 | 0.00024682 | 0.00015396 | 0 | 2.8708 | 3.0146 | 3.0192 | 4.09 | 4.4082 | 4.4187 | 1.7267e-05
7896 | 0.00025696 | 0.00015534 | 0 | 2.8544 | 3.0146 | 3.0192 | 4.0546 | 4.4082 | 4.4187 | 2.3546e-05
7897 | 0.00026341 | 0.00015903 | 0 | 2.8602 | 3.0146 | 3.0192 | 4.067 | 4.4082 | 4.4187 | 0
7898 | 0.00027237 | 0.00016154 | 0 | 2.8486 | 3.0146 | 3.0192 | 4.0423 | 4.4082 | 4.4187 | 0
7899 | 0.00028315 | 0.00016388 | 0 | 2.8496 | 3.0146 | 3.0192 | 4.0443 | 4.4082 | 4.4187 | 0
7900 | 0.00028573 | 0.00016433 | 0 | 2.8315 | 3.0135 | 3.0192 | 4.0057 | 4.4058 | 4.4187 | 1.5697e-05
7901 | 0.0003003 | 0.00017015 | 0 | 2.8429 | 3.0135 | 3.0192 | 4.03 | 4.4058 | 4.4187 | 1.2558e-05
7902 | 0.00030407 | 0.00017064 | 0 | 2.8467 | 3.0135 | 3.0192 | 4.0382 | 4.4058 | 4.4187 | 1.5697e-05
7903 | 0.00026868 | 0.00016008 | 5.5397e-05 | 2.8563 | 3.0135 | 3.0192 | 4.0587 | 4.4058 | 4.4187 | 0.0006844
7904 | 0.0002027 | 0.00014017 | 0.0019943 | 2.8592 | 3.0135 | 3.0192 | 4.0649 | 4.4058 | 4.4187 | 5.494e-05
7905 | 0.00018469 | 0.00013531 | 0.0055951 | 2.8855 | 3.0135 | 3.0192 | 4.1217 | 4.4058 | 4.4187 | 4.7091e-05
7906 | 0.00017701 | 0.00013298 | 0.0089744 | 2.9053 | 3.0135 | 3.0192 | 4.1648 | 4.4058 | 4.4187 | 8.9474e-05
7907 | 0.0001717 | 0.00013133 | 0.010636 | 2.9284 | 3.0146 | 3.0192 | 4.2154 | 4.4082 | 4.4187 | 8.7904e-05
7908 | 0.0001681 | 0.00013024 | 0.010969 | 2.9539 | 3.0135 | 3.0192 | 4.2719 | 4.4058 | 4.4187 | 0.00013343
7909 | 0.00016743 | 0.00012996 | 0.01047 | 2.9757 | 3.0124 | 3.0192 | 4.3205 | 4.4033 | 4.4187 | 8.1625e-05
7910 | 0.00015669 | 0.00012693 | 0.0072017 | 2.9841 | 3.0124 | 3.0192 | 4.3393 | 4.4033 | 4.4187 | 5.651e-05
7911 | 0.00014474 | 0.00012285 | 0.0018835 | 2.9715 | 3.0113 | 3.0192 | 4.3112 | 4.4009 | 4.4187 | 6.7498e-05
7912 | 0.00013151 | 0.00011896 | 0 | 2.9304 | 3.0113 | 3.0192 | 4.2199 | 4.4009 | 4.4187 | 0.00011459
7913 | 0.00015659 | 0.00012662 | 0 | 2.8885 | 3.0124 | 3.0192 | 4.1281 | 4.4033 | 4.4187 | 5.494e-05
7914 | 0.00016692 | 0.0001296 | 0 | 2.8477 | 3.0113 | 3.0192 | 4.0402 | 4.4009 | 4.4187 | 0.00030923
7915 | 0.00020097 | 0.00013815 | 0 | 2.824 | 3.0113 | 3.0192 | 3.9897 | 4.4009 | 4.4187 | 0.00013657
7916 | 0.00022689 | 0.00014726 | 0 | 2.8174 | 3.0113 | 3.0192 | 3.9757 | 4.4009 | 4.4187 | 0.00018209
7917 | 0.00024718 | 0.00015386 | 0 | 2.809 | 3.0113 | 3.0192 | 3.958 | 4.4009 | 4.4187 | 0.00023232
7918 | 0.000264 | 0.00015939 | 0 | 2.785 | 3.0113 | 3.0192 | 3.9075 | 4.4009 | 4.4187 | 3.6103e-05
7919 | 0.00026771 | 0.00016052 | 0 | 2.7923 | 3.0113 | 3.0192 | 3.9229 | 4.4009 | 4.4187 | 2.8255e-05
7920 | 0.00027434 | 0.00016179 | 0 | 2.7997 | 3.0103 | 3.0192 | 3.9384 | 4.3985 | 4.4187 | 0
7921 | 0.00027638 | 0.00016264 | 0 | 2.7942 | 3.0103 | 3.0192 | 3.9268 | 4.3985 | 4.4187 | 1.0988e-05
7922 | 0.0002814 | 0.00016475 | 0 | 2.7914 | 3.0103 | 3.0192 | 3.921 | 4.3985 | 4.4187 | 0
7923 | 0.00028242 | 0.00016382 | 0 | 2.7524 | 3.0103 | 3.0192 | 3.8398 | 4.3985 | 4.4187 | 0
7924 | 0.0002895 | 0.000167 | 0 | 2.7453 | 3.0113 | 3.0192 | 3.825 | 4.4009 | 4.4187 | 0
7925 | 0.00030637 | 0.00017191 | 0 | 2.7596 | 3.0113 | 3.0192 | 3.8546 | 4.4009 | 4.4187 | 0
7926 | 0.00030508 | 0.00017148 | 0 | 2.7551 | 3.0103 | 3.0192 | 3.8453 | 4.3985 | 4.4187 | 0
7927 | 0.00028858 | 0.00016633 | 0 | 2.7695 | 3.0092 | 3.0192 | 3.8752 | 4.396 | 4.4187 | 0.00062475
7928 | 0.00021989 | 0.00014533 | 0.0014403 | 2.7951 | 3.0092 | 3.0192 | 3.9287 | 4.396 | 4.4187 | 0.00013029
7929 | 0.00019925 | 0.00013974 | 0.0043764 | 2.8164 | 3.0092 | 3.0192 | 3.9738 | 4.396 | 4.4187 | 0.00010203
7930 | 0.00019003 | 0.00013538 | 0.0072571 | 2.8391 | 3.0092 | 3.0192 | 4.0219 | 4.396 | 4.4187 | 7.8486e-05
7931 | 0.00017723 | 0.00013298 | 0.010415 | 2.8573 | 3.0092 | 3.0192 | 4.0608 | 4.396 | 4.4187 | 6.2789e-05
7932 | 0.00016988 | 0.00013102 | 0.010858 | 2.8835 | 3.0092 | 3.0192 | 4.1174 | 4.396 | 4.4187 | 0.00024331
7933 | 0.00018229 | 0.00013476 | 0.0096945 | 2.9043 | 3.0092 | 3.0192 | 4.1626 | 4.396 | 4.4187 | 2.6685e-05
7934 | 0.00016549 | 0.00012947 | 0.0055397 | 2.8964 | 3.0103 | 3.0192 | 4.1453 | 4.3985 | 4.4187 | 0.00012244
7935 | 0.00014878 | 0.00012428 | 0.0012187 | 2.8689 | 3.0103 | 3.0192 | 4.0858 | 4.3985 | 4.4187 | 3.7673e-05
7936 | 0.00014037 | 0.00012201 | 0 | 2.8202 | 3.0092 | 3.0192 | 3.9817 | 4.396 | 4.4187 | 3.6103e-05
7937 | 0.00015144 | 0.0001248 | 0 | 2.8034 | 3.0092 | 3.0192 | 3.9462 | 4.396 | 4.4187 | 7.3777e-05
7938 | 0.00018035 | 0.00013416 | 0 | 2.8025 | 3.0071 | 3.0192 | 3.9443 | 4.3912 | 4.4187 | 0.0002386
7939 | 0.00021572 | 0.00014468 | 0 | 2.7988 | 3.0071 | 3.0192 | 3.9365 | 4.3912 | 4.4187 | 0.000259
7940 | 0.00025097 | 0.00015531 | 0 | 2.7749 | 3.0071 | 3.0192 | 3.8866 | 4.3912 | 4.4187 | 0.00023703
7941 | 0.00026 | 0.00015756 | 0 | 2.774 | 3.0071 | 3.0192 | 3.8847 | 4.3912 | 4.4187 | 0.0002386
7942 | 0.00026893 | 0.00016032 | 0 | 2.765 | 3.0081 | 3.0192 | 3.8658 | 4.3936 | 4.4187 | 0
7943 | 0.0002714 | 0.00016175 | 0 | 2.7587 | 3.0081 | 3.0192 | 3.8528 | 4.3936 | 4.4187 | 0
7944 | 0.00028022 | 0.0001638 | 0 | 2.7399 | 3.0071 | 3.0192 | 3.8141 | 4.3912 | 4.4187 | 4.7091e-05
7945 | 0.00028333 | 0.00016429 | 0 | 2.7426 | 3.0071 | 3.0192 | 3.8195 | 4.3912 | 4.4187 | 1.4127e-05
7946 | 0.00028572 | 0.00016615 | 0 | 2.7338 | 3.0071 | 3.0192 | 3.8013 | 4.3912 | 4.4187 | 9.4183e-06
7947 | 0.00028939 | 0.00016714 | 0 | 2.7197 | 3.0071 | 3.0192 | 3.7725 | 4.3912 | 4.4187 | 0
7948 | 0.00029274 | 0.00016818 | 0 | 2.7058 | 3.0071 | 3.0192 | 3.7442 | 4.3912 | 4.4187 | 1.5697e-05
7949 | 0.00030954 | 0.00017311 | 0 | 2.7041 | 3.0049 | 3.0192 | 3.7407 | 4.3864 | 4.4187 | 0
7950 | 0.00030461 | 0.00016995 | 0 | 2.6955 | 3.0049 | 3.0192 | 3.7232 | 4.3864 | 4.4187 | 1.7267e-05
7951 | 0.0002596 | 0.00015759 | 0 | 2.6929 | 3.0049 | 3.0192 | 3.718 | 4.3864 | 4.4187 | 0.00056981
7952 | 0.00021634 | 0.00014477 | 0.0018835 | 2.6972 | 3.0049 | 3.0192 | 3.7267 | 4.3864 | 4.4187 | 0.00010517
7953 | 0.0001875 | 0.00013646 | 0.0063153 | 2.7162 | 3.0049 | 3.0192 | 3.7654 | 4.3864 | 4.4187 | 7.6916e-05
7954 | 0.00018052 | 0.00013352 | 0.008642 | 2.7506 | 3.0028 | 3.0192 | 3.8361 | 4.3815 | 4.4187 | 3.9243e-05
7955 | 0.0001816 | 0.00013469 | 0.0099715 | 2.7804 | 3.0028 | 3.0192 | 3.898 | 4.3815 | 4.4187 | 8.3195e-05
7956 | 0.00019406 | 0.00013756 | 0.009196 | 2.7978 | 3.0028 | 3.0192 | 3.9345 | 4.3815 | 4.4187 | 0.00019621
7957 | 0.00019974 | 0.00014011 | 0.0075894 | 2.8015 | 3.0028 | 3.0192 | 3.9423 | 4.3815 | 4.4187 | 0.00011773
7958 | 0.00019689 | 0.00013941 | 0.0040994 | 2.7969 | 3.0028 | 3.0192 | 3.9326 | 4.3815 | 4.4187 | 7.2207e-05
7959 | 0.00017537 | 0.00013253 | 0.0012187 | 2.785 | 3.0028 | 3.0192 | 3.9075 | 4.3815 | 4.4187 | 9.8892e-05
7960 | 0.00017166 | 0.00013118 | 0 | 2.765 | 3.0017 | 3.0192 | 3.8658 | 4.3791 | 4.4187 | 5.337e-05
7961 | 0.000183 | 0.00013517 | 0 | 2.7551 | 3.0007 | 3.0192 | 3.8453 | 4.3767 | 4.4187 | 0.00011145
7962 | 0.0001857 | 0.00013491 | 0 | 2.7524 | 3.0007 | 3.0192 | 3.8398 | 4.3767 | 4.4187 | 0.00027313
7963 | 0.00022206 | 0.00014674 | 0 | 2.756 | 3.0007 | 3.0192 | 3.8472 | 4.3767 | 4.4187 | 0.00018523
7964 | 0.00025115 | 0.00015501 | 0 | 2.7659 | 3.0007 | 3.0192 | 3.8677 | 4.3767 | 4.4187 | 0.00018994
7965 | 0.00026089 | 0.00015861 | 0 | 2.7623 | 3.0007 | 3.0192 | 3.8602 | 4.3767 | 4.4187 | 0.00027941
7966 | 0.00026457 | 0.00015988 | 0 | 2.7479 | 3.0007 | 3.0192 | 3.8306 | 4.3767 | 4.4187 | 2.5115e-05
7967 | 0.00026524 | 0.00016009 | 0 | 2.7302 | 2.9996 | 3.0192 | 3.7941 | 4.3743 | 4.4187 | 0
7968 | 0.00027072 | 0.00016177 | 0 | 2.7197 | 2.9996 | 3.0192 | 3.7725 | 4.3743 | 4.4187 | 1.2558e-05
7969 | 0.00026981 | 0.00016036 | 0 | 2.7154 | 2.9985 | 3.0192 | 3.7636 | 4.3719 | 4.4187 | 1.4127e-05
7970 | 0.00026831 | 0.00016097 | 0 | 2.7162 | 2.9975 | 3.0192 | 3.7654 | 4.3695 | 4.4187 | 4.2382e-05
7971 | 0.00026662 | 0.00016052 | 0 | 2.7093 | 2.9975 | 3.0192 | 3.7512 | 4.3695 | 4.4187 | 2.5115e-05
7972 | 0.00026445 | 0.00015962 | 0 | 2.7145 | 2.9964 | 3.0192 | 3.7619 | 4.3671 | 4.4187 | 1.2558e-05
7973 | 0.00026802 | 0.00016097 | 0 | 2.705 | 2.9964 | 3.0192 | 3.7424 | 4.3671 | 4.4187 | 0
7974 | 0.00028399 | 0.00016575 | 0 | 2.6972 | 2.9964 | 3.0192 | 3.7267 | 4.3671 | 4.4187 | 2.1976e-05
7975 | 0.00024104 | 0.00015211 | 0 | 2.7006 | 2.9964 | 3.0192 | 3.7337 | 4.3671 | 4.4187 | 0.00059806
7976 | 0.00018946 | 0.00013672 | 0.0011079 | 2.7084 | 2.9964 | 3.0192 | 3.7495 | 4.3671 | 4.4187 | 8.4765e-05
7977 | 0.00015538 | 0.00012683 | 0.0040994 | 2.7119 | 2.9954 | 3.0192 | 3.7565 | 4.3647 | 4.4187 | 4.0813e-05
7978 | 0.00013649 | 0.00012103 | 0.0059829 | 2.725 | 2.9943 | 3.0192 | 3.7833 | 4.3623 | 4.4187 | 5.1801e-05
7979 | 0.0001321 | 0.00011967 | 0.0070355 | 2.7338 | 2.9932 | 3.0192 | 3.8013 | 4.3599 | 4.4187 | 7.2207e-05
7980 | 0.00013083 | 0.00011735 | 0.0074233 | 2.7382 | 2.9932 | 3.0192 | 3.8104 | 4.3599 | 4.4187 | 0.0003108
7981 | 0.00014247 | 0.00012308 | 0.0054843 | 2.7311 | 2.9932 | 3.0192 | 3.7959 | 4.3599 | 4.4187 | 0.00012558
7982 | 0.00012921 | 0.00011874 | 0.0041548 | 2.7285 | 2.9932 | 3.0192 | 3.7905 | 4.3599 | 4.4187 | 2.9825e-05
7983 | 0.00010322 | 0.00011087 | 0.0013295 | 2.7024 | 2.9932 | 3.0192 | 3.7372 | 4.3599 | 4.4187 | 0.00013657
7984 | 0.00010386 | 0.00011097 | 0 | 2.6844 | 2.9922 | 3.0192 | 3.7007 | 4.3575 | 4.4187 | 8.1625e-05
7985 | 0.00013064 | 0.00011947 | 0 | 2.6666 | 2.9922 | 3.0192 | 3.665 | 4.3575 | 4.4187 | 0.0001036
7986 | 0.00013251 | 0.0001201 | 0 | 2.6818 | 2.9922 | 3.0192 | 3.6956 | 4.3575 | 4.4187 | 0.00024802
7987 | 0.00018987 | 0.00013503 | 0 | 2.6929 | 2.9922 | 3.0192 | 3.718 | 4.3575 | 4.4187 | 0.00025743
7988 | 0.00021572 | 0.00014555 | 0 | 2.6929 | 2.9901 | 3.0192 | 3.718 | 4.3528 | 4.4187 | 0.00029197
7989 | 0.00023789 | 0.00014715 | 0 | 2.6946 | 2.9901 | 3.0192 | 3.7215 | 4.3528 | 4.4187 | 0.00022918
7990 | 0.00024803 | 0.00015484 | 0 | 2.6886 | 2.9901 | 3.0192 | 3.7094 | 4.3528 | 4.4187 | 0
7991 | 0.00025371 | 0.00015662 | 0 | 2.6835 | 2.9901 | 3.0192 | 3.699 | 4.3528 | 4.4187 | 0
7992 | 0.00026554 | 0.00015986 | 0 | 2.6675 | 2.989 | 3.0192 | 3.6667 | 4.3504 | 4.4187 | 3.2964e-05
7993 | 0.00027043 | 0.00015693 | 0 | 2.6583 | 2.989 | 3.0192 | 3.6482 | 4.3504 | 4.4187 | 2.3546e-05
7994 | 0.00027291 | 0.00016104 | 0 | 2.6725 | 2.989 | 3.0192 | 3.6768 | 4.3504 | 4.4187 | 5.0231e-05
7995 | 0.00027575 | 0.00016143 | 0 | 2.6768 | 2.989 | 3.0192 | 3.6853 | 4.3504 | 4.4187 | 2.1976e-05
7996 | 0.00028004 | 0.00016248 | 0 | 2.6869 | 2.9879 | 3.0192 | 3.7059 | 4.348 | 4.4187 | 3.4534e-05
7997 | 0.00030067 | 0.00016911 | 0 | 2.6886 | 2.9869 | 3.0192 | 3.7094 | 4.3456 | 4.4187 | 1.2558e-05
7998 | 0.00031054 | 0.00017133 | 0 | 2.6776 | 2.9869 | 3.0192 | 3.6871 | 4.3456 | 4.4187 | 0
7999 | 0.00026345 | 0.00015943 | 0 | 2.6666 | 2.9858 | 3.0192 | 3.665 | 4.3433 | 4.4187 | 0.00073777
8000 | 0.00021775 | 0.00014521 | 0.0011079 | 2.6641 | 2.9858 | 3.0192 | 3.66 | 4.3433 | 4.4187 | 0.00052429
8001 | 0.00017892 | 0.00013433 | 0.0046534 | 2.6912 | 2.9858 | 3.0192 | 3.7145 | 4.3433 | 4.4187 | 5.8079e-05
8002 | 0.00016141 | 0.00012908 | 0.0090852 | 2.7285 | 2.9858 | 3.0192 | 3.7905 | 4.3433 | 4.4187 | 0.00011459
8003 | 0.00015386 | 0.00012682 | 0.0099161 | 2.7533 | 2.9858 | 3.0192 | 3.8416 | 4.3433 | 4.4187 | 0.00016796
8004 | 0.00015602 | 0.00012663 | 0.010526 | 2.7614 | 2.9858 | 3.0192 | 3.8584 | 4.3433 | 4.4187 | 0.00010203
8005 | 0.00016892 | 0.00013117 | 0.010858 | 2.7677 | 2.9848 | 3.0192 | 3.8715 | 4.3409 | 4.4187 | 8.1625e-05
8006 | 0.00015788 | 0.00012677 | 0.0053735 | 2.7605 | 2.9827 | 3.0192 | 3.8565 | 4.3362 | 4.4187 | 5.494e-05
8007 | 0.00015047 | 0.0001253 | 0.0012187 | 2.7258 | 2.9827 | 3.0192 | 3.7851 | 4.3362 | 4.4187 | 0.000394
8008 | 0.00014731 | 0.00012427 | 0 | 2.7067 | 2.9827 | 3.0192 | 3.746 | 4.3362 | 4.4187 | 0.00045679
8009 | 0.00014847 | 0.00012498 | 0 | 2.6869 | 2.9827 | 3.0192 | 3.7059 | 4.3362 | 4.4187 | 1.5697e-05
8010 | 0.00017461 | 0.00013219 | 0 | 2.6633 | 2.9827 | 3.0192 | 3.6583 | 4.3362 | 4.4187 | 9.7322e-05
8011 | 0.00019768 | 0.00014022 | 0 | 2.6625 | 2.9827 | 3.0192 | 3.6566 | 4.3362 | 4.4187 | 7.5346e-05
8012 | 0.00022737 | 0.0001479 | 0 | 2.6574 | 2.9806 | 3.0192 | 3.6466 | 4.3315 | 4.4187 | 0.00021348
8013 | 0.00023261 | 0.00014702 | 0 | 2.6508 | 2.9795 | 3.0192 | 3.6333 | 4.3291 | 4.4187 | 0.00014755
8014 | 0.00023651 | 0.0001493 | 0 | 2.6533 | 2.9774 | 3.0192 | 3.6383 | 4.3244 | 4.4187 | 0.00017895
8015 | 0.0002346 | 0.00014873 | 0 | 2.6533 | 2.9774 | 3.0192 | 3.6383 | 4.3244 | 4.4187 | 0
8016 | 0.00024128 | 0.00015145 | 0 | 2.6558 | 2.9774 | 3.0192 | 3.6432 | 4.3244 | 4.4187 | 1.7267e-05
8017 | 0.0002431 | 0.00014955 | 0 | 2.6516 | 2.9774 | 3.0192 | 3.6349 | 4.3244 | 4.4187 | 2.5115e-05
8018 | 0.00024578 | 0.0001518 | 0 | 2.6574 | 2.9774 | 3.0192 | 3.6466 | 4.3244 | 4.4187 | 3.1394e-05
8019 | 0.00024868 | 0.00015146 | 0 | 2.65 | 2.9774 | 3.0192 | 3.6316 | 4.3244 | 4.4187 | 1.5697e-05
8020 | 0.00025194 | 0.0001536 | 0 | 2.65 | 2.9774 | 3.0192 | 3.6316 | 4.3244 | 4.4187 | 1.0988e-05
8021 | 0.00026718 | 0.00015637 | 0 | 2.6475 | 2.9774 | 3.0192 | 3.6267 | 4.3244 | 4.4187 | 3.7673e-05
8022 | 0.00026388 | 0.00015687 | 0 | 2.645 | 2.9753 | 3.0192 | 3.6217 | 4.3197 | 4.4187 | 2.6685e-05
8023 | 0.00022924 | 0.00014912 | 0 | 2.6467 | 2.9753 | 3.0192 | 3.625 | 4.3197 | 4.4187 | 0.0004301
8024 | 0.00019296 | 0.00013859 | 0.0018835 | 2.6641 | 2.9753 | 3.0192 | 3.66 | 4.3197 | 4.4187 | 0.00051173
8025 | 0.00017883 | 0.00013303 | 0.0063707 | 2.6844 | 2.9743 | 3.0192 | 3.7007 | 4.3174 | 4.4187 | 3.6103e-05
8026 | 0.00017536 | 0.00013317 | 0.009196 | 2.7171 | 2.9732 | 3.0192 | 3.7672 | 4.315 | 4.4187 | 7.6916e-05
8027 | 0.00016921 | 0.00012961 | 0.010415 | 2.7346 | 2.9732 | 3.0192 | 3.8031 | 4.315 | 4.4187 | 5.8079e-05
8028 | 0.00016796 | 0.00012916 | 0.011024 | 2.7524 | 2.9732 | 3.0192 | 3.8398 | 4.315 | 4.4187 | 6.1219e-05
8029 | 0.00017672 | 0.00013384 | 0.0077556 | 2.7542 | 2.9732 | 3.0192 | 3.8435 | 4.315 | 4.4187 | 8.3195e-05
8030 | 0.00018852 | 0.00013737 | 0.004875 | 2.7533 | 2.9722 | 3.0192 | 3.8416 | 4.3127 | 4.4187 | 9.5753e-05
8031 | 0.00016572 | 0.00013 | 0.0012741 | 2.7373 | 2.9712 | 3.0192 | 3.8086 | 4.3103 | 4.4187 | 0.00037045
8032 | 0.00016002 | 0.00012866 | 0 | 2.7241 | 2.9712 | 3.0192 | 3.7815 | 4.3103 | 4.4187 | 0.00029982
8033 | 0.00015583 | 0.00012704 | 0 | 2.7101 | 2.9701 | 3.0192 | 3.753 | 4.308 | 4.4187 | 9.8892e-05
8034 | 0.00015959 | 0.00012857 | 0 | 2.7032 | 2.9701 | 3.0192 | 3.7389 | 4.308 | 4.4187 | 8.0056e-05
8035 | 0.00019683 | 0.00013899 | 0 | 2.6818 | 2.9701 | 3.0192 | 3.6956 | 4.308 | 4.4187 | 2.9825e-05
8036 | 0.00023377 | 0.00015092 | 0 | 2.67 | 2.9701 | 3.0192 | 3.6718 | 4.308 | 4.4187 | 0.00020092
8037 | 0.00023938 | 0.00015021 | 0 | 2.6692 | 2.9701 | 3.0192 | 3.6701 | 4.308 | 4.4187 | 0.00015069
8038 | 0.00023764 | 0.00015185 | 0 | 2.6683 | 2.9691 | 3.0192 | 3.6684 | 4.3057 | 4.4187 | 0.00017895
8039 | 0.00023937 | 0.00015151 | 0 | 2.6641 | 2.968 | 3.0192 | 3.66 | 4.3033 | 4.4187 | 2.5115e-05
8040 | 0.00025152 | 0.00015589 | 0 | 2.665 | 2.967 | 3.0192 | 3.6616 | 4.301 | 4.4187 | 0
8041 | 0.00025582 | 0.00015654 | 0 | 2.6658 | 2.967 | 3.0192 | 3.6633 | 4.301 | 4.4187 | 1.5697e-05
8042 | 0.00026204 | 0.0001585 | 0 | 2.6516 | 2.967 | 3.0192 | 3.6349 | 4.301 | 4.4187 | 2.3546e-05
8043 | 0.00026599 | 0.00015901 | 0 | 2.6434 | 2.9659 | 3.0192 | 3.6184 | 4.2987 | 4.4187 | 2.6685e-05
8044 | 0.00027163 | 0.00016051 | 0 | 2.65 | 2.9659 | 3.0192 | 3.6316 | 4.2987 | 4.4187 | 2.1976e-05
8045 | 0.00027785 | 0.00016162 | 0 | 2.6558 | 2.9649 | 3.0192 | 3.6432 | 4.2964 | 4.4187 | 0
8046 | 0.00028634 | 0.00016491 | 0 | 2.6583 | 2.9649 | 3.0192 | 3.6482 | 4.2964 | 4.4187 | 1.5697e-05
8047 | 0.00025267 | 0.00015644 | 0 | 2.6751 | 2.9649 | 3.0192 | 3.6819 | 4.2964 | 4.4187 | 0.00069695
8048 | 0.00020497 | 0.00014172 | 0.0012741 | 2.6776 | 2.9649 | 3.0192 | 3.6871 | 4.2964 | 4.4187 | 7.5346e-05
8049 | 0.00018589 | 0.00013552 | 0.0049304 | 2.6946 | 2.9649 | 3.0192 | 3.7215 | 4.2964 | 4.4187 | 0.00014912
8050 | 0.00017883 | 0.00013447 | 0.0096392 | 2.7119 | 2.9649 | 3.0192 | 3.7565 | 4.2964 | 4.4187 | 0.00012872
8051 | 0.00017665 | 0.00013386 | 0.012187 | 2.7355 | 2.9618 | 3.0192 | 3.805 | 4.2894 | 4.4187 | 4.2382e-05
8052 | 0.00015054 | 0.00012574 | 0.011578 | 2.7533 | 2.9618 | 3.0192 | 3.8416 | 4.2894 | 4.4187 | 0.00031237
8053 | 0.00013773 | 0.00012215 | 0.009196 | 2.765 | 2.9618 | 3.0192 | 3.8658 | 4.2894 | 4.4187 | 8.4765e-05
8054 | 0.0001359 | 0.00012116 | 0.0052628 | 2.7641 | 2.9618 | 3.0192 | 3.864 | 4.2894 | 4.4187 | 4.8661e-05
8055 | 0.00013036 | 0.00011985 | 0.0013295 | 2.7391 | 2.9618 | 3.0192 | 3.8122 | 4.2894 | 4.4187 | 7.5346e-05
8056 | 0.00013579 | 0.0001213 | 0 | 2.7197 | 2.9618 | 3.0192 | 3.7725 | 4.2894 | 4.4187 | 6.5928e-05
8057 | 0.00014228 | 0.00012333 | 0 | 2.7162 | 2.9618 | 3.0192 | 3.7654 | 4.2894 | 4.4187 | 0.00011302
8058 | 0.00014514 | 0.00012444 | 0 | 2.7084 | 2.9597 | 3.0192 | 3.7495 | 4.2848 | 4.4187 | 0.00027627
8059 | 0.00018996 | 0.00013694 | 0 | 2.7032 | 2.9597 | 3.0192 | 3.7389 | 4.2848 | 4.4187 | 0.00031394
8060 | 0.00021262 | 0.0001443 | 0 | 2.6861 | 2.9597 | 3.0192 | 3.7042 | 4.2848 | 4.4187 | 0.00018366
8061 | 0.00022853 | 0.00014953 | 0 | 2.6599 | 2.9597 | 3.0192 | 3.6516 | 4.2848 | 4.4187 | 0.00023703
8062 | 0.00023372 | 0.00015116 | 0 | 2.6591 | 2.9587 | 3.0192 | 3.6499 | 4.2825 | 4.4187 | 1.0988e-05
8063 | 0.00023901 | 0.00015115 | 0 | 2.6625 | 2.9577 | 3.0192 | 3.6566 | 4.2802 | 4.4187 | 0
8064 | 0.00024763 | 0.00015545 | 0 | 2.6633 | 2.9566 | 3.0192 | 3.6583 | 4.2779 | 4.4187 | 2.3546e-05
8065 | 0.00025023 | 0.00015269 | 0 | 2.6725 | 2.9566 | 3.0192 | 3.6768 | 4.2779 | 4.4187 | 0
8066 | 0.0002547 | 0.00015749 | 0 | 2.6734 | 2.9566 | 3.0192 | 3.6785 | 4.2779 | 4.4187 | 2.3546e-05
8067 | 0.00025886 | 0.00015863 | 0 | 2.6725 | 2.9566 | 3.0192 | 3.6768 | 4.2779 | 4.4187 | 0
8068 | 0.00026454 | 0.00016042 | 0 | 2.6683 | 2.9566 | 3.0192 | 3.6684 | 4.2779 | 4.4187 | 0
8069 | 0.00026725 | 0.00015989 | 0 | 2.6675 | 2.9577 | 3.0192 | 3.6667 | 4.2802 | 4.4187 | 4.3952e-05
8070 | 0.00027547 | 0.00016348 | 0 | 2.6742 | 2.9566 | 3.0192 | 3.6802 | 4.2779 | 4.4187 | 0
8071 | 0.0002583 | 0.00015801 | 0 | 2.6759 | 2.9556 | 3.0192 | 3.6836 | 4.2756 | 4.4187 | 0.00056196
8072 | 0.0001981 | 0.0001402 | 0.0011079 | 2.6784 | 2.9556 | 3.0192 | 3.6888 | 4.2756 | 4.4187 | 5.8079e-05
8073 | 0.00017397 | 0.00013312 | 0.0046534 | 2.6921 | 2.9556 | 3.0192 | 3.7163 | 4.2756 | 4.4187 | 4.3952e-05
8074 | 0.00015388 | 0.00012663 | 0.007534 | 2.7101 | 2.9546 | 3.0192 | 3.753 | 4.2733 | 4.4187 | 4.8661e-05
8075 | 0.00015815 | 0.00012826 | 0.010359 | 2.7232 | 2.9535 | 3.0192 | 3.7797 | 4.271 | 4.4187 | 0.00011773
8076 | 0.00016352 | 0.00012951 | 0.008365 | 2.7197 | 2.9535 | 3.0192 | 3.7725 | 4.271 | 4.4187 | 0.00014598
8077 | 0.0001768 | 0.00013276 | 0.0064815 | 2.7258 | 2.9535 | 3.0192 | 3.7851 | 4.271 | 4.4187 | 0.00011616
8078 | 0.00017238 | 0.00013216 | 0.0049858 | 2.7338 | 2.9535 | 3.0192 | 3.8013 | 4.271 | 4.4187 | 0.00010203
8079 | 0.0001613 | 0.0001288 | 0.0014957 | 2.7202 | 2.9525 | 3.0192 | 3.7734 | 4.2687 | 4.4187 | 0.00010046
8080 | 0.00016474 | 0.00012979 | 0 | 2.7093 | 2.9525 | 3.0192 | 3.7512 | 4.2687 | 4.4187 | 9.1044e-05
8081 | 0.00017064 | 0.0001312 | 0 | 2.6912 | 2.9515 | 3.0192 | 3.7145 | 4.2664 | 4.4187 | 9.1044e-05
8082 | 0.00016018 | 0.00012893 | 0 | 2.6938 | 2.9515 | 3.0192 | 3.7197 | 4.2664 | 4.4187 | 0.00023703
8083 | 0.00020489 | 0.00014131 | 0 | 2.6869 | 2.9515 | 3.0192 | 3.7059 | 4.2664 | 4.4187 | 0.00028255
8084 | 0.00023426 | 0.00015084 | 0 | 2.6895 | 2.9515 | 3.0192 | 3.7111 | 4.2664 | 4.4187 | 0.00027627
8085 | 0.00025177 | 0.00015598 | 0 | 2.6912 | 2.9515 | 3.0192 | 3.7145 | 4.2664 | 4.4187 | 0.00024645
8086 | 0.00025607 | 0.00015715 | 0 | 2.6904 | 2.9515 | 3.0192 | 3.7128 | 4.2664 | 4.4187 | 1.0988e-05
8087 | 0.00026089 | 0.00015883 | 0 | 2.6886 | 2.9515 | 3.0192 | 3.7094 | 4.2664 | 4.4187 | 0
8088 | 0.00027184 | 0.00016212 | 0 | 2.681 | 2.9494 | 3.0192 | 3.6939 | 4.2619 | 4.4187 | 2.6685e-05
8089 | 0.00027658 | 0.00016393 | 0 | 2.67 | 2.9494 | 3.0192 | 3.6718 | 4.2619 | 4.4187 | 0
8090 | 0.00028131 | 0.00016555 | 0 | 2.6692 | 2.9494 | 3.0192 | 3.6701 | 4.2619 | 4.4187 | 0
8091 | 0.0002871 | 0.00016652 | 0 | 2.6692 | 2.9494 | 3.0192 | 3.6701 | 4.2619 | 4.4187 | 1.2558e-05
8092 | 0.00029552 | 0.00016961 | 0 | 2.6616 | 2.9484 | 3.0192 | 3.6549 | 4.2596 | 4.4187 | 5.9649e-05
8093 | 0.00029914 | 0.00017039 | 0 | 2.6591 | 2.9484 | 3.0192 | 3.6499 | 4.2596 | 4.4187 | 2.9825e-05
8094 | 0.00032164 | 0.00017738 | 0 | 2.6558 | 2.9484 | 3.0192 | 3.6432 | 4.2596 | 4.4187 | 0
8095 | 0.00029537 | 0.00016945 | 0 | 2.6525 | 2.9484 | 3.0192 | 3.6366 | 4.2596 | 4.4187 | 0.00062632
8096 | 0.00022587 | 0.00014866 | 0.00088636 | 2.6467 | 2.9484 | 3.0192 | 3.625 | 4.2596 | 4.4187 | 7.0637e-05
8097 | 0.00018822 | 0.00013753 | 0.004875 | 2.6483 | 2.9473 | 3.0192 | 3.6283 | 4.2573 | 4.4187 | 3.7673e-05
8098 | 0.00016923 | 0.0001319 | 0.0083096 | 2.6608 | 2.9463 | 3.0192 | 3.6533 | 4.255 | 4.4187 | 7.0637e-05
8099 | 0.00014665 | 0.00012511 | 0.0062322 | 2.6734 | 2.9463 | 3.0192 | 3.6785 | 4.255 | 4.4187 | 3.4534e-05
8100 | 0.00014047 | 0.00012324 | 0.0072571 | 2.6751 | 2.9463 | 3.0192 | 3.6819 | 4.255 | 4.4187 | 0.00017581
8101 | 0.00014026 | 0.00012315 | 0.0079218 | 2.6886 | 2.9463 | 3.0192 | 3.7094 | 4.255 | 4.4187 | 3.7673e-05
8102 | 0.0001278 | 0.00011882 | 0.0052628 | 2.6963 | 2.9453 | 3.0192 | 3.725 | 4.2528 | 4.4187 | 0.00010203
8103 | 0.0001138 | 0.00011504 | 0.0011079 | 2.6776 | 2.9443 | 3.0192 | 3.6871 | 4.2505 | 4.4187 | 2.5115e-05
8104 | 0.00010778 | 0.00011268 | 0 | 2.6878 | 2.9432 | 3.0192 | 3.7076 | 4.2482 | 4.4187 | 5.337e-05
8105 | 0.000124 | 0.0001181 | 0 | 2.6895 | 2.9443 | 3.0192 | 3.7111 | 4.2505 | 4.4187 | 7.0637e-05
8106 | 0.00014255 | 0.00012282 | 0 | 2.6904 | 2.9443 | 3.0192 | 3.7128 | 4.2505 | 4.4187 | 0.00032964
8107 | 0.00019443 | 0.00013934 | 0 | 2.6921 | 2.9443 | 3.0192 | 3.7163 | 4.2505 | 4.4187 | 0.00024174
8108 | 0.00021565 | 0.00014566 | 0 | 2.6861 | 2.9443 | 3.0192 | 3.7042 | 4.2505 | 4.4187 | 0.00029668
8109 | 0.00023703 | 0.00015202 | 0 | 2.6852 | 2.9443 | 3.0192 | 3.7025 | 4.2505 | 4.4187 | 0.00028255
8110 | 0.00023882 | 0.0001526 | 0 | 2.6742 | 2.9432 | 3.0192 | 3.6802 | 4.2482 | 4.4187 | 1.2558e-05
8111 | 0.00024345 | 0.00015373 | 0 | 2.6708 | 2.9422 | 3.0192 | 3.6735 | 4.246 | 4.4187 | 1.4127e-05
8112 | 0.0002543 | 0.0001576 | 0 | 2.67 | 2.9422 | 3.0192 | 3.6718 | 4.246 | 4.4187 | 0
8113 | 0.00025904 | 0.00015877 | 0 | 2.665 | 2.9422 | 3.0192 | 3.6616 | 4.246 | 4.4187 | 1.2558e-05
8114 | 0.00026472 | 0.00016049 | 0 | 2.6616 | 2.9412 | 3.0192 | 3.6549 | 4.2437 | 4.4187 | 1.2558e-05
8115 | 0.00026885 | 0.00016181 | 0 | 2.6558 | 2.9412 | 3.0192 | 3.6432 | 4.2437 | 4.4187 | 0
8116 | 0.00027396 | 0.00016224 | 0 | 2.6533 | 2.9422 | 3.0192 | 3.6383 | 4.246 | 4.4187 | 0
8117 | 0.00029003 | 0.00016715 | 0 | 2.6533 | 2.9412 | 3.0192 | 3.6383 | 4.2437 | 4.4187 | 2.3546e-05
8118 | 0.00029943 | 0.00016953 | 0 | 2.6608 | 2.9402 | 3.0192 | 3.6533 | 4.2414 | 4.4187 | 9.4183e-06
8119 | 0.00025031 | 0.00015616 | 0 | 2.6574 | 2.9392 | 3.0192 | 3.6466 | 4.2392 | 4.4187 | 0.00059335
8120 | 0.00019787 | 0.0001401 | 0.00066477 | 2.6599 | 2.9392 | 3.0192 | 3.6516 | 4.2392 | 4.4187 | 6.5928e-05
8121 | 0.00016368 | 0.00013029 | 0.0024375 | 2.6725 | 2.9392 | 3.0192 | 3.6768 | 4.2392 | 4.4187 | 4.3952e-05
8122 | 0.00015112 | 0.00012642 | 0.0050966 | 2.6869 | 2.9392 | 3.0192 | 3.7059 | 4.2392 | 4.4187 | 4.0813e-05
8123 | 0.00013712 | 0.00012225 | 0.0063707 | 2.7024 | 2.9392 | 3.0192 | 3.7372 | 4.2392 | 4.4187 | 4.8661e-05
8124 | 0.0001384 | 0.00012273 | 0.0069801 | 2.7162 | 2.9381 | 3.0192 | 3.7654 | 4.2369 | 4.4187 | 0.00014441
8125 | 0.00013531 | 0.00012167 | 0.0057613 | 2.7267 | 2.9381 | 3.0192 | 3.7869 | 4.2369 | 4.4187 | 3.6103e-05
8126 | 0.00012725 | 0.00011917 | 0.0032131 | 2.7311 | 2.9381 | 3.0192 | 3.7959 | 4.2369 | 4.4187 | 0.00018366
8127 | 0.00011118 | 0.00011382 | 0.00099715 | 2.7232 | 2.9381 | 3.0192 | 3.7797 | 4.2369 | 4.4187 | 7.3777e-05
8128 | 0.00010922 | 0.00011331 | 0 | 2.7197 | 2.9371 | 3.0192 | 3.7725 | 4.2347 | 4.4187 | 0.00010203
8129 | 0.00014046 | 0.00012279 | 0 | 2.7188 | 2.9361 | 3.0192 | 3.7708 | 4.2324 | 4.4187 | 9.4183e-05
8130 | 0.0001505 | 0.00012563 | 0 | 2.7285 | 2.9361 | 3.0192 | 3.7905 | 4.2324 | 4.4187 | 0.0001711
8131 | 0.00020516 | 0.00014147 | 0 | 2.732 | 2.9361 | 3.0192 | 3.7977 | 4.2324 | 4.4187 | 0.00035476
8132 | 0.00023359 | 0.00014546 | 0 | 2.7267 | 2.9361 | 3.0192 | 3.7869 | 4.2324 | 4.4187 | 0.00022918
8133 | 0.00025571 | 0.00015732 | 0 | 2.7127 | 2.9361 | 3.0192 | 3.7583 | 4.2324 | 4.4187 | 0.00019464
8134 | 0.00026516 | 0.00016002 | 0 | 2.7058 | 2.9351 | 3.0192 | 3.7442 | 4.2302 | 4.4187 | 0
8135 | 0.00027126 | 0.00016154 | 0 | 2.6912 | 2.9351 | 3.0192 | 3.7145 | 4.2302 | 4.4187 | 2.3546e-05
8136 | 0.00028187 | 0.0001653 | 0 | 2.6784 | 2.9351 | 3.0192 | 3.6888 | 4.2302 | 4.4187 | 1.2558e-05
8137 | 0.00028537 | 0.0001639 | 0 | 2.6658 | 2.9341 | 3.0192 | 3.6633 | 4.2279 | 4.4187 | 2.6685e-05
8138 | 0.00028935 | 0.00016675 | 0 | 2.6708 | 2.9341 | 3.0192 | 3.6735 | 4.2279 | 4.4187 | 0
8139 | 0.00029277 | 0.00016762 | 0 | 2.6591 | 2.9341 | 3.0192 | 3.6499 | 4.2279 | 4.4187 | 0
8140 | 0.00029641 | 0.00016856 | 0 | 2.6625 | 2.9341 | 3.0192 | 3.6566 | 4.2279 | 4.4187 | 0
8141 | 0.00029418 | 0.00016815 | 0 | 2.6641 | 2.9341 | 3.0192 | 3.66 | 4.2279 | 4.4187 | 0
8142 | 0.00031165 | 0.0001724 | 0 | 2.6616 | 2.9341 | 3.0192 | 3.6549 | 4.2279 | 4.4187 | 3.9243e-05
8143 | 0.00027917 | 0.00016502 | 0 | 2.6625 | 2.9341 | 3.0192 | 3.6566 | 4.2279 | 4.4187 | 0.0006169
8144 | 0.00020687 | 0.00014342 | 0.00060937 | 2.665 | 2.9341 | 3.0192 | 3.6616 | 4.2279 | 4.4187 | 0.00011616
8145 | 0.00019057 | 0.00013863 | 0.0028253 | 2.6666 | 2.933 | 3.0192 | 3.665 | 4.2257 | 4.4187 | 0.00010831
8146 | 0.00017839 | 0.00013461 | 0.0040994 | 2.6658 | 2.932 | 3.0192 | 3.6633 | 4.2234 | 4.4187 | 3.4534e-05
8147 | 0.00016953 | 0.00013228 | 0.0068139 | 2.6768 | 2.932 | 3.0192 | 3.6853 | 4.2234 | 4.4187 | 4.7091e-05
8148 | 0.00015855 | 0.00012895 | 0.0072017 | 2.6912 | 2.931 | 3.0192 | 3.7145 | 4.2212 | 4.4187 | 8.7904e-05
8149 | 0.00017309 | 0.00013332 | 0.0059829 | 2.6972 | 2.931 | 3.0192 | 3.7267 | 4.2212 | 4.4187 | 7.8486e-05
8150 | 0.00016513 | 0.00013093 | 0.0028253 | 2.6912 | 2.931 | 3.0192 | 3.7145 | 4.2212 | 4.4187 | 3.7673e-05
8151 | 0.00015615 | 0.0001276 | 0.00060937 | 2.681 | 2.931 | 3.0192 | 3.6939 | 4.2212 | 4.4187 | 3.2964e-05
8152 | 0.00017324 | 0.00013316 | 0 | 2.6768 | 2.931 | 3.0192 | 3.6853 | 4.2212 | 4.4187 | 8.4765e-05
8153 | 0.00016054 | 0.00012949 | 0 | 2.6768 | 2.931 | 3.0192 | 3.6853 | 4.2212 | 4.4187 | 0.00012244
8154 | 0.0001621 | 0.00012998 | 0 | 2.6793 | 2.93 | 3.0192 | 3.6905 | 4.2189 | 4.4187 | 0.00034377
8155 | 0.0002181 | 0.00014231 | 0 | 2.6768 | 2.93 | 3.0192 | 3.6853 | 4.2189 | 4.4187 | 0.00024331
8156 | 0.00024215 | 0.00015446 | 0 | 2.6742 | 2.929 | 3.0192 | 3.6802 | 4.2167 | 4.4187 | 0.00031708
8157 | 0.0002523 | 0.00015528 | 0 | 2.6734 | 2.929 | 3.0192 | 3.6785 | 4.2167 | 4.4187 | 0.00026528
8158 | 0.0002536 | 0.00015666 | 0 | 2.6725 | 2.929 | 3.0192 | 3.6768 | 4.2167 | 4.4187 | 2.6685e-05
8159 | 0.00025619 | 0.00015829 | 0 | 2.6717 | 2.929 | 3.0192 | 3.6752 | 4.2167 | 4.4187 | 2.3546e-05
8160 | 0.00026472 | 0.00016076 | 0 | 2.6692 | 2.929 | 3.0192 | 3.6701 | 4.2167 | 4.4187 | 2.8255e-05
8161 | 0.0002679 | 0.00015966 | 0 | 2.6708 | 2.929 | 3.0192 | 3.6735 | 4.2167 | 4.4187 | 0
8162 | 0.00027157 | 0.00016273 | 0 | 2.6793 | 2.929 | 3.0192 | 3.6905 | 4.2167 | 4.4187 | 9.7322e-05
8163 | 0.00027581 | 0.00016356 | 0 | 2.6869 | 2.929 | 3.0192 | 3.7059 | 4.2167 | 4.4187 | 2.3546e-05
8164 | 0.00028219 | 0.00016506 | 0 | 2.6852 | 2.929 | 3.0192 | 3.7025 | 4.2167 | 4.4187 | 1.4127e-05
8165 | 0.00028414 | 0.00016413 | 0 | 2.6981 | 2.928 | 3.0192 | 3.7284 | 4.2145 | 4.4187 | 1.2558e-05
8166 | 0.0002955 | 0.00016934 | 0 | 2.7093 | 2.927 | 3.0192 | 3.7512 | 4.2122 | 4.4187 | 5.337e-05
8167 | 0.0002694 | 0.00016211 | 0 | 2.7154 | 2.927 | 3.0192 | 3.7636 | 4.2122 | 4.4187 | 0.00045836
8168 | 0.00024378 | 0.00015418 | 0.00060937 | 2.7223 | 2.927 | 3.0192 | 3.7779 | 4.2122 | 4.4187 | 0.00061376
8169 | 0.0001944 | 0.00013984 | 0.0027699 | 2.7311 | 2.9259 | 3.0192 | 3.7959 | 4.21 | 4.4187 | 3.7673e-05
8170 | 0.00018338 | 0.00013552 | 0.0058167 | 2.7488 | 2.9259 | 3.0192 | 3.8324 | 4.21 | 4.4187 | 6.9067e-05
8171 | 0.00017322 | 0.00013339 | 0.0063707 | 2.7596 | 2.9259 | 3.0192 | 3.8546 | 4.21 | 4.4187 | 8.6334e-05
8172 | 0.00016758 | 0.00013032 | 0.0060937 | 2.7569 | 2.9259 | 3.0192 | 3.8491 | 4.21 | 4.4187 | 8.6334e-05
8173 | 0.00018247 | 0.0001357 | 0.0045426 | 2.7533 | 2.9259 | 3.0192 | 3.8416 | 4.21 | 4.4187 | 9.1044e-05
8174 | 0.0001731 | 0.00013351 | 0.0023267 | 2.747 | 2.9259 | 3.0192 | 3.8287 | 4.21 | 4.4187 | 9.8892e-05
8175 | 0.00015784 | 0.00012881 | 0.00060937 | 2.7426 | 2.9249 | 3.0192 | 3.8195 | 4.2078 | 4.4187 | 0.00029511
8176 | 0.00015432 | 0.00012716 | 0 | 2.7276 | 2.9249 | 3.0192 | 3.7887 | 4.2078 | 4.4187 | 0.00032807
8177 | 0.00015294 | 0.0001271 | 0 | 2.7058 | 2.9249 | 3.0192 | 3.7442 | 4.2078 | 4.4187 | 5.0231e-05
8178 | 0.00016657 | 0.00013109 | 0 | 2.6929 | 2.9249 | 3.0192 | 3.718 | 4.2078 | 4.4187 | 2.6685e-05
8179 | 0.00022171 | 0.00014847 | 0 | 2.6904 | 2.9249 | 3.0192 | 3.7128 | 4.2078 | 4.4187 | 3.1394e-05
8180 | 0.00024204 | 0.00015439 | 0 | 2.6912 | 2.9249 | 3.0192 | 3.7145 | 4.2078 | 4.4187 | 0.00014755
8181 | 0.00025745 | 0.00015711 | 0 | 2.6963 | 2.9239 | 3.0192 | 3.725 | 4.2056 | 4.4187 | 0.00013657
8182 | 0.00026502 | 0.00015983 | 0 | 2.6955 | 2.9239 | 3.0192 | 3.7232 | 4.2056 | 4.4187 | 0.0001868
8183 | 0.00026815 | 0.00015937 | 0 | 2.7006 | 2.9239 | 3.0192 | 3.7337 | 4.2056 | 4.4187 | 6.2789e-05
8184 | 0.00027895 | 0.00016411 | 0 | 2.7119 | 2.9239 | 3.0192 | 3.7565 | 4.2056 | 4.4187 | 9.4183e-06
8185 | 0.0002828 | 0.00016222 | 0 | 2.7119 | 2.9219 | 3.0192 | 3.7565 | 4.2011 | 4.4187 | 0
8186 | 0.00028655 | 0.00016595 | 0 | 2.7162 | 2.9219 | 3.0192 | 3.7654 | 4.2011 | 4.4187 | 3.7673e-05
8187 | 0.00029168 | 0.00016454 | 0 | 2.725 | 2.9219 | 3.0192 | 3.7833 | 4.2011 | 4.4187 | 2.0406e-05
8188 | 0.00029676 | 0.00016743 | 0 | 2.725 | 2.9219 | 3.0192 | 3.7833 | 4.2011 | 4.4187 | 2.6685e-05
8189 | 0.00029676 | 0.00016873 | 0 | 2.7101 | 2.9219 | 3.0192 | 3.753 | 4.2011 | 4.4187 | 2.8255e-05
8190 | 0.00030199 | 0.00016957 | 0 | 2.7206 | 2.9219 | 3.0192 | 3.7743 | 4.2011 | 4.4187 | 1.5697e-05
8191 | 0.00028373 | 0.00016659 | 0 | 2.7215 | 2.9219 | 3.0192 | 3.7761 | 4.2011 | 4.4187 | 0.00074718
8192 | 0.00026058 | 0.00015987 | 0.00049858 | 2.7302 | 2.9219 | 3.0192 | 3.7941 | 4.2011 | 4.4187 | 0.00051173
8193 | 0.00022238 | 0.0001479 | 0.0027699 | 2.7338 | 2.9219 | 3.0192 | 3.8013 | 4.2011 | 4.4187 | 4.0813e-05
8194 | 0.00021125 | 0.00014488 | 0.0059829 | 2.747 | 2.9219 | 3.0192 | 3.8287 | 4.2011 | 4.4187 | 7.3777e-05
8195 | 0.00020584 | 0.00014295 | 0.0063153 | 2.7426 | 2.9229 | 3.0192 | 3.8195 | 4.2034 | 4.4187 | 0.00010988
8196 | 0.00020599 | 0.00014346 | 0.0066477 | 2.7426 | 2.9209 | 3.0192 | 3.8195 | 4.1989 | 4.4187 | 4.3952e-05
8197 | 0.0002016 | 0.00014198 | 0.0061491 | 2.7479 | 2.9199 | 3.0192 | 3.8306 | 4.1967 | 4.4187 | 4.7091e-05
8198 | 0.00019497 | 0.00014026 | 0.0039886 | 2.7506 | 2.9199 | 3.0192 | 3.8361 | 4.1967 | 4.4187 | 0.00011145
8199 | 0.00018231 | 0.00013637 | 0.00090021 | 2.7408 | 2.9199 | 3.0192 | 3.8159 | 4.1967 | 4.4187 | 0.00031394
8200 | 0.00018797 | 0.00013768 | 0 | 2.7302 | 2.9199 | 3.0192 | 3.7941 | 4.1967 | 4.4187 | 0.00024174
8201 | 0.00018482 | 0.00013713 | 0 | 2.7119 | 2.9199 | 3.0192 | 3.7565 | 4.1967 | 4.4187 | 8.6334e-05
8202 | 0.00018549 | 0.00013717 | 0 | 2.711 | 2.9199 | 3.0192 | 3.7548 | 4.1967 | 4.4187 | 4.3952e-05
8203 | 0.00022916 | 0.00014959 | 0 | 2.705 | 2.9199 | 3.0192 | 3.7424 | 4.1967 | 4.4187 | 2.6685e-05
8204 | 0.00026291 | 0.00016007 | 0 | 2.7032 | 2.9199 | 3.0192 | 3.7389 | 4.1967 | 4.4187 | 0.00014284
8205 | 0.00027195 | 0.00016143 | 0 | 2.7041 | 2.9199 | 3.0192 | 3.7407 | 4.1967 | 4.4187 | 0.00012872
8206 | 0.00027609 | 0.00016254 | 0 | 2.711 | 2.9199 | 3.0192 | 3.7548 | 4.1967 | 4.4187 | 0.0002229
8207 | 0.00028225 | 0.00016424 | 0 | 2.7119 | 2.9189 | 3.0192 | 3.7565 | 4.1945 | 4.4187 | 0
8208 | 0.00029712 | 0.000167 | 0 | 2.7058 | 2.9189 | 3.0192 | 3.7442 | 4.1945 | 4.4187 | 1.2558e-05
8209 | 0.00029876 | 0.00016865 | 0 | 2.7067 | 2.9189 | 3.0192 | 3.746 | 4.1945 | 4.4187 | 3.6103e-05
8210 | 0.00030717 | 0.00017092 | 0 | 2.7084 | 2.9189 | 3.0192 | 3.7495 | 4.1945 | 4.4187 | 1.4127e-05
8211 | 0.00031063 | 0.00017181 | 0 | 2.7119 | 2.9189 | 3.0192 | 3.7565 | 4.1945 | 4.4187 | 0
8212 | 0.0003159 | 0.00017235 | 0 | 2.7119 | 2.9189 | 3.0192 | 3.7565 | 4.1945 | 4.4187 | 0
8213 | 0.00031835 | 0.00017349 | 0 | 2.7162 | 2.9179 | 3.0192 | 3.7654 | 4.1923 | 4.4187 | 2.3546e-05
8214 | 0.00034277 | 0.00018041 | 0 | 2.7058 | 2.9179 | 3.0192 | 3.7442 | 4.1923 | 4.4187 | 3.9243e-05
8215 | 0.00030207 | 0.00017157 | 0 | 2.7041 | 2.9179 | 3.0192 | 3.7407 | 4.1923 | 4.4187 | 0.00065614
8216 | 0.00026067 | 0.00015947 | 0.00055397 | 2.7067 | 2.9179 | 3.0192 | 3.746 | 4.1923 | 4.4187 | 5.8079e-05
8217 | 0.00024849 | 0.00015639 | 0.0024375 | 2.7197 | 2.9179 | 3.0192 | 3.7725 | 4.1923 | 4.4187 | 5.494e-05
8218 | 0.00023241 | 0.00015169 | 0.0034346 | 2.7215 | 2.9179 | 3.0192 | 3.7761 | 4.1923 | 4.4187 | 4.3952e-05
8219 | 0.00022356 | 0.00014897 | 0.0052074 | 2.7276 | 2.9179 | 3.0192 | 3.7887 | 4.1923 | 4.4187 | 5.8079e-05
8220 | 0.00021835 | 0.00014677 | 0.0058721 | 2.7355 | 2.9169 | 3.0192 | 3.805 | 4.1901 | 4.4187 | 0.00022761
8221 | 0.0002122 | 0.00014512 | 0.0052074 | 2.7364 | 2.9169 | 3.0192 | 3.8068 | 4.1901 | 4.4187 | 5.8079e-05
8222 | 0.00020558 | 0.00014364 | 0.0027145 | 2.7346 | 2.9169 | 3.0192 | 3.8031 | 4.1901 | 4.4187 | 0.0001193
8223 | 0.00020329 | 0.00014266 | 0.00072017 | 2.7276 | 2.9169 | 3.0192 | 3.7887 | 4.1901 | 4.4187 | 9.5753e-05
8224 | 0.00020358 | 0.00014295 | 0 | 2.7232 | 2.9169 | 3.0192 | 3.7797 | 4.1901 | 4.4187 | 3.7673e-05
8225 | 0.00019153 | 0.00013926 | 0 | 2.7136 | 2.9159 | 3.0192 | 3.7601 | 4.1879 | 4.4187 | 0.00010988
8226 | 0.00019728 | 0.00013877 | 0 | 2.7084 | 2.9159 | 3.0192 | 3.7495 | 4.1879 | 4.4187 | 0.00021191
8227 | 0.00024334 | 0.00015506 | 0 | 2.7127 | 2.9148 | 3.0192 | 3.7583 | 4.1857 | 4.4187 | 0.00024174
8228 | 0.00027209 | 0.0001619 | 0 | 2.7093 | 2.9148 | 3.0192 | 3.7512 | 4.1857 | 4.4187 | 0.0003265
8229 | 0.00028473 | 0.00016403 | 0 | 2.6989 | 2.9148 | 3.0192 | 3.7302 | 4.1857 | 4.4187 | 0.00021819
8230 | 0.00029217 | 0.00016629 | 0 | 2.6835 | 2.9148 | 3.0192 | 3.699 | 4.1857 | 4.4187 | 0
8231 | 0.0002966 | 0.00016762 | 0 | 2.6861 | 2.9138 | 3.0192 | 3.7042 | 4.1835 | 4.4187 | 1.4127e-05
8232 | 0.00030621 | 0.00017126 | 0 | 2.681 | 2.9148 | 3.0192 | 3.6939 | 4.1857 | 4.4187 | 3.7673e-05
8233 | 0.00031048 | 0.00017151 | 0 | 2.6768 | 2.9148 | 3.0192 | 3.6853 | 4.1857 | 4.4187 | 0
8234 | 0.0003144 | 0.00017294 | 0 | 2.6776 | 2.9148 | 3.0192 | 3.6871 | 4.1857 | 4.4187 | 1.0988e-05
8235 | 0.00031777 | 0.00017357 | 0 | 2.681 | 2.9138 | 3.0192 | 3.6939 | 4.1835 | 4.4187 | 0
8236 | 0.00032284 | 0.00017501 | 0 | 2.6827 | 2.9138 | 3.0192 | 3.6973 | 4.1835 | 4.4187 | 2.3546e-05
8237 | 0.00032361 | 0.00017519 | 0 | 2.6827 | 2.9148 | 3.0192 | 3.6973 | 4.1857 | 4.4187 | 1.0988e-05
8238 | 0.00034012 | 0.00018019 | 0 | 2.6938 | 2.9138 | 3.0192 | 3.7197 | 4.1835 | 4.4187 | 1.4127e-05
8239 | 0.00030924 | 0.00017432 | 0 | 2.7032 | 2.9138 | 3.0192 | 3.7389 | 4.1835 | 4.4187 | 0.00058236
8240 | 0.0002731 | 0.00016387 | 0.00049858 | 2.7119 | 2.9138 | 3.0192 | 3.7565 | 4.1835 | 4.4187 | 0.00010674
8241 | 0.00023376 | 0.00015212 | 0.0022159 | 2.7136 | 2.9138 | 3.0192 | 3.7601 | 4.1835 | 4.4187 | 6.9067e-05
8242 | 0.00022338 | 0.00014824 | 0.0045426 | 2.7215 | 2.9138 | 3.0192 | 3.7761 | 4.1835 | 4.4187 | 7.6916e-05
8243 | 0.00020385 | 0.00014315 | 0.0084758 | 2.7355 | 2.9138 | 3.0192 | 3.805 | 4.1835 | 4.4187 | 5.1801e-05
8244 | 0.00020428 | 0.00014321 | 0.0084758 | 2.7453 | 2.9138 | 3.0192 | 3.825 | 4.1835 | 4.4187 | 0.00022761
8245 | 0.00020362 | 0.00014293 | 0.0062599 | 2.7453 | 2.9128 | 3.0192 | 3.825 | 4.1813 | 4.4187 | 9.8892e-05
8246 | 0.00020502 | 0.00014358 | 0.0028807 | 2.7435 | 2.9128 | 3.0192 | 3.8214 | 4.1813 | 4.4187 | 5.494e-05
8247 | 0.00018818 | 0.00013844 | 0.00077556 | 2.7417 | 2.9128 | 3.0192 | 3.8177 | 4.1813 | 4.4187 | 0.0001554
8248 | 0.00018956 | 0.00013878 | 0 | 2.7399 | 2.9128 | 3.0192 | 3.8141 | 4.1813 | 4.4187 | 3.6103e-05
8249 | 0.00018253 | 0.00013656 | 0 | 2.7258 | 2.9128 | 3.0192 | 3.7851 | 4.1813 | 4.4187 | 7.5346e-05
8250 | 0.00018587 | 0.00013735 | 0 | 2.7136 | 2.9128 | 3.0192 | 3.7601 | 4.1813 | 4.4187 | 0.00028098
8251 | 0.00022057 | 0.00014858 | 0 | 2.7188 | 2.9128 | 3.0192 | 3.7708 | 4.1813 | 4.4187 | 0.00022604
8252 | 0.00025125 | 0.00015714 | 0 | 2.7267 | 2.9128 | 3.0192 | 3.7869 | 4.1813 | 4.4187 | 0.00032807
8253 | 0.000264 | 0.00016051 | 0 | 2.7276 | 2.9128 | 3.0192 | 3.7887 | 4.1813 | 4.4187 | 0.00031394
8254 | 0.00026814 | 0.00016193 | 0 | 2.7302 | 2.9128 | 3.0192 | 3.7941 | 4.1813 | 4.4187 | 0
8255 | 0.00026898 | 0.00016124 | 0 | 2.7285 | 2.9128 | 3.0192 | 3.7905 | 4.1813 | 4.4187 | 1.0988e-05
8256 | 0.0002779 | 0.00016404 | 0 | 2.7197 | 2.9118 | 3.0192 | 3.7725 | 4.1791 | 4.4187 | 0
8257 | 0.00028174 | 0.00016553 | 0 | 2.7188 | 2.9118 | 3.0192 | 3.7708 | 4.1791 | 4.4187 | 2.9825e-05
8258 | 0.00028677 | 0.00016654 | 0 | 2.7162 | 2.9118 | 3.0192 | 3.7654 | 4.1791 | 4.4187 | 0
8259 | 0.00029049 | 0.00016809 | 0 | 2.7215 | 2.9118 | 3.0192 | 3.7761 | 4.1791 | 4.4187 | 0
8260 | 0.00029438 | 0.00016866 | 0 | 2.7232 | 2.9118 | 3.0192 | 3.7797 | 4.1791 | 4.4187 | 1.4127e-05
8261 | 0.00029858 | 0.00016963 | 0 | 2.7329 | 2.9118 | 3.0192 | 3.7995 | 4.1791 | 4.4187 | 4.2382e-05
8262 | 0.00030965 | 0.00017323 | 0 | 2.7355 | 2.9118 | 3.0192 | 3.805 | 4.1791 | 4.4187 | 1.5697e-05
8263 | 0.00029611 | 0.00017069 | 0 | 2.7267 | 2.9118 | 3.0192 | 3.7869 | 4.1791 | 4.4187 | 0.00063887
8264 | 0.00024764 | 0.00015625 | 0.00033238 | 2.7241 | 2.9108 | 3.0192 | 3.7815 | 4.1769 | 4.4187 | 7.6916e-05
8265 | 0.00021415 | 0.00014633 | 0.0019389 | 2.7267 | 2.9108 | 3.0192 | 3.7869 | 4.1769 | 4.4187 | 6.4358e-05
8266 | 0.00020634 | 0.00014399 | 0.0040994 | 2.7302 | 2.9088 | 3.0192 | 3.7941 | 4.1725 | 4.4187 | 8.6334e-05
8267 | 0.00020288 | 0.00014303 | 0.0050966 | 2.7364 | 2.9088 | 3.0192 | 3.8068 | 4.1725 | 4.4187 | 0.00011302
8268 | 0.0002045 | 0.00014357 | 0.0052628 | 2.7462 | 2.9088 | 3.0192 | 3.8269 | 4.1725 | 4.4187 | 0.00025272
8269 | 0.00021525 | 0.00014681 | 0.0036562 | 2.7462 | 2.9088 | 3.0192 | 3.8269 | 4.1725 | 4.4187 | 8.6334e-05
8270 | 0.00020499 | 0.00014362 | 0.0017727 | 2.7462 | 2.9088 | 3.0192 | 3.8269 | 4.1725 | 4.4187 | 8.4765e-05
8271 | 0.00018962 | 0.00013819 | 0.00044318 | 2.7364 | 2.9088 | 3.0192 | 3.8068 | 4.1725 | 4.4187 | 7.2207e-05
8272 | 0.00017942 | 0.00013516 | 0 | 2.7329 | 2.9088 | 3.0192 | 3.7995 | 4.1725 | 4.4187 | 0.0001554
8273 | 0.00018552 | 0.00013671 | 0 | 2.7267 | 2.9088 | 3.0192 | 3.7869 | 4.1725 | 4.4187 | 6.9067e-05
8274 | 0.00019634 | 0.0001406 | 0 | 2.7223 | 2.9088 | 3.0192 | 3.7779 | 4.1725 | 4.4187 | 0.00027627
8275 | 0.00024151 | 0.00015507 | 0 | 2.711 | 2.9088 | 3.0192 | 3.7548 | 4.1725 | 4.4187 | 0.00038458
8276 | 0.00027062 | 0.0001632 | 0 | 2.711 | 2.9088 | 3.0192 | 3.7548 | 4.1725 | 4.4187 | 0.00021191
8277 | 0.00028927 | 0.00016698 | 0 | 2.7075 | 2.9088 | 3.0192 | 3.7477 | 4.1725 | 4.4187 | 0.00027156
8278 | 0.00029195 | 0.00016907 | 0 | 2.7015 | 2.9078 | 3.0192 | 3.7354 | 4.1703 | 4.4187 | 1.0988e-05
8279 | 0.00029682 | 0.00016964 | 0 | 2.6955 | 2.9078 | 3.0192 | 3.7232 | 4.1703 | 4.4187 | 0
8280 | 0.00030703 | 0.00017345 | 0 | 2.6886 | 2.9078 | 3.0192 | 3.7094 | 4.1703 | 4.4187 | 1.5697e-05
8281 | 0.00031101 | 0.00017182 | 0 | 2.6869 | 2.9078 | 3.0192 | 3.7059 | 4.1703 | 4.4187 | 1.2558e-05
8282 | 0.00031874 | 0.00017601 | 0 | 2.6827 | 2.9078 | 3.0192 | 3.6973 | 4.1703 | 4.4187 | 0
8283 | 0.00032334 | 0.0001773 | 0 | 2.6912 | 2.9078 | 3.0192 | 3.7145 | 4.1703 | 4.4187 | 0
8284 | 0.00033221 | 0.00017948 | 0 | 2.6955 | 2.9078 | 3.0192 | 3.7232 | 4.1703 | 4.4187 | 1.7267e-05
8285 | 0.00033107 | 0.00017949 | 0 | 2.6938 | 2.9078 | 3.0192 | 3.7197 | 4.1703 | 4.4187 | 2.6685e-05
8286 | 0.0003451 | 0.00018267 | 0 | 2.6912 | 2.9078 | 3.0192 | 3.7145 | 4.1703 | 4.4187 | 0
8287 | 0.00031456 | 0.00017595 | 0 | 2.6776 | 2.9123 | 3.0192 | 3.6871 | 4.1802 | 4.4187 | 0.00057609
8288 | 0.00025473 | 0.00015785 | 0.00072017 | 2.6599 | 2.9123 | 3.0192 | 3.6516 | 4.1802 | 4.4187 | 1.2558e-05
8289 | 0.00023426 | 0.00015147 | 0.0035454 | 2.6981 | 2.9123 | 3.0192 | 3.7284 | 4.1802 | 4.4187 | 6.4358e-05
8290 | 0.00022132 | 0.00014862 | 0.0067862 | 2.7136 | 2.9123 | 3.0192 | 3.7601 | 4.1802 | 4.4187 | 5.651e-05
8291 | 0.00021563 | 0.00014653 | 0.0093483 | 2.7285 | 2.9123 | 3.0192 | 3.7905 | 4.1802 | 4.4187 | 3.1394e-05
8292 | 0.0002129 | 0.00014521 | 0.010387 | 2.7355 | 2.9123 | 3.0192 | 3.805 | 4.1802 | 4.4187 | 0.00026057
8293 | 0.00021178 | 0.00014568 | 0.0072709 | 2.7391 | 2.9123 | 3.0192 | 3.8122 | 4.1802 | 4.4187 | 8.0056e-05
8294 | 0.00019483 | 0.00014069 | 0.00349 | 2.7329 | 2.9123 | 3.0192 | 3.7995 | 4.1802 | 4.4187 | 6.5928e-05
8295 | 0.00017948 | 0.00013603 | 0.00094176 | 2.7171 | 2.9078 | 3.0192 | 3.7672 | 4.1703 | 4.4187 | 4.7091e-05
8296 | 0.00018022 | 0.00013616 | 0 | 2.7154 | 2.9078 | 3.0192 | 3.7636 | 4.1703 | 4.4187 | 0.00012244
8297 | 0.00018275 | 0.00013702 | 0 | 2.7119 | 2.9078 | 3.0192 | 3.7565 | 4.1703 | 4.4187 | 9.4183e-05
8298 | 0.00020038 | 0.00014232 | 0 | 2.711 | 2.9078 | 3.0192 | 3.7548 | 4.1703 | 4.4187 | 0.00025272
8299 | 0.00023846 | 0.00015152 | 0 | 2.7006 | 2.9088 | 3.0192 | 3.7337 | 4.1725 | 4.4187 | 0.00026842
8300 | 0.00027591 | 0.00016525 | 0 | 2.6972 | 2.9088 | 3.0192 | 3.7267 | 4.1725 | 4.4187 | 0.00034063
8301 | 0.00028461 | 0.00016731 | 0 | 2.7024 | 2.9088 | 3.0192 | 3.7372 | 4.1725 | 4.4187 | 0.00026685
8302 | 0.00029407 | 0.00017014 | 0 | 2.6972 | 2.9078 | 3.0192 | 3.7267 | 4.1703 | 4.4187 | 1.2558e-05
8303 | 0.00030018 | 0.00017206 | 0 | 2.6963 | 2.9068 | 3.0192 | 3.725 | 4.1681 | 4.4187 | 1.2558e-05
8304 | 0.00030637 | 0.00017357 | 0 | 2.6886 | 2.9058 | 3.0192 | 3.7094 | 4.1659 | 4.4187 | 0
8305 | 0.00031125 | 0.00017471 | 0 | 2.6852 | 2.9058 | 3.0192 | 3.7025 | 4.1659 | 4.4187 | 1.0988e-05
8306 | 0.00031669 | 0.00017605 | 0 | 2.6708 | 2.9058 | 3.0192 | 3.6735 | 4.1659 | 4.4187 | 9.4183e-06
8307 | 0.0003222 | 0.00017814 | 0 | 2.6666 | 2.9068 | 3.0192 | 3.665 | 4.1681 | 4.4187 | 1.8837e-05
8308 | 0.00032939 | 0.00017906 | 0 | 2.6666 | 2.9068 | 3.0192 | 3.665 | 4.1681 | 4.4187 | 0
8309 | 0.0003327 | 0.00018167 | 0 | 2.6641 | 2.9068 | 3.0192 | 3.66 | 4.1681 | 4.4187 | 1.4127e-05
8310 | 0.0003451 | 0.00018533 | 0 | 2.6658 | 2.9058 | 3.0192 | 3.6633 | 4.1659 | 4.4187 | 0
8311 | 0.00031528 | 0.0001767 | 0 | 2.6658 | 2.9058 | 3.0192 | 3.6633 | 4.1659 | 4.4187 | 0.00072521
8312 | 0.00026659 | 0.00016219 | 0.00060937 | 2.665 | 2.9058 | 3.0192 | 3.6616 | 4.1659 | 4.4187 | 5.494e-05
8313 | 0.00024273 | 0.00015432 | 0.0029361 | 2.6734 | 2.9068 | 3.0192 | 3.6785 | 4.1681 | 4.4187 | 0
8314 | 0.00022846 | 0.00015066 | 0.0053735 | 2.7006 | 2.9068 | 3.0192 | 3.7337 | 4.1681 | 4.4187 | 4.3952e-05
8315 | 0.0002214 | 0.00014875 | 0.0055951 | 2.7084 | 2.9058 | 3.0192 | 3.7495 | 4.1659 | 4.4187 | 2.8255e-05
8316 | 0.00022521 | 0.00014958 | 0.0060937 | 2.7215 | 2.9058 | 3.0192 | 3.7761 | 4.1659 | 4.4187 | 0.0002072
8317 | 0.00023123 | 0.00015182 | 0.0049858 | 2.7267 | 2.9058 | 3.0192 | 3.7869 | 4.1659 | 4.4187 | 9.7322e-05
8318 | 0.00022256 | 0.0001484 | 0.0026591 | 2.7223 | 2.9058 | 3.0192 | 3.7779 | 4.1659 | 4.4187 | 0.00010046
8319 | 0.00021095 | 0.00014565 | 0.00060937 | 2.7154 | 2.9058 | 3.0192 | 3.7636 | 4.1659 | 4.4187 | 8.4765e-05
8320 | 0.0002052 | 0.00014384 | 0 | 2.7136 | 2.9048 | 3.0192 | 3.7601 | 4.1638 | 4.4187 | 0.00011459
8321 | 0.00020832 | 0.00014468 | 0 | 2.7154 | 2.9058 | 3.0192 | 3.7636 | 4.1659 | 4.4187 | 0.00012558
8322 | 0.00023354 | 0.00015163 | 0 | 2.7058 | 2.9058 | 3.0192 | 3.7442 | 4.1659 | 4.4187 | 0.00025429
8323 | 0.00027079 | 0.00016406 | 0 | 2.705 | 2.9058 | 3.0192 | 3.7424 | 4.1659 | 4.4187 | 0.00027156
8324 | 0.0002987 | 0.00017213 | 0 | 2.7006 | 2.9058 | 3.0192 | 3.7337 | 4.1659 | 4.4187 | 0.00027627
8325 | 0.00031622 | 0.00017502 | 0 | 2.6963 | 2.9058 | 3.0192 | 3.725 | 4.1659 | 4.4187 | 0.00033121
8326 | 0.00032475 | 0.0001755 | 0 | 2.6946 | 2.9058 | 3.0192 | 3.7215 | 4.1659 | 4.4187 | 3.2964e-05
8327 | 0.0003301 | 0.00018031 | 0 | 2.6886 | 2.9058 | 3.0192 | 3.7094 | 4.1659 | 4.4187 | 1.7267e-05
8328 | 0.00034082 | 0.00018303 | 0 | 2.6912 | 2.9048 | 3.0192 | 3.7145 | 4.1638 | 4.4187 | 0
8329 | 0.0003451 | 0.00018462 | 0 | 2.6869 | 2.9048 | 3.0192 | 3.7059 | 4.1638 | 4.4187 | 0
8330 | 0.0003451 | 0.0001842 | 0 | 2.6895 | 2.9058 | 3.0192 | 3.7111 | 4.1659 | 4.4187 | 0
8331 | 0.0003451 | 0.00018473 | 0 | 2.6972 | 2.9058 | 3.0192 | 3.7267 | 4.1659 | 4.4187 | 2.9825e-05
8332 | 0.0003451 | 0.0001826 | 0 | 2.7024 | 2.9058 | 3.0192 | 3.7372 | 4.1659 | 4.4187 | 1.4127e-05
8333 | 0.0003451 | 0.00018361 | 0 | 2.7067 | 2.9048 | 3.0192 | 3.746 | 4.1638 | 4.4187 | 3.9243e-05
8334 | 0.0003451 | 0.00018178 | 0 | 2.7154 | 2.9048 | 3.0192 | 3.7636 | 4.1638 | 4.4187 | 4.8661e-05
8335 | 0.00034484 | 0.00018543 | 0 | 2.7197 | 2.9048 | 3.0192 | 3.7725 | 4.1638 | 4.4187 | 0.00052115
8336 | 0.00031105 | 0.00017534 | 0.00038778 | 2.7223 | 2.9058 | 3.0192 | 3.7779 | 4.1659 | 4.4187 | 0.00075503
8337 | 0.00028292 | 0.00016736 | 0.0024375 | 2.7338 | 2.9058 | 3.0192 | 3.8013 | 4.1659 | 4.4187 | 0.00014598
8338 | 0.00028126 | 0.00016656 | 0.0049304 | 2.7444 | 2.9058 | 3.0192 | 3.8232 | 4.1659 | 4.4187 | 0.00010988
8339 | 0.00027437 | 0.00016497 | 0.0057613 | 2.7533 | 2.9058 | 3.0192 | 3.8416 | 4.1659 | 4.4187 | 4.3952e-05
8340 | 0.00025472 | 0.0001591 | 0.0050966 | 2.7587 | 2.9058 | 3.0192 | 3.8528 | 4.1659 | 4.4187 | 5.494e-05
8341 | 0.00025779 | 0.00015992 | 0.0038778 | 2.7587 | 2.9048 | 3.0192 | 3.8528 | 4.1638 | 4.4187 | 6.5928e-05
8342 | 0.00024731 | 0.00015679 | 0.0022713 | 2.7524 | 2.9048 | 3.0192 | 3.8398 | 4.1638 | 4.4187 | 8.0056e-05
8343 | 0.00023989 | 0.00015434 | 0.00049858 | 2.7479 | 2.9048 | 3.0192 | 3.8306 | 4.1638 | 4.4187 | 0.00028255
8344 | 0.00021318 | 0.00014629 | 0 | 2.7338 | 2.9048 | 3.0192 | 3.8013 | 4.1638 | 4.4187 | 0.00034377
8345 | 0.00022458 | 0.00014989 | 0 | 2.7223 | 2.9048 | 3.0192 | 3.7779 | 4.1638 | 4.4187 | 8.0056e-05
8346 | 0.00023561 | 0.00015229 | 0 | 2.7197 | 2.9048 | 3.0192 | 3.7725 | 4.1638 | 4.4187 | 4.7091e-05
8347 | 0.00029314 | 0.00017094 | 0 | 2.7093 | 2.9058 | 3.0192 | 3.7512 | 4.1659 | 4.4187 | 3.1394e-05
8348 | 0.00032893 | 0.00018038 | 0 | 2.7032 | 2.9058 | 3.0192 | 3.7389 | 4.1659 | 4.4187 | 0.0001036
8349 | 0.0003348 | 0.00018189 | 0 | 2.6886 | 2.9058 | 3.0192 | 3.7094 | 4.1659 | 4.4187 | 0.00022604
8350 | 0.00034001 | 0.00018292 | 0 | 2.6869 | 2.9058 | 3.0192 | 3.7059 | 4.1659 | 4.4187 | 0.00024645
8351 | 0.00034208 | 0.00018449 | 0 | 2.6963 | 2.9048 | 3.0192 | 3.725 | 4.1638 | 4.4187 | 1.8837e-05
8352 | 0.0003451 | 0.00018469 | 0 | 2.6972 | 2.9048 | 3.0192 | 3.7267 | 4.1638 | 4.4187 | 9.1044e-05
8353 | 0.0003451 | 0.00018259 | 0 | 2.7024 | 2.9048 | 3.0192 | 3.7372 | 4.1638 | 4.4187 | 1.4127e-05
8354 | 0.0003451 | 0.00018464 | 0 | 2.6938 | 2.9038 | 3.0192 | 3.7197 | 4.1616 | 4.4187 | 3.7673e-05
8355 | 0.0003451 | 0.0001845 | 0 | 2.6869 | 2.9048 | 3.0192 | 3.7059 | 4.1638 | 4.4187 | 9.5753e-05
8356 | 0.0003451 | 0.00018478 | 0 | 2.6921 | 2.9048 | 3.0192 | 3.7163 | 4.1638 | 4.4187 | 3.9243e-05
8357 | 0.0003451 | 0.00018503 | 0 | 2.6869 | 2.9048 | 3.0192 | 3.7059 | 4.1638 | 4.4187 | 2.6685e-05
8358 | 0.0003451 | 0.00018471 | 0 | 2.6818 | 2.9048 | 3.0192 | 3.6956 | 4.1638 | 4.4187 | 6.4358e-05
8359 | 0.00032852 | 0.00018096 | 0 | 2.6818 | 2.9048 | 3.0192 | 3.6956 | 4.1638 | 4.4187 | 0.00059178
8360 | 0.00030779 | 0.00017457 | 0.00072017 | 2.6852 | 2.9048 | 3.0192 | 3.7025 | 4.1638 | 4.4187 | 0.00058393
8361 | 0.00026387 | 0.00016176 | 0.0033792 | 2.6938 | 2.9058 | 3.0192 | 3.7197 | 4.1659 | 4.4187 | 0.000135
8362 | 0.00024501 | 0.00015496 | 0.0060937 | 2.7154 | 2.9048 | 3.0192 | 3.7636 | 4.1638 | 4.4187 | 5.9649e-05
8363 | 0.00022054 | 0.00014697 | 0.0073125 | 2.7311 | 2.9048 | 3.0192 | 3.7959 | 4.1638 | 4.4187 | 0.00014284
8364 | 0.00021076 | 0.0001454 | 0.0071463 | 2.7488 | 2.9048 | 3.0192 | 3.8324 | 4.1638 | 4.4187 | 9.1044e-05
8365 | 0.00022303 | 0.00014948 | 0.0058167 | 2.7695 | 2.9048 | 3.0192 | 3.8752 | 4.1638 | 4.4187 | 0.00013186
8366 | 0.00020754 | 0.00014465 | 0.0038224 | 2.7768 | 2.9038 | 3.0192 | 3.8904 | 4.1616 | 4.4187 | 9.7322e-05
8367 | 0.00018667 | 0.00013858 | 0.00077556 | 2.7722 | 2.9038 | 3.0192 | 3.8809 | 4.1616 | 4.4187 | 0.00043481
8368 | 0.00017801 | 0.00013535 | 0 | 2.7641 | 2.9048 | 3.0192 | 3.864 | 4.1638 | 4.4187 | 0.0003265
8369 | 0.00018338 | 0.00013741 | 0 | 2.7569 | 2.9048 | 3.0192 | 3.8491 | 4.1638 | 4.4187 | 4.8661e-05
8370 | 0.00019721 | 0.00013998 | 0 | 2.7605 | 2.9048 | 3.0192 | 3.8565 | 4.1638 | 4.4187 | 8.7904e-05
8371 | 0.00024454 | 0.00015646 | 0 | 2.7515 | 2.9048 | 3.0192 | 3.8379 | 4.1638 | 4.4187 | 3.1394e-05
8372 | 0.00028653 | 0.00016842 | 0 | 2.7311 | 2.9038 | 3.0192 | 3.7959 | 4.1616 | 4.4187 | 0.00020877
8373 | 0.00029358 | 0.00016983 | 0 | 2.711 | 2.9038 | 3.0192 | 3.7548 | 4.1616 | 4.4187 | 0.00018052
8374 | 0.00030169 | 0.00016921 | 0 | 2.7119 | 2.9038 | 3.0192 | 3.7565 | 4.1616 | 4.4187 | 0.00022761
8375 | 0.00030925 | 0.00017354 | 0 | 2.7158 | 2.9038 | 3.0192 | 3.7645 | 4.1616 | 4.4187 | 2.8255e-05
8376 | 0.00031903 | 0.00017664 | 0 | 2.7154 | 2.9048 | 3.0192 | 3.7636 | 4.1638 | 4.4187 | 2.5115e-05
8377 | 0.00032348 | 0.0001778 | 0 | 2.7329 | 2.9048 | 3.0192 | 3.7995 | 4.1638 | 4.4187 | 2.9825e-05
8378 | 0.00032942 | 0.00017916 | 0 | 2.7294 | 2.9038 | 3.0192 | 3.7923 | 4.1616 | 4.4187 | 0
8379 | 0.00033355 | 0.00018079 | 0 | 2.7232 | 2.9038 | 3.0192 | 3.7797 | 4.1616 | 4.4187 | 2.6685e-05
8380 | 0.00033921 | 0.00018201 | 0 | 2.7444 | 2.9038 | 3.0192 | 3.8232 | 4.1616 | 4.4187 | 9.4183e-06
8381 | 0.0003451 | 0.0001842 | 0 | 2.747 | 2.9038 | 3.0192 | 3.8287 | 4.1616 | 4.4187 | 1.4127e-05
8382 | 0.0003451 | 0.00018403 | 0 | 2.7524 | 2.9028 | 3.0192 | 3.8398 | 4.1594 | 4.4187 | 1.2558e-05
8383 | 0.00031689 | 0.00017744 | 0 | 2.7587 | 2.9028 | 3.0192 | 3.8528 | 4.1594 | 4.4187 | 0.00064672
8384 | 0.00026915 | 0.00016346 | 0.0011079 | 2.7704 | 2.9038 | 3.0192 | 3.8771 | 4.1616 | 4.4187 | 0.000135
8385 | 0.00025184 | 0.00015771 | 0.0035454 | 2.8025 | 2.9048 | 3.0192 | 3.9443 | 4.1638 | 4.4187 | 6.9067e-05
8386 | 0.00024078 | 0.00015458 | 0.0060383 | 2.8362 | 2.9048 | 3.0192 | 4.0158 | 4.1638 | 4.4187 | 0.00013657
8387 | 0.00023341 | 0.00015099 | 0.0062599 | 2.8582 | 2.9048 | 3.0192 | 4.0629 | 4.1638 | 4.4187 | 6.1219e-05
8388 | 0.00022595 | 0.00015062 | 0.0063153 | 2.8865 | 2.9048 | 3.0192 | 4.1238 | 4.1638 | 4.4187 | 0.00010988
8389 | 0.00022239 | 0.00014941 | 0.0042102 | 2.9013 | 2.9038 | 3.0192 | 4.1561 | 4.1616 | 4.4187 | 8.0056e-05
8390 | 0.00021595 | 0.00014765 | 0.0019943 | 2.9153 | 2.9038 | 3.0192 | 4.1866 | 4.1616 | 4.4187 | 6.2789e-05
8391 | 0.00020082 | 0.000143 | 0.00060937 | 2.9143 | 2.9028 | 3.0192 | 4.1844 | 4.1594 | 4.4187 | 6.9067e-05
8392 | 0.00019879 | 0.00014234 | 0 | 2.9153 | 2.9028 | 3.0192 | 4.1866 | 4.1594 | 4.4187 | 5.8079e-05
8393 | 0.000196 | 0.00014139 | 0 | 2.9123 | 2.9038 | 3.0192 | 4.18 | 4.1616 | 4.4187 | 8.6334e-05
8394 | 0.00020449 | 0.000144 | 0 | 2.9103 | 2.9038 | 3.0192 | 4.1757 | 4.1616 | 4.4187 | 0.00026528
8395 | 0.00026618 | 0.00016136 | 0 | 2.9133 | 2.9038 | 3.0192 | 4.1822 | 4.1616 | 4.4187 | 0.00022918
8396 | 0.00029395 | 0.00017027 | 0 | 2.9133 | 2.9038 | 3.0192 | 4.1822 | 4.1616 | 4.4187 | 0.00032807
8397 | 0.0003054 | 0.00017295 | 0 | 2.9063 | 2.9038 | 3.0192 | 4.1669 | 4.1616 | 4.4187 | 0.00022761
8398 | 0.0003155 | 0.00017502 | 0 | 2.8973 | 2.9038 | 3.0192 | 4.1474 | 4.1616 | 4.4187 | 1.0988e-05
8399 | 0.00032302 | 0.00017753 | 0 | 2.8894 | 2.9038 | 3.0192 | 4.1302 | 4.1616 | 4.4187 | 2.8255e-05
8400 | 0.00033583 | 0.00018062 | 0 | 2.8777 | 2.9038 | 3.0192 | 4.1047 | 4.1616 | 4.4187 | 2.5115e-05
8401 | 0.00034039 | 0.00018306 | 0 | 2.8826 | 2.9038 | 3.0192 | 4.1153 | 4.1616 | 4.4187 | 2.8255e-05
8402 | 0.00034335 | 0.000183 | 0 | 2.8806 | 2.9048 | 3.0192 | 4.1111 | 4.1638 | 4.4187 | 0
8403 | 0.0003451 | 0.00018433 | 0 | 2.8718 | 2.9048 | 3.0192 | 4.0921 | 4.1638 | 4.4187 | 1.0988e-05
8404 | 0.0003451 | 0.00018211 | 0 | 2.8679 | 2.9048 | 3.0192 | 4.0837 | 4.1638 | 4.4187 | 0
8405 | 0.0003451 | 0.00018347 | 0 | 2.8582 | 2.9048 | 3.0192 | 4.0629 | 4.1638 | 4.4187 | 3.7673e-05
8406 | 0.0003451 | 0.00018352 | 0 | 2.8582 | 2.9048 | 3.0192 | 4.0629 | 4.1638 | 4.4187 | 1.4127e-05
8407 | 0.00033129 | 0.0001819 | 0 | 2.8573 | 2.9048 | 3.0192 | 4.0608 | 4.1638 | 4.4187 | 0.0006169
8408 | 0.00027846 | 0.00016634 | 0.00072017 | 2.8718 | 2.9048 | 3.0192 | 4.0921 | 4.1638 | 4.4187 | 8.3195e-05
8409 | 0.00026435 | 0.00016225 | 0.0033238 | 2.866 | 2.9048 | 3.0192 | 4.0795 | 4.1638 | 4.4187 | 9.7322e-05
8410 | 0.00025423 | 0.00015921 | 0.0052628 | 2.8689 | 2.9058 | 3.0192 | 4.0858 | 4.1659 | 4.4187 | 8.3195e-05
8411 | 0.00025073 | 0.00015806 | 0.0059829 | 2.8767 | 2.9058 | 3.0192 | 4.1026 | 4.1659 | 4.4187 | 9.8892e-05
8412 | 0.00025258 | 0.00015838 | 0.0056505 | 2.8855 | 2.9058 | 3.0192 | 4.1217 | 4.1659 | 4.4187 | 0.00023232
8413 | 0.00024721 | 0.00015713 | 0.0049858 | 2.8875 | 2.9058 | 3.0192 | 4.126 | 4.1659 | 4.4187 | 7.2207e-05
8414 | 0.00023926 | 0.00015376 | 0.00349 | 2.8894 | 2.9058 | 3.0192 | 4.1302 | 4.1659 | 4.4187 | 6.7498e-05
8415 | 0.0002328 | 0.00015269 | 0.00088636 | 2.865 | 2.9068 | 3.0192 | 4.0774 | 4.1681 | 4.4187 | 2.3546e-05
8416 | 0.00022018 | 0.00014825 | 0 | 2.865 | 2.9068 | 3.0192 | 4.0774 | 4.1681 | 4.4187 | 4.5522e-05
8417 | 0.00022098 | 0.00014874 | 0 | 2.865 | 2.9068 | 3.0192 | 4.0774 | 4.1681 | 4.4187 | 8.7904e-05
8418 | 0.00023696 | 0.00015355 | 0 | 2.8515 | 2.9078 | 3.0192 | 4.0484 | 4.1703 | 4.4187 | 0.00024802
8419 | 0.00029265 | 0.00017085 | 0 | 2.8554 | 2.9068 | 3.0192 | 4.0567 | 4.1681 | 4.4187 | 0.00023703
8420 | 0.00031601 | 0.00017687 | 0 | 2.8602 | 2.9088 | 3.0192 | 4.067 | 4.1725 | 4.4187 | 0.00021819
8421 | 0.00033162 | 0.00018106 | 0 | 2.864 | 2.9088 | 3.0192 | 4.0753 | 4.1725 | 4.4187 | 0.000259
8422 | 0.00033759 | 0.00018209 | 0 | 2.8699 | 2.9088 | 3.0192 | 4.0879 | 4.1725 | 4.4187 | 0
8423 | 0.00034186 | 0.00018337 | 0 | 2.8573 | 2.9098 | 3.0192 | 4.0608 | 4.1747 | 4.4187 | 2.5115e-05
8424 | 0.0003451 | 0.00018401 | 0 | 2.842 | 2.9098 | 3.0192 | 4.028 | 4.1747 | 4.4187 | 2.6685e-05
8425 | 0.0003451 | 0.00018447 | 0 | 2.8325 | 2.9098 | 3.0192 | 4.0077 | 4.1747 | 4.4187 | 0
8426 | 0.0003451 | 0.00018477 | 0 | 2.8353 | 2.9098 | 3.0192 | 4.0138 | 4.1747 | 4.4187 | 0
8427 | 0.0003451 | 0.00018451 | 0 | 2.8343 | 2.9098 | 3.0192 | 4.0118 | 4.1747 | 4.4187 | 3.6103e-05
8428 | 0.0003451 | 0.00018433 | 0 | 2.8211 | 2.9108 | 3.0192 | 3.9837 | 4.1769 | 4.4187 | 1.2558e-05
8429 | 0.0003451 | 0.00018361 | 0 | 2.8211 | 2.9118 | 3.0192 | 3.9837 | 4.1791 | 4.4187 | 1.5697e-05
8430 | 0.0003451 | 0.0001828 | 0 | 2.8127 | 2.9118 | 3.0192 | 3.9659 | 4.1791 | 4.4187 | 0
8431 | 0.0003451 | 0.00018625 | 0 | 2.8146 | 2.9118 | 3.0192 | 3.9698 | 4.1791 | 4.4187 | 0.00053841
8432 | 0.00031264 | 0.00017671 | 0.00055397 | 2.8268 | 2.9118 | 3.0192 | 3.9957 | 4.1791 | 4.4187 | 4.0813e-05
8433 | 0.00029295 | 0.00017081 | 0.0035454 | 2.841 | 2.9118 | 3.0192 | 4.0259 | 4.1791 | 4.4187 | 9.8892e-05
8434 | 0.00027843 | 0.00016657 | 0.0061491 | 2.8631 | 2.9118 | 3.0192 | 4.0733 | 4.1791 | 4.4187 | 1.4127e-05
8435 | 0.00027009 | 0.00016376 | 0.0080326 | 2.8816 | 2.9118 | 3.0192 | 4.1132 | 4.1791 | 4.4187 | 7.0637e-05
8436 | 0.00026268 | 0.0001583 | 0.0093068 | 2.9033 | 2.9128 | 3.0192 | 4.1604 | 4.1813 | 4.4187 | 0.00019778
8437 | 0.00025762 | 0.00016026 | 0.0079772 | 2.9163 | 2.9138 | 3.0192 | 4.1888 | 4.1835 | 4.4187 | 6.2789e-05
8438 | 0.00024054 | 0.00015529 | 0.0043764 | 2.9093 | 2.9148 | 3.0192 | 4.1735 | 4.1857 | 4.4187 | 8.0056e-05
8439 | 0.00023016 | 0.00015211 | 0.0010526 | 2.8894 | 2.9148 | 3.0192 | 4.1302 | 4.1857 | 4.4187 | 1.5697e-05
8440 | 0.00022223 | 0.00014965 | 0 | 2.8689 | 2.9148 | 3.0192 | 4.0858 | 4.1857 | 4.4187 | 8.3195e-05
8441 | 0.00023177 | 0.00015238 | 0 | 2.864 | 2.9148 | 3.0192 | 4.0753 | 4.1857 | 4.4187 | 2.9825e-05
8442 | 0.00022124 | 0.00014944 | 0 | 2.8467 | 2.9148 | 3.0192 | 4.0382 | 4.1857 | 4.4187 | 0.0003108
8443 | 0.00026371 | 0.00016233 | 0 | 2.8183 | 2.9138 | 3.0192 | 3.9777 | 4.1835 | 4.4187 | 0.00026057
8444 | 0.00029294 | 0.00017007 | 0 | 2.8174 | 2.9138 | 3.0192 | 3.9757 | 4.1835 | 4.4187 | 0.0003422
8445 | 0.00030908 | 0.00017327 | 0 | 2.823 | 2.9148 | 3.0192 | 3.9877 | 4.1857 | 4.4187 | 0.00029354
8446 | 0.00031105 | 0.00017405 | 0 | 2.8258 | 2.9159 | 3.0192 | 3.9937 | 4.1879 | 4.4187 | 1.2558e-05
8447 | 0.00030642 | 0.0001736 | 0 | 2.8193 | 2.9159 | 3.0192 | 3.9797 | 4.1879 | 4.4187 | 0
8448 | 0.00031469 | 0.00017513 | 0 | 2.823 | 2.9169 | 3.0192 | 3.9877 | 4.1901 | 4.4187 | 0
8449 | 0.00031673 | 0.00017501 | 0 | 2.7822 | 2.9169 | 3.0192 | 3.9018 | 4.1901 | 4.4187 | 1.0988e-05
8450 | 0.00031949 | 0.00017435 | 0 | 2.7932 | 2.9169 | 3.0192 | 3.9249 | 4.1901 | 4.4187 | 0
8451 | 0.00032219 | 0.00017754 | 0 | 2.7868 | 2.9169 | 3.0192 | 3.9114 | 4.1901 | 4.4187 | 1.2558e-05
8452 | 0.00032506 | 0.00017633 | 0 | 2.7822 | 2.9179 | 3.0192 | 3.9018 | 4.1923 | 4.4187 | 1.5697e-05
8453 | 0.00032646 | 0.00017735 | 0 | 2.7896 | 2.9189 | 3.0192 | 3.9171 | 4.1945 | 4.4187 | 0
8454 | 0.00034397 | 0.00018348 | 0 | 2.7841 | 2.9189 | 3.0192 | 3.9056 | 4.1945 | 4.4187 | 1.7267e-05
8455 | 0.00029564 | 0.00017148 | 0 | 2.7813 | 2.9189 | 3.0192 | 3.8999 | 4.1945 | 4.4187 | 0.00062475
8456 | 0.00025162 | 0.00015856 | 0.00088636 | 2.7831 | 2.9189 | 3.0192 | 3.9037 | 4.1945 | 4.4187 | 9.2613e-05
8457 | 0.00022729 | 0.00015138 | 0.0042656 | 2.796 | 2.9189 | 3.0192 | 3.9307 | 4.1945 | 4.4187 | 7.3777e-05
8458 | 0.00020453 | 0.00014379 | 0.007534 | 2.8353 | 2.9189 | 3.0192 | 4.0138 | 4.1945 | 4.4187 | 8.3195e-05
8459 | 0.00019111 | 0.00014025 | 0.010027 | 2.867 | 2.9189 | 3.0192 | 4.0816 | 4.1945 | 4.4187 | 0.00015069
8460 | 0.00017607 | 0.000136 | 0.0089744 | 2.8885 | 2.9189 | 3.0192 | 4.1281 | 4.1945 | 4.4187 | 0.00016953
8461 | 0.00017268 | 0.00013462 | 0.0075894 | 2.9073 | 2.9189 | 3.0192 | 4.1691 | 4.1945 | 4.4187 | 9.4183e-05
8462 | 0.00015892 | 0.00013093 | 0.0047642 | 2.8944 | 2.9189 | 3.0192 | 4.141 | 4.1945 | 4.4187 | 0.0001036
8463 | 0.00015799 | 0.00013058 | 0.00099715 | 2.8777 | 2.9189 | 3.0192 | 4.1047 | 4.1945 | 4.4187 | 5.651e-05
8464 | 0.00014966 | 0.00012802 | 0 | 2.8611 | 2.9189 | 3.0192 | 4.0691 | 4.1945 | 4.4187 | 9.5753e-05
8465 | 0.00016262 | 0.00013176 | 0 | 2.8515 | 2.9189 | 3.0192 | 4.0484 | 4.1945 | 4.4187 | 1.5697e-05
8466 | 0.00015193 | 0.00012818 | 0 | 2.8631 | 2.9189 | 3.0192 | 4.0733 | 4.1945 | 4.4187 | 0.00025743
8467 | 0.00019728 | 0.00014273 | 0 | 2.865 | 2.9199 | 3.0192 | 4.0774 | 4.1967 | 4.4187 | 0.00021819
8468 | 0.00021872 | 0.00014722 | 0 | 2.8534 | 2.9199 | 3.0192 | 4.0525 | 4.1967 | 4.4187 | 0.00048033
8469 | 0.00023459 | 0.00015053 | 0 | 2.8515 | 2.9199 | 3.0192 | 4.0484 | 4.1967 | 4.4187 | 0.00027156
8470 | 0.00023481 | 0.00015177 | 0 | 2.8515 | 2.9199 | 3.0192 | 4.0484 | 4.1967 | 4.4187 | 3.4534e-05
8471 | 0.00023568 | 0.00015202 | 0 | 2.8429 | 2.9199 | 3.0192 | 4.03 | 4.1967 | 4.4187 | 0
8472 | 0.00024262 | 0.00015281 | 0 | 2.8362 | 2.9209 | 3.0192 | 4.0158 | 4.1989 | 4.4187 | 1.4127e-05
8473 | 0.00024513 | 0.0001543 | 0 | 2.8391 | 2.9209 | 3.0192 | 4.0219 | 4.1989 | 4.4187 | 3.4534e-05
8474 | 0.00024584 | 0.00015375 | 0 | 2.8353 | 2.9209 | 3.0192 | 4.0138 | 4.1989 | 4.4187 | 0
8475 | 0.00024481 | 0.00015248 | 0 | 2.8353 | 2.9209 | 3.0192 | 4.0138 | 4.1989 | 4.4187 | 1.7267e-05
8476 | 0.00024445 | 0.00015371 | 0 | 2.8268 | 2.9209 | 3.0192 | 3.9957 | 4.1989 | 4.4187 | 0
8477 | 0.00024582 | 0.00015453 | 0 | 2.8391 | 2.9219 | 3.0192 | 4.0219 | 4.2011 | 4.4187 | 1.4127e-05
8478 | 0.00025976 | 0.00015746 | 0 | 2.8448 | 2.9219 | 3.0192 | 4.0341 | 4.2011 | 4.4187 | 1.5697e-05
8479 | 0.00021617 | 0.0001477 | 0 | 2.865 | 2.9209 | 3.0192 | 4.0774 | 4.1989 | 4.4187 | 0.00048504
8480 | 0.00018536 | 0.00013874 | 0.00066477 | 2.866 | 2.9209 | 3.0192 | 4.0795 | 4.1989 | 4.4187 | 7.2207e-05
8481 | 0.00015748 | 0.00013013 | 0.0031023 | 2.8826 | 2.9209 | 3.0192 | 4.1153 | 4.1989 | 4.4187 | 8.1625e-05
8482 | 0.0001518 | 0.00012828 | 0.0055951 | 2.8993 | 2.9219 | 3.0192 | 4.1517 | 4.2011 | 4.4187 | 0.00012244
8483 | 0.0001507 | 0.00012816 | 0.0078664 | 2.9143 | 2.9229 | 3.0192 | 4.1844 | 4.2034 | 4.4187 | 7.6916e-05
8484 | 0.00014526 | 0.00012677 | 0.0074233 | 2.9093 | 2.9219 | 3.0192 | 4.1735 | 4.2011 | 4.4187 | 0.00019778
8485 | 0.00014947 | 0.00012634 | 0.0054289 | 2.9063 | 2.9219 | 3.0192 | 4.1669 | 4.2011 | 4.4187 | 0.00014284
8486 | 0.00014827 | 0.00012767 | 0.0028807 | 2.9163 | 2.9219 | 3.0192 | 4.1888 | 4.2011 | 4.4187 | 8.9474e-05
8487 | 0.00014005 | 0.00012524 | 0.00060937 | 2.9163 | 2.9219 | 3.0192 | 4.1888 | 4.2011 | 4.4187 | 0.00015854
8488 | 0.00015212 | 0.00012879 | 0 | 2.9123 | 2.9219 | 3.0192 | 4.18 | 4.2011 | 4.4187 | 0.00011302
8489 | 0.0001367 | 0.00012372 | 0 | 2.9023 | 2.9219 | 3.0192 | 4.1582 | 4.2011 | 4.4187 | 7.2207e-05
8490 | 0.00014139 | 0.00012571 | 0 | 2.8875 | 2.9219 | 3.0192 | 4.126 | 4.2011 | 4.4187 | 0.00034848
8491 | 0.00017584 | 0.00013561 | 0 | 2.8894 | 2.9209 | 3.0192 | 4.1302 | 4.1989 | 4.4187 | 0.00018052
8492 | 0.0002106 | 0.00014641 | 0 | 2.8777 | 2.9219 | 3.0192 | 4.1047 | 4.2011 | 4.4187 | 0.00033121
8493 | 0.00021875 | 0.00014721 | 0 | 2.8747 | 2.9219 | 3.0192 | 4.0984 | 4.2011 | 4.4187 | 0.00037516
8494 | 0.0002228 | 0.00014872 | 0 | 2.8467 | 2.9219 | 3.0192 | 4.0382 | 4.2011 | 4.4187 | 1.5697e-05
8495 | 0.00022404 | 0.00014776 | 0 | 2.8325 | 2.9219 | 3.0192 | 4.0077 | 4.2011 | 4.4187 | 4.3952e-05
8496 | 0.00023249 | 0.00015188 | 0 | 2.8155 | 2.9209 | 3.0192 | 3.9718 | 4.1989 | 4.4187 | 2.8255e-05
8497 | 0.00023637 | 0.00015299 | 0 | 2.8193 | 2.9209 | 3.0192 | 3.9797 | 4.1989 | 4.4187 | 1.4127e-05
8498 | 0.00023908 | 0.0001514 | 0 | 2.7942 | 2.9209 | 3.0192 | 3.9268 | 4.1989 | 4.4187 | 1.7267e-05
8499 | 0.00024026 | 0.00015381 | 0 | 2.8071 | 2.9209 | 3.0192 | 3.9541 | 4.1989 | 4.4187 | 2.3546e-05
8500 | 0.0002423 | 0.00015477 | 0 | 2.8287 | 2.9229 | 3.0192 | 3.9997 | 4.2034 | 4.4187 | 5.494e-05
8501 | 0.00025966 | 0.00016043 | 0 | 2.8334 | 2.9229 | 3.0192 | 4.0097 | 4.2034 | 4.4187 | 0
8502 | 0.00026203 | 0.00015961 | 0 | 2.8258 | 2.9229 | 3.0192 | 3.9937 | 4.2034 | 4.4187 | 2.5115e-05
8503 | 0.00022987 | 0.00015124 | 0 | 2.8315 | 2.9229 | 3.0192 | 4.0057 | 4.2034 | 4.4187 | 0.00056824
8504 | 0.00018659 | 0.00013894 | 0.00088636 | 2.809 | 2.9229 | 3.0192 | 3.958 | 4.2034 | 4.4187 | 0.00052899
8505 | 0.00015152 | 0.00012875 | 0.0052074 | 2.8343 | 2.9219 | 3.0192 | 4.0118 | 4.2011 | 4.4187 | 7.3777e-05
8506 | 0.00013911 | 0.00012504 | 0.0088082 | 2.864 | 2.9219 | 3.0192 | 4.0753 | 4.2011 | 4.4187 | 2.1976e-05
8507 | 0.00013255 | 0.00012319 | 0.011966 | 2.8796 | 2.9219 | 3.0192 | 4.1089 | 4.2011 | 4.4187 | 0.00011616
8508 | 0.0001411 | 0.0001256 | 0.0098607 | 2.8944 | 2.9219 | 3.0192 | 4.141 | 4.2011 | 4.4187 | 0.00011616
8509 | 0.00015005 | 0.00012847 | 0.0085312 | 2.9023 | 2.9219 | 3.0192 | 4.1582 | 4.2011 | 4.4187 | 8.6334e-05
8510 | 0.00015695 | 0.00013023 | 0.0041548 | 2.8954 | 2.9219 | 3.0192 | 4.1431 | 4.2011 | 4.4187 | 4.3952e-05
8511 | 0.00013028 | 0.00012223 | 0.00099715 | 2.8679 | 2.9209 | 3.0192 | 4.0837 | 4.1989 | 4.4187 | 0.00030923
8512 | 0.00012145 | 0.00011915 | 0 | 2.8544 | 2.9209 | 3.0192 | 4.0546 | 4.1989 | 4.4187 | 0.00039557
8513 | 0.0001392 | 0.00012526 | 0 | 2.808 | 2.9199 | 3.0192 | 3.956 | 4.1967 | 4.4187 | 4.0813e-05
8514 | 0.00014999 | 0.00012846 | 0 | 2.8211 | 2.9199 | 3.0192 | 3.9837 | 4.1967 | 4.4187 | 3.4534e-05
8515 | 0.00020504 | 0.0001454 | 0 | 2.8062 | 2.9199 | 3.0192 | 3.9521 | 4.1967 | 4.4187 | 6.5928e-05
8516 | 0.00024707 | 0.00015725 | 0 | 2.8034 | 2.9199 | 3.0192 | 3.9462 | 4.1967 | 4.4187 | 0.00026528
8517 | 0.00025066 | 0.00015711 | 0 | 2.7951 | 2.9199 | 3.0192 | 3.9287 | 4.1967 | 4.4187 | 0.00017267
8518 | 0.00025568 | 0.00015767 | 0 | 2.7932 | 2.9199 | 3.0192 | 3.9249 | 4.1967 | 4.4187 | 0.00019464
8519 | 0.00026169 | 0.00015963 | 0 | 2.7923 | 2.9189 | 3.0192 | 3.9229 | 4.1945 | 4.4187 | 2.3546e-05
8520 | 0.00026667 | 0.00016118 | 0 | 2.8118 | 2.9189 | 3.0192 | 3.9639 | 4.1945 | 4.4187 | 3.1394e-05
8521 | 0.00026428 | 0.00016111 | 0 | 2.809 | 2.9189 | 3.0192 | 3.958 | 4.1945 | 4.4187 | 4.0813e-05
8522 | 0.00026523 | 0.00016052 | 0 | 2.8034 | 2.9179 | 3.0192 | 3.9462 | 4.1923 | 4.4187 | 0
8523 | 0.00026425 | 0.00015934 | 0 | 2.8034 | 2.9179 | 3.0192 | 3.9462 | 4.1923 | 4.4187 | 0
8524 | 0.00026485 | 0.00016013 | 0 | 2.7978 | 2.9179 | 3.0192 | 3.9345 | 4.1923 | 4.4187 | 4.2382e-05
8525 | 0.00026982 | 0.00016128 | 0 | 2.8015 | 2.9169 | 3.0192 | 3.9423 | 4.1901 | 4.4187 | 0
8526 | 0.00027454 | 0.00016417 | 0 | 2.8015 | 2.9169 | 3.0192 | 3.9423 | 4.1901 | 4.4187 | 2.8255e-05
8527 | 0.00023326 | 0.00015329 | 0 | 2.8006 | 2.9169 | 3.0192 | 3.9404 | 4.1901 | 4.4187 | 0.00080056
8528 | 0.00020543 | 0.00014501 | 0.0011633 | 2.796 | 2.9169 | 3.0192 | 3.9307 | 4.1901 | 4.4187 | 0.00072521
8529 | 0.00018893 | 0.00014014 | 0.0052628 | 2.8118 | 2.9169 | 3.0192 | 3.9639 | 4.1901 | 4.4187 | 0.00011302
8530 | 0.00017875 | 0.00013697 | 0.0068139 | 2.8448 | 2.9179 | 3.0192 | 4.0341 | 4.1923 | 4.4187 | 3.1394e-05
8531 | 0.00016621 | 0.00013249 | 0.010415 | 2.8767 | 2.9169 | 3.0192 | 4.1026 | 4.1901 | 4.4187 | 0.00016796
8532 | 0.00016317 | 0.00013223 | 0.010858 | 2.9153 | 2.9169 | 3.0192 | 4.1866 | 4.1901 | 4.4187 | 0.00012087
8533 | 0.00017403 | 0.00013576 | 0.0074233 | 2.8904 | 2.9169 | 3.0192 | 4.1324 | 4.1901 | 4.4187 | 0.00011773
8534 | 0.00016106 | 0.00013074 | 0.0039332 | 2.8944 | 2.9159 | 3.0192 | 4.141 | 4.1879 | 4.4187 | 2.5115e-05
8535 | 0.00015199 | 0.00012836 | 0.00088636 | 2.8611 | 2.9148 | 3.0192 | 4.0691 | 4.1857 | 4.4187 | 0.0003626
8536 | 0.00014805 | 0.00012771 | 0 | 2.8136 | 2.9148 | 3.0192 | 3.9678 | 4.1857 | 4.4187 | 0.00022761
8537 | 0.00014781 | 0.0001277 | 0 | 2.7804 | 2.9148 | 3.0192 | 3.898 | 4.1857 | 4.4187 | 7.0637e-05
8538 | 0.00015774 | 0.00013023 | 0 | 2.8136 | 2.9148 | 3.0192 | 3.9678 | 4.1857 | 4.4187 | 1.8837e-05
8539 | 0.0001939 | 0.00014093 | 0 | 2.8006 | 2.9148 | 3.0192 | 3.9404 | 4.1857 | 4.4187 | 2.6685e-05
8540 | 0.00022323 | 0.00014977 | 0 | 2.7997 | 2.9148 | 3.0192 | 3.9384 | 4.1857 | 4.4187 | 0.00019778
8541 | 0.00023069 | 0.00015156 | 0 | 2.8146 | 2.9148 | 3.0192 | 3.9698 | 4.1857 | 4.4187 | 0.00020249
8542 | 0.0002284 | 0.00015127 | 0 | 2.815 | 2.9148 | 3.0192 | 3.9708 | 4.1857 | 4.4187 | 0.00019151
8543 | 0.00022829 | 0.00015144 | 0 | 2.8296 | 2.9148 | 3.0192 | 4.0017 | 4.1857 | 4.4187 | 2.8255e-05
8544 | 0.00023479 | 0.00015215 | 0 | 2.8127 | 2.9148 | 3.0192 | 3.9659 | 4.1857 | 4.4187 | 1.2558e-05
8545 | 0.00023731 | 0.00015488 | 0 | 2.8006 | 2.9148 | 3.0192 | 3.9404 | 4.1857 | 4.4187 | 1.2558e-05
8546 | 0.00023946 | 0.00015557 | 0 | 2.7731 | 2.9148 | 3.0192 | 3.8828 | 4.1857 | 4.4187 | 0
8547 | 0.00024047 | 0.00015318 | 0 | 2.7822 | 2.9159 | 3.0192 | 3.9018 | 4.1879 | 4.4187 | 2.9825e-05
8548 | 0.00024317 | 0.00015659 | 0 | 2.7804 | 2.9148 | 3.0192 | 3.898 | 4.1857 | 4.4187 | 2.0406e-05
8549 | 0.00025954 | 0.0001616 | 0 | 2.7951 | 2.9148 | 3.0192 | 3.9287 | 4.1857 | 4.4187 | 1.0988e-05
8550 | 0.00026045 | 0.00016102 | 0 | 2.785 | 2.9148 | 3.0192 | 3.9075 | 4.1857 | 4.4187 | 0
8551 | 0.00023311 | 0.00015304 | 0 | 2.8034 | 2.9148 | 3.0192 | 3.9462 | 4.1857 | 4.4187 | 0.00074248
8552 | 0.00017044 | 0.00013411 | 0.00077556 | 2.8025 | 2.9148 | 3.0192 | 3.9443 | 4.1857 | 4.4187 | 8.4765e-05
8553 | 0.00015726 | 0.00013068 | 0.0034346 | 2.8062 | 2.9148 | 3.0192 | 3.9521 | 4.1857 | 4.4187 | 4.0813e-05
8554 | 0.00015079 | 0.00012773 | 0.0067031 | 2.8268 | 2.9148 | 3.0192 | 3.9957 | 4.1857 | 4.4187 | 7.8486e-05
8555 | 0.00014988 | 0.00012841 | 0.0084758 | 2.8306 | 2.9148 | 3.0192 | 4.0037 | 4.1857 | 4.4187 | 0.00014755
8556 | 0.00015011 | 0.00012874 | 0.012631 | 2.8287 | 2.9148 | 3.0192 | 3.9997 | 4.1857 | 4.4187 | 0.0001711
8557 | 0.00015104 | 0.00012793 | 0.0085312 | 2.8268 | 2.9148 | 3.0192 | 3.9957 | 4.1857 | 4.4187 | 4.3952e-05
8558 | 0.00014927 | 0.00012839 | 0.0044318 | 2.8062 | 2.9148 | 3.0192 | 3.9521 | 4.1857 | 4.4187 | 3.4534e-05
8559 | 0.00013982 | 0.00012543 | 0.00088636 | 2.7942 | 2.9138 | 3.0192 | 3.9268 | 4.1835 | 4.4187 | 7.5346e-05
8560 | 0.00015334 | 0.00012943 | 0 | 2.7605 | 2.9159 | 3.0192 | 3.8565 | 4.1879 | 4.4187 | 7.6916e-05
8561 | 0.00016235 | 0.00013189 | 0 | 2.747 | 2.9159 | 3.0192 | 3.8287 | 4.1879 | 4.4187 | 3.9243e-05
8562 | 0.00015153 | 0.00012895 | 0 | 2.7444 | 2.9159 | 3.0192 | 3.8232 | 4.1879 | 4.4187 | 0.00026214
8563 | 0.00019325 | 0.0001408 | 0 | 2.7382 | 2.9159 | 3.0192 | 3.8104 | 4.1879 | 4.4187 | 0.00020092
8564 | 0.00022401 | 0.00015117 | 0 | 2.747 | 2.9138 | 3.0192 | 3.8287 | 4.1835 | 4.4187 | 0.00021662
8565 | 0.00023748 | 0.00015495 | 0 | 2.7488 | 2.9138 | 3.0192 | 3.8324 | 4.1835 | 4.4187 | 0.00022604
8566 | 0.00025377 | 0.00015955 | 0 | 2.7311 | 2.9148 | 3.0192 | 3.7959 | 4.1857 | 4.4187 | 1.5697e-05
8567 | 0.00025539 | 0.00016007 | 0 | 2.7058 | 2.9148 | 3.0192 | 3.7442 | 4.1857 | 4.4187 | 0
8568 | 0.00026085 | 0.00015955 | 0 | 2.7119 | 2.9148 | 3.0192 | 3.7565 | 4.1857 | 4.4187 | 0
8569 | 0.000261 | 0.00016211 | 0 | 2.6921 | 2.9138 | 3.0192 | 3.7163 | 4.1835 | 4.4187 | 1.7267e-05
8570 | 0.00026387 | 0.00016214 | 0 | 2.6818 | 2.9128 | 3.0192 | 3.6956 | 4.1813 | 4.4187 | 0
8571 | 0.00026512 | 0.00016294 | 0 | 2.6886 | 2.9128 | 3.0192 | 3.7094 | 4.1813 | 4.4187 | 3.9243e-05
8572 | 0.00026407 | 0.00016221 | 0 | 2.6938 | 2.9138 | 3.0192 | 3.7197 | 4.1835 | 4.4187 | 0
8573 | 0.00026587 | 0.00016338 | 0 | 2.6938 | 2.9148 | 3.0192 | 3.7197 | 4.1857 | 4.4187 | 2.6685e-05
8574 | 0.00027773 | 0.00016693 | 0 | 2.7084 | 2.9148 | 3.0192 | 3.7495 | 4.1857 | 4.4187 | 1.2558e-05
8575 | 0.00025945 | 0.00016117 | 0 | 2.7084 | 2.9148 | 3.0192 | 3.7495 | 4.1857 | 4.4187 | 0.00056196
8576 | 0.00019535 | 0.00014207 | 0.00055397 | 2.705 | 2.9138 | 3.0192 | 3.7424 | 4.1835 | 4.4187 | 0.0001193
8577 | 0.00018617 | 0.00013941 | 0.0025621 | 2.7136 | 2.9138 | 3.0192 | 3.7601 | 4.1835 | 4.4187 | 2.8255e-05
8578 | 0.00016044 | 0.00013069 | 0.0052628 | 2.7364 | 2.9138 | 3.0192 | 3.8068 | 4.1835 | 4.4187 | 9.2613e-05
8579 | 0.00015723 | 0.00013048 | 0.0055951 | 2.7587 | 2.9138 | 3.0192 | 3.8528 | 4.1835 | 4.4187 | 2.6685e-05
8580 | 0.00017924 | 0.00013743 | 0.0052074 | 2.7822 | 2.9138 | 3.0192 | 3.9018 | 4.1835 | 4.4187 | 0.00016168
8581 | 0.00017225 | 0.00013544 | 0.0042656 | 2.7988 | 2.9138 | 3.0192 | 3.9365 | 4.1835 | 4.4187 | 0.00013813
8582 | 0.00016795 | 0.00013367 | 0.0020497 | 2.7923 | 2.9128 | 3.0192 | 3.9229 | 4.1813 | 4.4187 | 5.337e-05
8583 | 0.00015858 | 0.00013129 | 0.00060937 | 2.7804 | 2.9128 | 3.0192 | 3.898 | 4.1813 | 4.4187 | 3.7673e-05
8584 | 0.00014991 | 0.00012862 | 0 | 2.7822 | 2.9128 | 3.0192 | 3.9018 | 4.1813 | 4.4187 | 9.5753e-05
8585 | 0.00015646 | 0.00013029 | 0 | 2.774 | 2.9128 | 3.0192 | 3.8847 | 4.1813 | 4.4187 | 7.8486e-05
8586 | 0.00016908 | 0.00013411 | 0 | 2.7713 | 2.9118 | 3.0192 | 3.879 | 4.1791 | 4.4187 | 0.0001868
8587 | 0.00021543 | 0.00014753 | 0 | 2.7722 | 2.9108 | 3.0192 | 3.8809 | 4.1769 | 4.4187 | 0.00021348
8588 | 0.00025301 | 0.00015994 | 0 | 2.7749 | 2.9108 | 3.0192 | 3.8866 | 4.1769 | 4.4187 | 0.00030139
8589 | 0.00026663 | 0.00016382 | 0 | 2.7704 | 2.9108 | 3.0192 | 3.8771 | 4.1769 | 4.4187 | 0.00020563
8590 | 0.0002778 | 0.00016624 | 0 | 2.765 | 2.9108 | 3.0192 | 3.8658 | 4.1769 | 4.4187 | 2.3546e-05
8591 | 0.00027997 | 0.00016693 | 0 | 2.7659 | 2.9108 | 3.0192 | 3.8677 | 4.1769 | 4.4187 | 1.0988e-05
8592 | 0.00028843 | 0.00017002 | 0 | 2.756 | 2.9108 | 3.0192 | 3.8472 | 4.1769 | 4.4187 | 5.651e-05
8593 | 0.0002909 | 0.00016888 | 0 | 2.7587 | 2.9108 | 3.0192 | 3.8528 | 4.1769 | 4.4187 | 1.2558e-05
8594 | 0.00029397 | 0.00017106 | 0 | 2.7426 | 2.9108 | 3.0192 | 3.8195 | 4.1769 | 4.4187 | 1.5697e-05
8595 | 0.00029616 | 0.00017037 | 0 | 2.7722 | 2.9088 | 3.0192 | 3.8809 | 4.1725 | 4.4187 | 0
8596 | 0.00030005 | 0.00017274 | 0 | 2.7686 | 2.9088 | 3.0192 | 3.8734 | 4.1725 | 4.4187 | 1.0988e-05
8597 | 0.00031303 | 0.00017607 | 0 | 2.7551 | 2.9088 | 3.0192 | 3.8453 | 4.1725 | 4.4187 | 2.6685e-05
8598 | 0.00032812 | 0.00018151 | 0 | 2.7605 | 2.9098 | 3.0192 | 3.8565 | 4.1747 | 4.4187 | 1.4127e-05
8599 | 0.00027028 | 0.00016469 | 0 | 2.7382 | 2.9098 | 3.0192 | 3.8104 | 4.1747 | 4.4187 | 0.0007362
8600 | 0.00022252 | 0.00015035 | 0.00066477 | 2.7551 | 2.9088 | 3.0192 | 3.8453 | 4.1725 | 4.4187 | 0.00058236
8601 | 0.00020118 | 0.00014418 | 0.0031023 | 2.7632 | 2.9088 | 3.0192 | 3.8621 | 4.1725 | 4.4187 | 0.00010517
8602 | 0.00017613 | 0.0001358 | 0.0050966 | 2.785 | 2.9078 | 3.0192 | 3.9075 | 4.1703 | 4.4187 | 0.00010046
8603 | 0.0001726 | 0.00013535 | 0.0068139 | 2.8164 | 2.9058 | 3.0192 | 3.9738 | 4.1659 | 4.4187 | 8.9474e-05
8604 | 0.00017548 | 0.00013226 | 0.0061491 | 2.8372 | 2.9058 | 3.0192 | 4.0178 | 4.1659 | 4.4187 | 5.0231e-05
8605 | 0.00018523 | 0.00013848 | 0.0049304 | 2.8477 | 2.9058 | 3.0192 | 4.0402 | 4.1659 | 4.4187 | 0.00010203
8606 | 0.00017464 | 0.00013623 | 0.0024929 | 2.8515 | 2.9058 | 3.0192 | 4.0484 | 4.1659 | 4.4187 | 0.00012401
8607 | 0.00015708 | 0.00013089 | 0.00049858 | 2.8611 | 2.9058 | 3.0192 | 4.0691 | 4.1659 | 4.4187 | 0.00042539
8608 | 0.00013948 | 0.00012536 | 0 | 2.8477 | 2.9048 | 3.0192 | 4.0402 | 4.1638 | 4.4187 | 0.00026528
8609 | 0.00014753 | 0.00012789 | 0 | 2.8515 | 2.9058 | 3.0192 | 4.0484 | 4.1659 | 4.4187 | 7.0637e-05
8610 | 0.00016655 | 0.00013375 | 0 | 2.8544 | 2.9048 | 3.0192 | 4.0546 | 4.1638 | 4.4187 | 3.7673e-05
8611 | 0.0002066 | 0.00014615 | 0 | 2.824 | 2.9048 | 3.0192 | 3.9897 | 4.1638 | 4.4187 | 5.8079e-05
8612 | 0.00024399 | 0.00015731 | 0 | 2.8183 | 2.9048 | 3.0192 | 3.9777 | 4.1638 | 4.4187 | 0.00022604
8613 | 0.00025568 | 0.0001602 | 0 | 2.7813 | 2.9048 | 3.0192 | 3.8999 | 4.1638 | 4.4187 | 0.00025586
8614 | 0.00025679 | 0.00016002 | 0 | 2.7677 | 2.9048 | 3.0192 | 3.8715 | 4.1638 | 4.4187 | 0.00020092
8615 | 0.00025796 | 0.00016072 | 0 | 2.7408 | 2.9028 | 3.0192 | 3.8159 | 4.1594 | 4.4187 | 1.8837e-05
8616 | 0.00026317 | 0.00016283 | 0 | 2.747 | 2.9028 | 3.0192 | 3.8287 | 4.1594 | 4.4187 | 1.7267e-05
8617 | 0.00026425 | 0.00016311 | 0 | 2.7197 | 2.9028 | 3.0192 | 3.7725 | 4.1594 | 4.4187 | 5.0231e-05
8618 | 0.00026512 | 0.00016337 | 0 | 2.7067 | 2.9028 | 3.0192 | 3.746 | 4.1594 | 4.4187 | 4.3952e-05
8619 | 0.00026668 | 0.0001637 | 0 | 2.6955 | 2.9019 | 3.0192 | 3.7232 | 4.1572 | 4.4187 | 1.0988e-05
8620 | 0.00026676 | 0.00016359 | 0 | 2.6852 | 2.9019 | 3.0192 | 3.7025 | 4.1572 | 4.4187 | 5.0231e-05
8621 | 0.00026951 | 0.00016322 | 0 | 2.6844 | 2.9019 | 3.0192 | 3.7007 | 4.1572 | 4.4187 | 2.5115e-05
8622 | 0.00028797 | 0.00016988 | 0 | 2.6725 | 2.9019 | 3.0192 | 3.6768 | 4.1572 | 4.4187 | 0
8623 | 0.0002302 | 0.00015272 | 0 | 2.6734 | 2.9038 | 3.0192 | 3.6785 | 4.1616 | 4.4187 | 0.00070323
8624 | 0.00022062 | 0.00014973 | 0.0011633 | 2.6734 | 2.9028 | 3.0192 | 3.6785 | 4.1594 | 4.4187 | 0.00081154
8625 | 0.00017929 | 0.00013773 | 0.0056505 | 2.6981 | 2.9028 | 3.0192 | 3.7284 | 4.1594 | 4.4187 | 0.00012872
8626 | 0.00017108 | 0.00013513 | 0.010802 | 2.7542 | 2.9028 | 3.0192 | 3.8435 | 4.1594 | 4.4187 | 8.6334e-05
8627 | 0.00015885 | 0.00013128 | 0.013572 | 2.7859 | 2.9019 | 3.0192 | 3.9095 | 4.1572 | 4.4187 | 0.00013343
8628 | 0.00015557 | 0.0001304 | 0.014293 | 2.8174 | 2.9019 | 3.0192 | 3.9757 | 4.1572 | 4.4187 | 0.0001711
8629 | 0.0001513 | 0.00012878 | 0.010969 | 2.8268 | 2.9019 | 3.0192 | 3.9957 | 4.1572 | 4.4187 | 2.8255e-05
8630 | 0.00014498 | 0.00012727 | 0.0055951 | 2.824 | 2.9019 | 3.0192 | 3.9897 | 4.1572 | 4.4187 | 0.00010988
8631 | 0.00014328 | 0.00012633 | 0.0012187 | 2.7896 | 2.9019 | 3.0192 | 3.9171 | 4.1572 | 4.4187 | 0.00031865
8632 | 0.00014208 | 0.00012625 | 0 | 2.7596 | 2.9019 | 3.0192 | 3.8546 | 4.1572 | 4.4187 | 0.000394
8633 | 0.00015011 | 0.00012882 | 0 | 2.7382 | 2.9019 | 3.0192 | 3.8104 | 4.1572 | 4.4187 | 3.7673e-05
8634 | 0.00016711 | 0.00013389 | 0 | 2.7338 | 2.9019 | 3.0192 | 3.8013 | 4.1572 | 4.4187 | 2.5115e-05
8635 | 0.00021566 | 0.00014602 | 0 | 2.7232 | 2.9019 | 3.0192 | 3.7797 | 4.1572 | 4.4187 | 7.5346e-05
8636 | 0.00025211 | 0.00015998 | 0 | 2.7058 | 2.9019 | 3.0192 | 3.7442 | 4.1572 | 4.4187 | 0.00023075
8637 | 0.00026059 | 0.00016241 | 0 | 2.7041 | 2.9019 | 3.0192 | 3.7407 | 4.1572 | 4.4187 | 0.00021191
8638 | 0.00026962 | 0.00016496 | 0 | 2.6972 | 2.9009 | 3.0192 | 3.7267 | 4.1551 | 4.4187 | 0.0001711
8639 | 0.00026783 | 0.00016431 | 0 | 2.6963 | 2.9009 | 3.0192 | 3.725 | 4.1551 | 4.4187 | 1.5697e-05
8640 | 0.00027252 | 0.00016592 | 0 | 2.7101 | 2.9009 | 3.0192 | 3.753 | 4.1551 | 4.4187 | 0
8641 | 0.00027188 | 0.00016565 | 0 | 2.7024 | 2.9009 | 3.0192 | 3.7372 | 4.1551 | 4.4187 | 1.2558e-05
8642 | 0.00027394 | 0.00016485 | 0 | 2.7058 | 2.9009 | 3.0192 | 3.7442 | 4.1551 | 4.4187 | 0
8643 | 0.00027547 | 0.0001665 | 0 | 2.7093 | 2.9009 | 3.0192 | 3.7512 | 4.1551 | 4.4187 | 1.8837e-05
8644 | 0.00027738 | 0.0001661 | 0 | 2.7101 | 2.9009 | 3.0192 | 3.753 | 4.1551 | 4.4187 | 1.2558e-05
8645 | 0.00028023 | 0.00016711 | 0 | 2.7276 | 2.9009 | 3.0192 | 3.7887 | 4.1551 | 4.4187 | 1.4127e-05
8646 | 0.00029899 | 0.00017269 | 0 | 2.7206 | 2.9009 | 3.0192 | 3.7743 | 4.1551 | 4.4187 | 1.5697e-05
8647 | 0.00028296 | 0.00016856 | 0 | 2.7338 | 2.8999 | 3.0192 | 3.8013 | 4.1529 | 4.4187 | 0.00078643
8648 | 0.00022629 | 0.00015149 | 0.00069247 | 2.7346 | 2.8989 | 3.0192 | 3.8031 | 4.1507 | 4.4187 | 6.4358e-05
8649 | 0.00017018 | 0.00013487 | 0.0038778 | 2.7453 | 2.8989 | 3.0192 | 3.825 | 4.1507 | 4.4187 | 5.8079e-05
8650 | 0.00016201 | 0.00013248 | 0.0063707 | 2.7768 | 2.8989 | 3.0192 | 3.8904 | 4.1507 | 4.4187 | 9.8892e-05
8651 | 0.00016143 | 0.00013243 | 0.0087528 | 2.796 | 2.8999 | 3.0192 | 3.9307 | 4.1529 | 4.4187 | 3.9243e-05
8652 | 0.00016289 | 0.00013248 | 0.0090298 | 2.8202 | 2.8999 | 3.0192 | 3.9817 | 4.1529 | 4.4187 | 0.00017267
8653 | 0.00014788 | 0.00012835 | 0.0071463 | 2.8334 | 2.8989 | 3.0192 | 4.0097 | 4.1507 | 4.4187 | 3.9243e-05
8654 | 0.00014134 | 0.00012586 | 0.0039886 | 2.8108 | 2.8989 | 3.0192 | 3.9619 | 4.1507 | 4.4187 | 5.1801e-05
8655 | 0.00011218 | 0.00011695 | 0.00099715 | 2.7804 | 2.8999 | 3.0192 | 3.898 | 4.1529 | 4.4187 | 4.8661e-05
8656 | 0.00011999 | 0.00011938 | 0 | 2.7605 | 2.9009 | 3.0192 | 3.8565 | 4.1551 | 4.4187 | 5.337e-05
8657 | 0.00013384 | 0.00012394 | 0 | 2.7542 | 2.9009 | 3.0192 | 3.8435 | 4.1551 | 4.4187 | 4.8661e-05
8658 | 0.00015487 | 0.00013049 | 0 | 2.7311 | 2.8999 | 3.0192 | 3.7959 | 4.1529 | 4.4187 | 0.00020406
8659 | 0.00019662 | 0.0001429 | 0 | 2.7223 | 2.8999 | 3.0192 | 3.7779 | 4.1529 | 4.4187 | 0.00024331
8660 | 0.00022475 | 0.00015179 | 0 | 2.718 | 2.8989 | 3.0192 | 3.769 | 4.1507 | 4.4187 | 0.00034377
8661 | 0.00024666 | 0.00015832 | 0 | 2.718 | 2.8989 | 3.0192 | 3.769 | 4.1507 | 4.4187 | 0.00027627
8662 | 0.00024779 | 0.00015852 | 0 | 2.711 | 2.8989 | 3.0192 | 3.7548 | 4.1507 | 4.4187 | 9.4183e-06
8663 | 0.00024984 | 0.00015588 | 0 | 2.7127 | 2.8989 | 3.0192 | 3.7583 | 4.1507 | 4.4187 | 0
8664 | 0.000259 | 0.00015981 | 0 | 2.7084 | 2.8989 | 3.0192 | 3.7495 | 4.1507 | 4.4187 | 1.2558e-05
8665 | 0.00026189 | 0.00016262 | 0 | 2.6946 | 2.8989 | 3.0192 | 3.7215 | 4.1507 | 4.4187 | 2.5115e-05
8666 | 0.00026269 | 0.00016301 | 0 | 2.6912 | 2.8989 | 3.0192 | 3.7145 | 4.1507 | 4.4187 | 0
8667 | 0.00026616 | 0.00016396 | 0 | 2.6793 | 2.8979 | 3.0192 | 3.6905 | 4.1486 | 4.4187 | 2.9825e-05
8668 | 0.00026884 | 0.00016335 | 0 | 2.681 | 2.8979 | 3.0192 | 3.6939 | 4.1486 | 4.4187 | 7.8486e-05
8669 | 0.00027294 | 0.00016592 | 0 | 2.6742 | 2.8979 | 3.0192 | 3.6802 | 4.1486 | 4.4187 | 4.3952e-05
8670 | 0.00027443 | 0.00016333 | 0 | 2.6633 | 2.8989 | 3.0192 | 3.6583 | 4.1507 | 4.4187 | 1.4127e-05
8671 | 0.00026563 | 0.00016358 | 0 | 2.6734 | 2.8989 | 3.0192 | 3.6785 | 4.1507 | 4.4187 | 0.00050388
8672 | 0.00019827 | 0.00014337 | 0.00088636 | 2.6708 | 2.8989 | 3.0192 | 3.6735 | 4.1507 | 4.4187 | 0.00050545
8673 | 0.00019322 | 0.00014158 | 0.0036562 | 2.6708 | 2.8979 | 3.0192 | 3.6735 | 4.1486 | 4.4187 | 6.9067e-05
8674 | 0.00017211 | 0.00013387 | 0.0062599 | 2.6929 | 2.8979 | 3.0192 | 3.718 | 4.1486 | 4.4187 | 0.00020877
8675 | 0.00015703 | 0.00013079 | 0.008365 | 2.7206 | 2.8969 | 3.0192 | 3.7743 | 4.1464 | 4.4187 | 5.651e-05
8676 | 0.0001518 | 0.00012858 | 0.007811 | 2.7391 | 2.8969 | 3.0192 | 3.8122 | 4.1464 | 4.4187 | 5.494e-05
8677 | 0.00015827 | 0.00013159 | 0.0048196 | 2.7382 | 2.8969 | 3.0192 | 3.8104 | 4.1464 | 4.4187 | 0.00010988
8678 | 0.0001523 | 0.00012983 | 0.0021605 | 2.7311 | 2.8969 | 3.0192 | 3.7959 | 4.1464 | 4.4187 | 8.7904e-05
8679 | 0.0001491 | 0.0001287 | 0.00044318 | 2.7223 | 2.8969 | 3.0192 | 3.7779 | 4.1464 | 4.4187 | 0.00041911
8680 | 0.00013297 | 0.00012385 | 0 | 2.7154 | 2.8969 | 3.0192 | 3.7636 | 4.1464 | 4.4187 | 0.00037359
8681 | 0.0001404 | 0.00012613 | 0 | 2.7101 | 2.8969 | 3.0192 | 3.753 | 4.1464 | 4.4187 | 2.8255e-05
8682 | 0.00016527 | 0.00013358 | 0 | 2.7188 | 2.8969 | 3.0192 | 3.7708 | 4.1464 | 4.4187 | 1.2558e-05
8683 | 0.00018814 | 0.00013958 | 0 | 2.7294 | 2.8949 | 3.0192 | 3.7923 | 4.1421 | 4.4187 | 6.2789e-05
8684 | 0.00022207 | 0.00014903 | 0 | 2.7355 | 2.8949 | 3.0192 | 3.805 | 4.1421 | 4.4187 | 0.00021191
8685 | 0.00023732 | 0.00015541 | 0 | 2.7346 | 2.8949 | 3.0192 | 3.8031 | 4.1421 | 4.4187 | 0.00014912
8686 | 0.00023945 | 0.00015211 | 0 | 2.7399 | 2.8949 | 3.0192 | 3.8141 | 4.1421 | 4.4187 | 0.00021034
8687 | 0.00024093 | 0.0001566 | 0 | 2.7533 | 2.8949 | 3.0192 | 3.8416 | 4.1421 | 4.4187 | 0
8688 | 0.00024448 | 0.00015531 | 0 | 2.7749 | 2.8949 | 3.0192 | 3.8866 | 4.1421 | 4.4187 | 1.4127e-05
8689 | 0.0002428 | 0.00015724 | 0 | 2.7731 | 2.8949 | 3.0192 | 3.8828 | 4.1421 | 4.4187 | 2.3546e-05
8690 | 0.00024482 | 0.00015687 | 0 | 2.7722 | 2.8939 | 3.0192 | 3.8809 | 4.1399 | 4.4187 | 2.6685e-05
8691 | 0.00024421 | 0.00015751 | 0 | 2.7731 | 2.8939 | 3.0192 | 3.8828 | 4.1399 | 4.4187 | 2.6685e-05
8692 | 0.00024456 | 0.00015779 | 0 | 2.7695 | 2.8939 | 3.0192 | 3.8752 | 4.1399 | 4.4187 | 1.0988e-05
8693 | 0.00023873 | 0.00015603 | 0 | 2.7641 | 2.8939 | 3.0192 | 3.864 | 4.1399 | 4.4187 | 1.2558e-05
8694 | 0.00024394 | 0.00015684 | 0 | 2.7677 | 2.8939 | 3.0192 | 3.8715 | 4.1399 | 4.4187 | 1.2558e-05
8695 | 0.00022628 | 0.00015154 | 0 | 2.7713 | 2.8939 | 3.0192 | 3.879 | 4.1399 | 4.4187 | 0.0005855
8696 | 0.00019626 | 0.00014233 | 0.00044318 | 2.7731 | 2.8939 | 3.0192 | 3.8828 | 4.1399 | 4.4187 | 0.0004819
8697 | 0.00015215 | 0.00012971 | 0.0024375 | 2.7905 | 2.8929 | 3.0192 | 3.9191 | 4.1378 | 4.4187 | 0.00010517
8698 | 0.00013716 | 0.00012527 | 0.0048196 | 2.8006 | 2.8929 | 3.0192 | 3.9404 | 4.1378 | 4.4187 | 6.9067e-05
8699 | 0.00013416 | 0.00012432 | 0.0062599 | 2.8202 | 2.8919 | 3.0192 | 3.9817 | 4.1356 | 4.4187 | 0.0001036
8700 | 0.00013733 | 0.00012524 | 0.0050412 | 2.8287 | 2.8919 | 3.0192 | 3.9997 | 4.1356 | 4.4187 | 7.5346e-05
8701 | 0.0001368 | 0.0001248 | 0.0044318 | 2.8325 | 2.8919 | 3.0192 | 4.0077 | 4.1356 | 4.4187 | 6.2789e-05
8702 | 0.0001383 | 0.00012546 | 0.0032131 | 2.842 | 2.8919 | 3.0192 | 4.028 | 4.1356 | 4.4187 | 9.4183e-05
8703 | 0.00012783 | 0.00012213 | 0.00055397 | 2.8381 | 2.89 | 3.0192 | 4.0198 | 4.1313 | 4.4187 | 0.00023546
8704 | 0.00012691 | 0.00012188 | 0 | 2.8258 | 2.89 | 3.0192 | 3.9937 | 4.1313 | 4.4187 | 0.00029511
8705 | 0.00012741 | 0.00012217 | 0 | 2.824 | 2.89 | 3.0192 | 3.9897 | 4.1313 | 4.4187 | 2.9825e-05
8706 | 0.00013476 | 0.0001243 | 0 | 2.8164 | 2.89 | 3.0192 | 3.9738 | 4.1313 | 4.4187 | 2.5115e-05
8707 | 0.00018832 | 0.00014104 | 0 | 2.8108 | 2.89 | 3.0192 | 3.9619 | 4.1313 | 4.4187 | 5.337e-05
8708 | 0.00022009 | 0.00014964 | 0 | 2.808 | 2.89 | 3.0192 | 3.956 | 4.1313 | 4.4187 | 0.00017581
8709 | 0.00023862 | 0.00015591 | 0 | 2.8006 | 2.889 | 3.0192 | 3.9404 | 4.1292 | 4.4187 | 0.00021348
8710 | 0.00024085 | 0.00015296 | 0 | 2.7969 | 2.889 | 3.0192 | 3.9326 | 4.1292 | 4.4187 | 0.00016796
8711 | 0.00024665 | 0.00015846 | 0 | 2.7988 | 2.889 | 3.0192 | 3.9365 | 4.1292 | 4.4187 | 1.2558e-05
8712 | 0.00025633 | 0.00015966 | 0 | 2.7978 | 2.889 | 3.0192 | 3.9345 | 4.1292 | 4.4187 | 0
8713 | 0.00025769 | 0.00016176 | 0 | 2.7786 | 2.889 | 3.0192 | 3.8942 | 4.1292 | 4.4187 | 1.7267e-05
8714 | 0.0002583 | 0.00016017 | 0 | 2.7731 | 2.889 | 3.0192 | 3.8828 | 4.1292 | 4.4187 | 2.1976e-05
8715 | 0.00025678 | 0.00016111 | 0 | 2.7831 | 2.89 | 3.0192 | 3.9037 | 4.1313 | 4.4187 | 4.2382e-05
8716 | 0.00025426 | 0.00016059 | 0 | 2.7859 | 2.89 | 3.0192 | 3.9095 | 4.1313 | 4.4187 | 1.0988e-05
8717 | 0.00027508 | 0.00016611 | 0 | 2.7659 | 2.889 | 3.0192 | 3.8677 | 4.1292 | 4.4187 | 0
8718 | 0.00028947 | 0.00017111 | 0 | 2.7768 | 2.889 | 3.0192 | 3.8904 | 4.1292 | 4.4187 | 0
8719 | 0.00025636 | 0.00016061 | 0 | 2.7804 | 2.889 | 3.0192 | 3.898 | 4.1292 | 4.4187 | 0.00055882
8720 | 0.00022699 | 0.00015221 | 0.00044318 | 2.7997 | 2.889 | 3.0192 | 3.9384 | 4.1292 | 4.4187 | 5.8079e-05
8721 | 0.00019159 | 0.00014146 | 0.0031023 | 2.8099 | 2.889 | 3.0192 | 3.9599 | 4.1292 | 4.4187 | 0.00013186
8722 | 0.00017013 | 0.00013535 | 0.0053182 | 2.8146 | 2.889 | 3.0192 | 3.9698 | 4.1292 | 4.4187 | 5.8079e-05
8723 | 0.00015684 | 0.00013139 | 0.007534 | 2.8381 | 2.889 | 3.0192 | 4.0198 | 4.1292 | 4.4187 | 5.1801e-05
8724 | 0.00014567 | 0.00012804 | 0.007534 | 2.8486 | 2.888 | 3.0192 | 4.0423 | 4.1271 | 4.4187 | 0.00022761
8725 | 0.00012363 | 0.00012057 | 0.0048196 | 2.8582 | 2.888 | 3.0192 | 4.0629 | 4.1271 | 4.4187 | 0.00010046
8726 | 0.00010231 | 0.0001148 | 0.0016065 | 2.8515 | 2.888 | 3.0192 | 4.0484 | 4.1271 | 4.4187 | 6.1219e-05
8727 | 8.999e-05 | 0.00011052 | 0.00060937 | 2.8496 | 2.888 | 3.0192 | 4.0443 | 4.1271 | 4.4187 | 8.1625e-05
8728 | 8.8839e-05 | 0.00011009 | 0 | 2.8554 | 2.888 | 3.0192 | 4.0567 | 4.1271 | 4.4187 | 7.8486e-05
8729 | 0.00010061 | 0.00011407 | 0 | 2.8277 | 2.89 | 3.0192 | 3.9977 | 4.1313 | 4.4187 | 0.00012558
8730 | 0.00011712 | 0.00011904 | 0 | 2.8429 | 2.89 | 3.0192 | 4.03 | 4.1313 | 4.4187 | 0.00028255
8731 | 0.0001656 | 0.00013427 | 0 | 2.842 | 2.89 | 3.0192 | 4.028 | 4.1313 | 4.4187 | 0.00012558
8732 | 0.00019396 | 0.00014045 | 0 | 2.842 | 2.889 | 3.0192 | 4.028 | 4.1292 | 4.4187 | 0.00025429
8733 | 0.00021393 | 0.00014757 | 0 | 2.8343 | 2.89 | 3.0192 | 4.0118 | 4.1313 | 4.4187 | 0.00029197
8734 | 0.00021151 | 0.00014732 | 0 | 2.8287 | 2.888 | 3.0192 | 3.9997 | 4.1271 | 4.4187 | 2.6685e-05
8735 | 0.00021328 | 0.00014805 | 0 | 2.8353 | 2.888 | 3.0192 | 4.0138 | 4.1271 | 4.4187 | 1.4127e-05
8736 | 0.00021969 | 0.00015035 | 0 | 2.8448 | 2.888 | 3.0192 | 4.0341 | 4.1271 | 4.4187 | 0
8737 | 0.00022073 | 0.00015063 | 0 | 2.8554 | 2.887 | 3.0192 | 4.0567 | 4.1249 | 4.4187 | 1.4127e-05
8738 | 0.00022361 | 0.00014987 | 0 | 2.864 | 2.888 | 3.0192 | 4.0753 | 4.1271 | 4.4187 | 0
8739 | 0.00022718 | 0.00015228 | 0 | 2.8621 | 2.888 | 3.0192 | 4.0712 | 4.1271 | 4.4187 | 0
8740 | 0.00023207 | 0.00015371 | 0 | 2.8689 | 2.888 | 3.0192 | 4.0858 | 4.1271 | 4.4187 | 0
8741 | 0.00023842 | 0.00015596 | 0 | 2.8611 | 2.888 | 3.0192 | 4.0691 | 4.1271 | 4.4187 | 1.0988e-05
8742 | 0.00025953 | 0.0001624 | 0 | 2.8611 | 2.888 | 3.0192 | 4.0691 | 4.1271 | 4.4187 | 0
8743 | 0.00022487 | 0.00015168 | 0 | 2.8611 | 2.888 | 3.0192 | 4.0691 | 4.1271 | 4.4187 | 0.0005133
8744 | 0.00020413 | 0.00014547 | 0.00088636 | 2.8534 | 2.888 | 3.0192 | 4.0525 | 4.1271 | 4.4187 | 3.9243e-05
8745 | 0.00014626 | 0.00012739 | 0.0029361 | 2.8496 | 2.888 | 3.0192 | 4.0443 | 4.1271 | 4.4187 | 6.9067e-05
8746 | 0.00013714 | 0.00012557 | 0.004598 | 2.8592 | 2.888 | 3.0192 | 4.0649 | 4.1271 | 4.4187 | 6.1219e-05
8747 | 0.00012826 | 0.00012268 | 0.0055397 | 2.8806 | 2.888 | 3.0192 | 4.1111 | 4.1271 | 4.4187 | 7.3777e-05
8748 | 0.00012659 | 0.00012244 | 0.0062599 | 2.8973 | 2.889 | 3.0192 | 4.1474 | 4.1292 | 4.4187 | 0.00023703
8749 | 0.00012887 | 0.00012219 | 0.0049304 | 2.9163 | 2.889 | 3.0192 | 4.1888 | 4.1292 | 4.4187 | 0.00012715
8750 | 0.00011909 | 0.00012016 | 0.0022159 | 2.9274 | 2.889 | 3.0192 | 4.2132 | 4.1292 | 4.4187 | 6.5928e-05
8751 | 0.00010305 | 0.00011524 | 0.00049858 | 2.9345 | 2.888 | 3.0192 | 4.2288 | 4.1271 | 4.4187 | 5.8079e-05
8752 | 9.7208e-05 | 0.00011339 | 0 | 2.9345 | 2.888 | 3.0192 | 4.2288 | 4.1271 | 4.4187 | 7.0637e-05
8753 | 9.7456e-05 | 0.00011295 | 0 | 2.9183 | 2.888 | 3.0192 | 4.1932 | 4.1271 | 4.4187 | 5.0231e-05
8754 | 0.00011183 | 0.00011799 | 0 | 2.9375 | 2.888 | 3.0192 | 4.2356 | 4.1271 | 4.4187 | 0.00019308
8755 | 0.00015508 | 0.00012975 | 0 | 2.9385 | 2.889 | 3.0192 | 4.2378 | 4.1292 | 4.4187 | 0.00037516
8756 | 0.00018801 | 0.00014112 | 0 | 2.9488 | 2.889 | 3.0192 | 4.2605 | 4.1292 | 4.4187 | 0.00021191
8757 | 0.00019089 | 0.00014079 | 0 | 2.9498 | 2.888 | 3.0192 | 4.2627 | 4.1271 | 4.4187 | 0.00033749
8758 | 0.00019602 | 0.00014261 | 0 | 2.9622 | 2.889 | 3.0192 | 4.2903 | 4.1292 | 4.4187 | 5.8079e-05
8759 | 0.00019412 | 0.00014269 | 0 | 2.9653 | 2.888 | 3.0192 | 4.2972 | 4.1271 | 4.4187 | 0
8760 | 0.00019954 | 0.00014451 | [7 empty] | 0

## storages
label | active | bus | capacity inflow | capacity outflow | variable input costs | variable output costs | efficiency inflow | efficiency outflow | nominal capacity | loss rate | initial storage level | min storage level | max storage level | invest | ep_costs | max capacity | min capacity
Storage_th | 0 | b_th_HT | 1000 | 1000 | 0 | 0 | 1 | 1 |  | 0.01 | 0 | 0 | 1 | 1 | 1.18 |  | 0
Storage_th | 1 | b_th_HT | 1000 | 1000 | 0 | 0 | 1 | 1 |  | 0.01 | 0 | 0 | 1 | 1 | 1.18 | 8000 | 0

## meta
Key | Value
Project Name | Test_project_260721
Project Location | Hannover
Climate Zone | Zone 1
Representative City | Hamburg
System Type | District heating (centralized)
Building Count | 27
Route Length (rm) | 271.7611
average pipe dimension (DN) | 8.6418
unit cost pipe (€/m/year) | 27.1801
linear heat density (MWh/rm·a) | 0.32678
Total Space Heating Demand (kWh/a) | 88804.9155
Total DHW Demand (kWh/a) | 31800.7515
use_building_data | True
use_route_length | True
use_total_demand | True
demand_source_scenario
Winter Simultaneity Factor | 0.87495
Applied Peak Factor | 0.87495
Estimated Space Heating Peak Load (kW) | 30.6468
Space Heating Peak Load (kW) | 30.6468
Peak Load User Edited | False
Profile Adjustment Input | building count
SH Profile Method | Winter et al. simultaneity peak with capped redistribution
Loss Profile Method | 70% template seasonal pattern + 30% adjusted SH load pattern