## buildings_dataset
bidx | source | included | edited_attrs | edited_type | edited_area | edited_levels | edited_height | edited_address | edited_year | edited_retrofit | name | address | building_type_base | building_type_final | building_type_source | area_base_m2 | area_final_m2 | year_built_base | year_built_final | year_built_source | retrofit_situation_base | retrofit_situation_final | retrofit_situation_source | retrofit_probability | zensus_age_class | zensus_type_class | zensus_type_note | zensus_year_note | zensus_source | levels | height_m | osm_id | osmid | geom_wkt | demand_kwh_auto | peak_kw_auto | heat_estimation_method | demand_kwh_final | peak_kw_final | demand_edited | peak_edited
0 | osm | TRUE | TRUE | FALSE | TRUE | FALSE | FALSE | FALSE | FALSE | FALSE |  | Starkenstraße 17, 79104 Freiburg im Breisgau | apartments | apartments | osm | 287.4957 | 300 | 1900 | 1900 | zensus |  | standard | estimated | 0.69 | before 1919 |  | Existing building type kept | Filled from Zensus age distribution | Zensus 2022 (Destatis, 100 m grid) | 3 | 9 | way/154623191 | 154623191 | POLYGON ((7.8587173 48.0025586, 7.858666 48.0025604, 7.8586682 48.0025902, 7.8586178 48.0025919, 7.8586159 48.0025668, 7.8585704 48.0025683, 7.8585631 48.0024701, 7.8587104 48.0024652, 7.8587173 48.0025586)) | 119417.5397 | 46.6935 | TEASER heat-loss factors x DWD hourly temperature minus coarse useful TEASER internal/solar gains (13.2%) | 119417.5397 | 46.6935 | FALSE | FALSE
1 | osm | TRUE | TRUE | FALSE | TRUE | FALSE | FALSE | TRUE | FALSE | FALSE |  |  | apartments | terrace | zensus | 467.4655 | 500 | 1901 | 1901 | zensus |  | retrofit | estimated | 0.64 | before 1919 | row two-family | Filled from Zensus type distribution | Filled from Zensus age distribution | Zensus 2022 (Destatis, 100 m grid) | 2 | 5.6 | way/154623197 | 154623197 | POLYGON ((7.8588051 48.0027188, 7.8588186 48.0027734, 7.8586849 48.0027838, 7.8586936 48.0029003, 7.858741 48.0028982, 7.8587418 48.0029205, 7.8586836 48.0029233, 7.8586841 48.0029334, 7.8586283 48.0029372, 7.8585787 48.0027394, 7.8588051 48.0027188)) | 42159.2343 | 20.0996 | TEASER heat-loss factors x DWD hourly temperature minus coarse useful TEASER internal/solar gains (27.9%) | 42159.2343 | 20.0996 | FALSE | FALSE
2 | osm | TRUE | TRUE | FALSE | TRUE | FALSE | FALSE | FALSE | FALSE | FALSE |  | Wölflinstraße 15, 79104 Freiburg im Breisgau | apartments | apartments | osm | 319.8861 | 300 | 1902 | 1901 | zensus |  | advanced retrofit | estimated | 0.69 | before 1919 |  | Existing building type kept | Filled from Zensus age distribution | Zensus 2022 (Destatis, 100 m grid) | 2 | 6 | way/154623212 | 154623212 | POLYGON ((7.8590024 48.00304, 7.8589364 48.003041, 7.8589372 48.0030643, 7.8589049 48.0030648, 7.8589044 48.0030492, 7.8588871 48.0030495, 7.8588856 48.0030031, 7.8588597 48.0030035, 7.8588587 48.0029727, 7.8588826 48.0029724, 7.8588806 48.002913, 7.8589425 48.0029121, 7.8589422 48.0029014, 7.8589977 48.0029006, 7.8590024 48.00304)) | 19505.1448 | 9.586 | TEASER heat-loss factors x DWD hourly temperature minus coarse useful TEASER internal/solar gains (30.0%) | 19505.1448 | 9.586 | FALSE | FALSE
3 | osm | TRUE | TRUE | TRUE | FALSE | FALSE | FALSE | FALSE | FALSE | FALSE |  | Starkenstraße 19, 79104 Freiburg im Breisgau | apartments | care_home | user | 220.1863 | 220.1863 | 1903 | 1902 | zensus |  | standard | estimated | 0.58 | before 1919 |  | Existing building type kept | Filled from Zensus age distribution | Zensus 2022 (Destatis, 100 m grid) | 3 | 9 | way/154623243 | 154623243 | POLYGON ((7.8588379 48.0025559, 7.8588309 48.0024612, 7.8587104 48.0024652, 7.8587173 48.0025586, 7.8588002 48.0025559, 7.8588014 48.0025719, 7.858839 48.0025706, 7.8588379 48.0025559)) | 93871.5581 | 40.4833 | TEASER heat-loss factors x DWD hourly temperature minus coarse useful TEASER internal/solar gains (24.0%) | 93871.5581 | 40.4833 | FALSE | FALSE
4 | osm | TRUE | TRUE | FALSE | FALSE | FALSE | FALSE | TRUE | FALSE | FALSE |  |  | terrace | house | zensus | 90.236 | 90.236 | 1904 | 1902 | zensus |  | standard | estimated | 0.61 | before 1919 | detached two-family | Filled from Zensus type distribution | Filled from Zensus age distribution | Zensus 2022 (Destatis, 100 m grid) | 2 | 5.6 | way/154623245 | 154623245 | POLYGON ((7.8589526 48.0025531, 7.8589542 48.0025671, 7.8589541 48.0025776, 7.8589615 48.0025773, 7.8589687 48.0026379, 7.8590317 48.0026342, 7.8590267 48.0025905, 7.8590093 48.0025922, 7.8590076 48.002551, 7.8589526 48.0025531)) | 39861.3808 | 14.4816 | TEASER heat-loss factors x DWD hourly temperature minus coarse useful TEASER internal/solar gains (7.4%) | 39861.3808 | 14.4816 | FALSE | FALSE
5 | osm | TRUE | TRUE | TRUE | FALSE | FALSE | FALSE | FALSE | FALSE | FALSE |  | Weiherhofstraße 1, 79104 Freiburg im Breisgau | apartments | commercial | user | 433.7323 | 433.7323 | 1904 | 1903 | zensus |  | retrofit | estimated | 0.58 | before 1919 |  | Existing building type kept | Filled from Zensus age distribution | Zensus 2022 (Destatis, 100 m grid) | 2 | 6 | way/154623252 | 154623252 | POLYGON ((7.8593401 48.0026983, 7.8595005 48.0026962, 7.8594963 48.0025503, 7.8593359 48.0025523, 7.8593401 48.0026983)) | 70595.6885 | 30.4605 | TEASER heat-loss factors x DWD hourly temperature minus coarse useful TEASER internal/solar gains (25.1%) | 70595.6885 | 30.4605 | FALSE | FALSE
6 | osm | TRUE | TRUE | TRUE | FALSE | FALSE | FALSE | FALSE | FALSE | FALSE |  | Starkenstraße 21, 79104 Freiburg im Breisgau | apartments | commercial | user | 214.5 | 214.5 | 1905 | 1903 | zensus |  | standard | estimated | 0.58 | before 1919 |  | Existing building type kept | Filled from Zensus age distribution | Zensus 2022 (Destatis, 100 m grid) | 2 | 6 | way/154623265 | 154623265 | POLYGON ((7.8589526 48.0025531, 7.8589542 48.0025671, 7.8589083 48.0025656, 7.858908 48.0025548, 7.8588379 48.0025559, 7.8588309 48.0024612, 7.8589468 48.0024576, 7.8589526 48.0025531)) | 53638.9415 | 21.173 | TEASER heat-loss factors x DWD hourly temperature minus coarse useful TEASER internal/solar gains (18.0%) | 53638.9415 | 21.173 | FALSE | FALSE
7 | osm | TRUE | FALSE | FALSE | FALSE | FALSE | FALSE | FALSE | FALSE | FALSE |  | Starkenstraße 23, 79104 Freiburg im Breisgau | apartments | apartments | osm | 288.5604 | 288.5604 | 1906 | 1904 | zensus |  | retrofit | estimated | 0.69 | before 1919 |  | Existing building type kept | Filled from Zensus age distribution | Zensus 2022 (Destatis, 100 m grid) | 3 | 9 | way/154623271 | 154623271 | POLYGON ((7.8591073 48.0024518, 7.8589468 48.0024576, 7.8589526 48.0025531, 7.8590076 48.002551, 7.8591174 48.0025476, 7.8591073 48.0024518)) | 40821.4274 | 19.2524 | TEASER heat-loss factors x DWD hourly temperature minus coarse useful TEASER internal/solar gains (27.0%) | 50000 | 19.2524 | TRUE | FALSE
8 | osm | TRUE | TRUE | FALSE | TRUE | FALSE | FALSE | FALSE | FALSE | FALSE |  | Starkenstraße 27, 79104 Freiburg im Breisgau | apartments | apartments | osm | 497.5678 | 500 | 1907 | 1904 | zensus |  | retrofit | estimated | 0.69 | before 1919 |  | Existing building type kept | Filled from Zensus age distribution | Zensus 2022 (Destatis, 100 m grid) | 2 | 6 | way/154623292 | 154623292 | POLYGON ((7.8594963 48.0025503, 7.8595103 48.00255, 7.8595048 48.0024397, 7.8592556 48.0024452, 7.8592609 48.0025393, 7.8592613 48.0025476, 7.8593203 48.0025462, 7.8593206 48.0025532, 7.8593359 48.0025523, 7.8594963 48.0025503)) | 46925.8765 | 22.1314 | TEASER heat-loss factors x DWD hourly temperature minus coarse useful TEASER internal/solar gains (27.0%) | 50000 | 22.1314 | TRUE | FALSE
9 | osm | TRUE | FALSE | FALSE | FALSE | FALSE | FALSE | FALSE | FALSE | FALSE |  | Starkenstraße 25, 79104 Freiburg im Breisgau | apartments | apartments | osm | 267.0804 | 267.0804 | 1908 | 1905 | zensus |  | advanced retrofit | estimated | 0.69 | before 1919 |  | Existing building type kept | Filled from Zensus age distribution | Zensus 2022 (Destatis, 100 m grid) | 3 | 9 | way/154623304 | 154623304 | POLYGON ((7.8592556 48.0024452, 7.8591073 48.0024518, 7.8591174 48.0025476, 7.8591723 48.0025456, 7.8591659 48.0025546, 7.8592177 48.0025521, 7.8592165 48.0025418, 7.8592609 48.0025393, 7.8592556 48.0024452)) | 26047.2118 | 12.8011 | TEASER heat-loss factors x DWD hourly temperature minus coarse useful TEASER internal/solar gains (30.0%) | 26047.2118 | 12.8011 | FALSE | FALSE
10 | osm | TRUE | TRUE | FALSE | FALSE | FALSE | FALSE | TRUE | FALSE | FALSE |  | Addresse 1 | semidetached_house | house | zensus | 185.9072 | 185.9072 | 1909 | 1905 | zensus |  | retrofit | estimated | 0.61 | before 1919 | detached two-family | Filled from Zensus type distribution | Filled from Zensus age distribution | Zensus 2022 (Destatis, 100 m grid) | 2 | 5.6 | way/154623305 | 154623305 | POLYGON ((7.8588741 48.0027131, 7.8589377 48.0027075, 7.858922 48.0026278, 7.8589024 48.0026296, 7.8588961 48.002598, 7.8588 48.0026065, 7.8588129 48.0026719, 7.8588651 48.0026673, 7.8588741 48.0027131)) | 21658.5148 | 9.2935 | TEASER heat-loss factors x DWD hourly temperature minus coarse useful TEASER internal/solar gains (20.8%) | 20000 | 9.2935 | TRUE | FALSE
11 | osm | TRUE | TRUE | FALSE | FALSE | FALSE | FALSE | TRUE | FALSE | FALSE |  |  | terrace | terrace | zensus | 86.9465 | 86.9465 | 1910 | 1906 | zensus |  | retrofit | estimated | 0.64 | before 1919 | row single-family | Filled from Zensus type distribution | Filled from Zensus age distribution | Zensus 2022 (Destatis, 100 m grid) | 2 | 5.6 | way/154623309 | 154623309 | POLYGON ((7.8586289 48.0026211, 7.8586445 48.0026773, 7.8585638 48.0026873, 7.8585482 48.002631, 7.8586289 48.0026211)) | 7331.194 | 3.4952 | TEASER heat-loss factors x DWD hourly temperature minus coarse useful TEASER internal/solar gains (27.9%) | 7331.194 | 3.4952 | FALSE | FALSE
12 | osm | TRUE | FALSE | FALSE | FALSE | FALSE | FALSE | FALSE | FALSE | FALSE | Blinden- und Sehbehindertenverein Südbaden | Wölflinstraße 13, 79104 Freiburg im Breisgau | apartments | apartments | osm | 343.9745 | 343.9745 | 1911 | 1907 | zensus |  | retrofit | estimated | 0.69 | before 1919 |  | Existing building type kept | Filled from Zensus age distribution | Zensus 2022 (Destatis, 100 m grid) | 2 | 6 | way/154623313 | 154623313 | POLYGON ((7.8587418 48.0029205, 7.8587637 48.0029197, 7.8587661 48.0029798, 7.858777 48.0029794, 7.8587804 48.003008, 7.8587888 48.0030073, 7.8587883 48.003056, 7.8587709 48.0030567, 7.8587719 48.0030696, 7.8587276 48.0030711, 7.8587245 48.0030588, 7.8586588 48.0030601, 7.8586243 48.0029399, 7.8586283 48.0029372, 7.8586841 48.0029334, 7.8586836 48.0029233, 7.8587418 48.0029205)) | 32440.4194 | 15.2997 | TEASER heat-loss factors x DWD hourly temperature minus coarse useful TEASER internal/solar gains (27.0%) | 32440.4194 | 15.2997 | FALSE | FALSE
13 | osm | TRUE | FALSE | FALSE | FALSE | FALSE | FALSE | FALSE | FALSE | FALSE |  | Wölflinstraße 9, 79104 Freiburg im Breisgau | apartments | apartments | osm | 582.1643 | 582.1643 | 1912 | 1907 | zensus |  | standard | estimated | 0.69 | before 1919 |  | Existing building type kept | Filled from Zensus age distribution | Zensus 2022 (Destatis, 100 m grid) | 2 | 6 | way/154669143 | 154669143 | POLYGON ((7.8576884 48.0031052, 7.8578436 48.0030988, 7.8578431 48.003094, 7.8578679 48.003093, 7.8578665 48.003078, 7.8578822 48.0030773, 7.8578696 48.0029407, 7.8576757 48.0029486, 7.8576811 48.003007, 7.8576547 48.0030081, 7.8576592 48.0030581, 7.857684 48.003057, 7.8576884 48.0031052)) | 154490.2834 | 60.4073 | TEASER heat-loss factors x DWD hourly temperature minus coarse useful TEASER internal/solar gains (13.2%) | 154490.2834 | 60.4073 | FALSE | FALSE
14 | osm | TRUE | FALSE | FALSE | FALSE | FALSE | FALSE | FALSE | FALSE | FALSE |  | Starkenstraße 13a, 79104 Freiburg im Breisgau | apartments | apartments | osm | 578.7257 | 578.7257 | 1913 | 1908 | zensus |  | standard | estimated | 0.69 | before 1919 |  | Existing building type kept | Filled from Zensus age distribution | Zensus 2022 (Destatis, 100 m grid) | 3 | 9 | way/154669154 | 154669154 | POLYGON ((7.8581299 48.0026007, 7.8582046 48.0025984, 7.8582062 48.0026129, 7.8582684 48.0026104, 7.8582679 48.0025953, 7.8583997 48.0025914, 7.8583984 48.00257, 7.8583954 48.0024774, 7.8581247 48.0024902, 7.8581299 48.0026007)) | 230366.6742 | 90.0757 | TEASER heat-loss factors x DWD hourly temperature minus coarse useful TEASER internal/solar gains (13.2%) | 230366.6742 | 90.0757 | FALSE | FALSE
15 | osm | TRUE | TRUE | FALSE | FALSE | FALSE | FALSE | TRUE | FALSE | FALSE |  |  | detached | detached | zensus | 18.1389 | 18.1389 | 1914 | 1908 | zensus |  | standard | estimated | 0.61 | before 1919 | detached single-family | Filled from Zensus type distribution | Filled from Zensus age distribution | Zensus 2022 (Destatis, 100 m grid) | 2 | 5.6 | way/154669170 | 154669170 | POLYGON ((7.8575587 48.0027043, 7.8575574 48.0026818, 7.8575993 48.0026801, 7.8576016 48.0027037, 7.8575587 48.0027043)) | 8012.7643 | 2.911 | TEASER heat-loss factors x DWD hourly temperature minus coarse useful TEASER internal/solar gains (7.4%) | 8012.7643 | 2.911 | FALSE | FALSE
16 | osm | FALSE | FALSE | FALSE | FALSE | FALSE | FALSE | FALSE | FALSE | FALSE |  | Karlstraße 51, 79104 Freiburg im Breisgau | apartments | apartments | osm | 373.947 | 373.947 | 1914 | 1909 | zensus |  | retrofit | estimated | 0.69 | before 1919 |  | Existing building type kept | Filled from Zensus age distribution | Zensus 2022 (Destatis, 100 m grid) | 3 | 9 | way/154669171 | 154669171 | POLYGON ((7.857282 48.002638, 7.8572435 48.0026387, 7.8572448 48.0026558, 7.8571797 48.0026582, 7.8571784 48.0026422, 7.8571114 48.0026447, 7.8571024 48.0025342, 7.857274 48.0025255, 7.857282 48.002638)) | [5 empty] | FALSE | FALSE
17 | osm | TRUE | FALSE | FALSE | FALSE | FALSE | FALSE | FALSE | FALSE | FALSE |  | Wölflinstraße 11, 79104 Freiburg im Breisgau | apartments | apartments | osm | 452.1124 | 452.1124 | 1915 | 1909 | zensus |  | retrofit | estimated | 0.69 | before 1919 |  | Existing building type kept | Filled from Zensus age distribution | Zensus 2022 (Destatis, 100 m grid) | 3 | 9 | way/154669192 | 154669192 | POLYGON ((7.8579955 48.0030909, 7.857989 48.0030482, 7.8579785 48.0030482, 7.8579727 48.0029967, 7.8579853 48.002996, 7.8579842 48.0029427, 7.8581339 48.0029374, 7.858134 48.0029745, 7.8581466 48.0029759, 7.8581589 48.0030853, 7.8579955 48.0030909)) | 63958.4322 | 30.1644 | TEASER heat-loss factors x DWD hourly temperature minus coarse useful TEASER internal/solar gains (27.0%) | 63958.4322 | 30.1644 | FALSE | FALSE
18 | osm | TRUE | TRUE | FALSE | FALSE | FALSE | FALSE | TRUE | FALSE | FALSE |  |  | detached | semidetached_house | zensus | 48.8421 | 48.8421 | 1916 | 1910 | zensus |  | standard | estimated | 0.61 | before 1919 | semi-detached single-family | Filled from Zensus type distribution | Filled from Zensus age distribution | Zensus 2022 (Destatis, 100 m grid) | 2 | 5.6 | way/154669194 | 154669194 | POLYGON ((7.8575129 48.0027817, 7.8575079 48.002727, 7.8575561 48.0027259, 7.8575617 48.0027796, 7.8575129 48.0027817)) | 21575.8042 | 7.8385 | TEASER heat-loss factors x DWD hourly temperature minus coarse useful TEASER internal/solar gains (7.4%) | 21575.8042 | 7.8385 | FALSE | FALSE
19 | osm | TRUE | FALSE | FALSE | FALSE | FALSE | FALSE | FALSE | FALSE | FALSE |  | Starkenstraße 5, 79104 Freiburg im Breisgau | apartments | apartments | osm | 166.0443 | 166.0443 | 1917 | 1910 | zensus |  | retrofit | estimated | 0.69 | before 1919 |  | Existing building type kept | Filled from Zensus age distribution | Zensus 2022 (Destatis, 100 m grid) | 2 | 6 | way/154669195 | 154669195 | POLYGON ((7.8576408 48.0025094, 7.8575497 48.0025167, 7.8575565 48.0026117, 7.857649 48.0026089, 7.8576408 48.0025094)) | 15659.7249 | 7.3855 | TEASER heat-loss factors x DWD hourly temperature minus coarse useful TEASER internal/solar gains (27.0%) | 15659.7249 | 7.3855 | FALSE | FALSE
20 | osm | FALSE | TRUE | FALSE | FALSE | FALSE | FALSE | TRUE | FALSE | FALSE |  |  | garage | garage | osm | 135.0125 | 135.0125 |  |  |  |  | standard | estimated | 0 |  |  | Not adjusted: OSM type is outside the residential Zensus type dataset | Not adjusted: building type is outside the residential Zensus age dataset |  | 3 | 8.4 | way/154669201 | 154669201 | POLYGON ((7.8571952 48.0027382, 7.8571904 48.0026766, 7.8572437 48.0026756, 7.8572448 48.0026558, 7.8572435 48.0026387, 7.857282 48.002638, 7.8572912 48.002735, 7.8571952 48.0027382)) | [5 empty] | FALSE | FALSE
21 | osm | TRUE | TRUE | FALSE | FALSE | FALSE | FALSE | TRUE | FALSE | FALSE |  |  | apartments | apartments | osm | 183.8455 | 183.8455 | 1918 | 1911 | zensus |  | standard | estimated | 0.69 | before 1919 |  | Existing building type kept | Filled from Zensus age distribution | Zensus 2022 (Destatis, 100 m grid) | 3 | 9 | way/154669202 | 154669202 | POLYGON ((7.8581339 48.0029374, 7.8579842 48.0029427, 7.8579974 48.0028924, 7.8581876 48.002886, 7.8581939 48.0029351, 7.8581339 48.0029374)) | 73181.2707 | 28.6146 | TEASER heat-loss factors x DWD hourly temperature minus coarse useful TEASER internal/solar gains (13.2%) | 73181.2707 | 28.6146 | FALSE | FALSE
22 | osm | TRUE | TRUE | FALSE | FALSE | FALSE | FALSE | TRUE | FALSE | FALSE |  |  | garage | garage | osm | 157.133 | 157.133 |  |  |  |  | standard | estimated | 0 |  |  | Not adjusted: OSM type is outside the residential Zensus type dataset | Not adjusted: building type is outside the residential Zensus age dataset |  | 3 | 8.4 | way/154669226 | 154669226 | POLYGON ((7.8593251 48.0029514, 7.8591774 48.0029543, 7.8591717 48.0028976, 7.8593054 48.0028951, 7.859323 48.0028946, 7.8593251 48.0029514)) | 0 | 0 | unheated building type | 0 | 0 | FALSE | FALSE
23 | osm | TRUE | FALSE | FALSE | FALSE | FALSE | FALSE | FALSE | FALSE | FALSE |  | Starkenstraße 9, 79104 Freiburg im Breisgau | apartments | apartments | osm | 150.6352 | 150.6352 | 1919 | 1911 | zensus |  | advanced retrofit | estimated | 0.69 | before 1919 |  | Existing building type kept | Filled from Zensus age distribution | Zensus 2022 (Destatis, 100 m grid) | 3 | 9 | way/154669228 | 154669228 | POLYGON ((7.8578342 48.0025878, 7.8578359 48.0025973, 7.8578003 48.0025974, 7.8577984 48.0025884, 7.85774 48.0025889, 7.8577332 48.002506, 7.8578245 48.002503, 7.8578342 48.0025878)) | 14690.8062 | 7.2199 | TEASER heat-loss factors x DWD hourly temperature minus coarse useful TEASER internal/solar gains (30.0%) | 14690.8062 | 7.2199 | FALSE | FALSE
24 | osm | TRUE | TRUE | FALSE | FALSE | FALSE | FALSE | TRUE | FALSE | FALSE |  |  | semidetached_house | semidetached_house | zensus | 50.5211 | 50.5211 | 1925 | 1912 | zensus |  | standard | estimated | 0.61 | before 1919 | semi-detached single-family | Filled from Zensus type distribution | Filled from Zensus age distribution | Zensus 2022 (Destatis, 100 m grid) | 2 | 5.6 | way/154669231 | 154669231 | POLYGON ((7.8577141 48.0027131, 7.8577065 48.0026545, 7.8577527 48.0026518, 7.8577603 48.0027104, 7.8577141 48.0027131)) | 22317.4985 | 8.1079 | TEASER heat-loss factors x DWD hourly temperature minus coarse useful TEASER internal/solar gains (7.4%) | 22317.4985 | 8.1079 | FALSE | FALSE
25 | osm | TRUE | FALSE | FALSE | FALSE | FALSE | FALSE | FALSE | FALSE | FALSE |  | Starkenstraße 3, 79104 Freiburg im Breisgau | apartments | apartments | osm | 294.0437 | 294.0437 | 1931 | 1913 | zensus |  | standard | estimated | 0.69 | before 1919 |  | Existing building type kept | Filled from Zensus age distribution | Zensus 2022 (Destatis, 100 m grid) | 3 | 9 | way/154669241 | 154669241 | POLYGON ((7.8575565 48.0026117, 7.8575576 48.0026273, 7.8574693 48.0026301, 7.8574701 48.0026408, 7.8574433 48.0026417, 7.8574424 48.0026298, 7.8574166 48.0026306, 7.8574088 48.0025212, 7.8575497 48.0025167, 7.8575565 48.0026117)) | 117046.5644 | 45.7664 | TEASER heat-loss factors x DWD hourly temperature minus coarse useful TEASER internal/solar gains (13.2%) | 117046.5644 | 45.7664 | FALSE | FALSE
26 | osm | TRUE | TRUE | FALSE | FALSE | FALSE | FALSE | TRUE | FALSE | FALSE |  |  | semidetached_house | semidetached_house | zensus | 77.3011 | 77.3011 | 1936 | 1913 | zensus |  | retrofit | estimated | 0.61 | before 1919 | semi-detached single-family | Filled from Zensus type distribution | Filled from Zensus age distribution | Zensus 2022 (Destatis, 100 m grid) | 2 | 5.6 | way/154669243 | 154669243 | POLYGON ((7.8575576 48.0026273, 7.8575565 48.0026117, 7.857649 48.0026089, 7.85765 48.0026212, 7.8576094 48.0026226, 7.8576109 48.0026797, 7.8575993 48.0026801, 7.8575574 48.0026818, 7.8575576 48.0026273)) | 9005.7068 | 3.8643 | TEASER heat-loss factors x DWD hourly temperature minus coarse useful TEASER internal/solar gains (20.8%) | 9005.7068 | 3.8643 | FALSE | FALSE
27 | osm | TRUE | TRUE | FALSE | FALSE | FALSE | FALSE | TRUE | FALSE | FALSE |  |  | semidetached_house | semidetached_house | zensus | 200.0506 | 200.0506 | 1942 | 1914 | zensus |  | advanced retrofit | estimated | 0.61 | before 1919 | semi-detached two-family | Filled from Zensus type distribution | Filled from Zensus age distribution | Zensus 2022 (Destatis, 100 m grid) | 2 | 5.6 | way/154669246 | 154669246 | POLYGON ((7.8578401 48.0026391, 7.8578493 48.0027197, 7.8579208 48.0027161, 7.8579219 48.0027262, 7.8579623 48.0027241, 7.8579611 48.002713, 7.8579775 48.0027122, 7.857976 48.002699, 7.8579684 48.0026325, 7.8579203 48.002635, 7.8578849 48.0026368, 7.8578401 48.0026391)) | 14701.2459 | 6.8563 | TEASER heat-loss factors x DWD hourly temperature minus coarse useful TEASER internal/solar gains (27.3%) | 14701.2459 | 6.8563 | FALSE | FALSE
28 | osm | FALSE | FALSE | FALSE | FALSE | FALSE | FALSE | FALSE | FALSE | FALSE |  | Karlstraße 55, 79104 Freiburg im Breisgau | apartments | apartments | osm | 259.7705 | 259.7705 | 1948 | 1914 | zensus |  | retrofit | estimated | 0.69 | before 1919 |  | Existing building type kept | Filled from Zensus age distribution | Zensus 2022 (Destatis, 100 m grid) | 2 | 6 | way/154669265 | 154669265 | POLYGON ((7.8573513 48.0030099, 7.857335 48.0029218, 7.8571782 48.0029348, 7.8571945 48.0030229, 7.8573513 48.0030099)) | [5 empty] | FALSE | FALSE
29 | osm | TRUE | TRUE | FALSE | FALSE | FALSE | FALSE | TRUE | FALSE | FALSE |  |  | semidetached_house | semidetached_house | zensus | 67.0978 | 67.0978 | 1949 | 1915 | zensus |  | retrofit | estimated | 0.61 | before 1919 | semi-detached single-family | Filled from Zensus type distribution | Filled from Zensus age distribution | Zensus 2022 (Destatis, 100 m grid) | 2 | 5.6 | way/154669274 | 154669274 | POLYGON ((7.8580014 48.0028452, 7.8579529 48.0028474, 7.8579452 48.0028134, 7.857956 48.0028119, 7.8579439 48.0027623, 7.8579843 48.0027631, 7.8580014 48.0028452)) | 7817.014 | 3.3542 | TEASER heat-loss factors x DWD hourly temperature minus coarse useful TEASER internal/solar gains (20.8%) | 7817.014 | 3.3542 | FALSE | FALSE
30 | osm | TRUE | FALSE | FALSE | FALSE | FALSE | FALSE | FALSE | FALSE | FALSE |  | Starkenstraße 1, 79104 Freiburg im Breisgau | apartments | apartments | osm | 296.4415 | 296.4415 | 1978 | 1915 | zensus |  | retrofit | estimated | 0.69 | before 1919 |  | Existing building type kept | Filled from Zensus age distribution | Zensus 2022 (Destatis, 100 m grid) | 3 | 9 | way/154669303 | 154669303 | POLYGON ((7.8574088 48.0025212, 7.857274 48.0025255, 7.857282 48.002638, 7.8573611 48.0026355, 7.8573621 48.0026499, 7.8574178 48.0026481, 7.8574166 48.0026306, 7.8574088 48.0025212)) | 41936.3227 | 19.7782 | TEASER heat-loss factors x DWD hourly temperature minus coarse useful TEASER internal/solar gains (27.0%) | 41936.3227 | 19.7782 | FALSE | FALSE
31 | osm | TRUE | FALSE | FALSE | FALSE | FALSE | FALSE | FALSE | FALSE | FALSE |  | Starkenstraße 11, 79104 Freiburg im Breisgau | apartments | apartments | osm | 236.5293 | 236.5293 | 1979 | 1916 | zensus |  | retrofit | estimated | 0.69 | before 1919 |  | Existing building type kept | Filled from Zensus age distribution | Zensus 2022 (Destatis, 100 m grid) | 3 | 9 | way/154669309 | 154669309 | POLYGON ((7.8579423 48.0024969, 7.8578245 48.002503, 7.8578342 48.0025878, 7.857879 48.0025855, 7.8578849 48.0026368, 7.8579203 48.002635, 7.8579171 48.0026071, 7.8579548 48.0026052, 7.8579423 48.0024969)) | 33460.8007 | 15.781 | TEASER heat-loss factors x DWD hourly temperature minus coarse useful TEASER internal/solar gains (27.0%) | 33460.8007 | 15.781 | FALSE | FALSE
32 | osm | FALSE | FALSE | FALSE | FALSE | FALSE | FALSE | FALSE | FALSE | FALSE |  | Karlstraße 53, 79104 Freiburg im Breisgau | apartments | apartments | osm | 360.5971 | 360.5971 | 1983 | 1916 | zensus |  | standard | estimated | 0.69 | before 1919 |  | Existing building type kept | Filled from Zensus age distribution | Zensus 2022 (Destatis, 100 m grid) | 2 | 6 | way/154669327 | 154669327 | POLYGON ((7.8571782 48.0029348, 7.857335 48.0029218, 7.8573478 48.0029208, 7.8573408 48.0028834, 7.8573787 48.0028803, 7.8573664 48.0028142, 7.8572682 48.0028224, 7.8572697 48.0028302, 7.8571604 48.0028393, 7.8571782 48.0029348)) | [5 empty] | FALSE | FALSE
33 | osm | TRUE | TRUE | FALSE | FALSE | FALSE | FALSE | TRUE | FALSE | FALSE |  |  | terrace | semidetached_house | zensus | 270.7949 | 270.7949 | 1986 | 1917 | zensus |  | standard | estimated | 0.61 | before 1919 | semi-detached two-family | Filled from Zensus type distribution | Filled from Zensus age distribution | Zensus 2022 (Destatis, 100 m grid) | 2 | 5.6 | way/154669330 | 154669330 | POLYGON ((7.8580014 48.0028452, 7.8579843 48.0027631, 7.8579775 48.0027122, 7.857976 48.002699, 7.8580207 48.0026944, 7.8580349 48.0027566, 7.858114 48.0027536, 7.8581264 48.0028356, 7.8580844 48.0028395, 7.8580863 48.0028507, 7.8580231 48.0028554, 7.858022 48.0028444, 7.8580014 48.0028452)) | 119622.545 | 43.4588 | TEASER heat-loss factors x DWD hourly temperature minus coarse useful TEASER internal/solar gains (7.4%) | 119622.545 | 43.4588 | FALSE | FALSE
34 | osm | TRUE | FALSE | FALSE | FALSE | FALSE | FALSE | FALSE | FALSE | FALSE |  | Starkenstraße 7, 79104 Freiburg im Breisgau | apartments | apartments | osm | 202.5046 | 202.5046 | 1990 | 1917 | zensus |  | advanced retrofit | estimated | 0.69 | before 1919 |  | Existing building type kept | Filled from Zensus age distribution | Zensus 2022 (Destatis, 100 m grid) | 2 | 6 | way/154669333 | 154669333 | POLYGON ((7.8577332 48.002506, 7.8576408 48.0025094, 7.857649 48.0026089, 7.85765 48.0026212, 7.8576505 48.0026274, 7.8577429 48.002624, 7.85774 48.0025889, 7.8577332 48.002506)) | 13166.2686 | 6.4707 | TEASER heat-loss factors x DWD hourly temperature minus coarse useful TEASER internal/solar gains (30.0%) | 13166.2686 | 6.4707 | FALSE | FALSE
35 | osm | TRUE | FALSE | FALSE | FALSE | FALSE | FALSE | FALSE | FALSE | FALSE |  | Wölflinstraße 19, 79104 Freiburg im Breisgau | apartments | apartments | osm | 483.0627 | 483.0627 | 1991 | 1918 | zensus |  | retrofit | estimated | 0.69 | before 1919 |  | Existing building type kept | Filled from Zensus age distribution | Zensus 2022 (Destatis, 100 m grid) | 2 | 6 | way/154669338 | 154669338 | POLYGON ((7.8595224 48.00289, 7.8595329 48.0030165, 7.8594653 48.0030176, 7.8594656 48.0030269, 7.8594104 48.0030278, 7.8594101 48.0030193, 7.8593276 48.0030207, 7.8593251 48.0029514, 7.859323 48.0028946, 7.8595224 48.00289)) | 45557.8923 | 21.4863 | TEASER heat-loss factors x DWD hourly temperature minus coarse useful TEASER internal/solar gains (27.0%) | 45557.8923 | 21.4863 | FALSE | FALSE
36 | osm | TRUE | FALSE | FALSE | FALSE | FALSE | FALSE | FALSE | FALSE | FALSE |  | Weiherhofstraße 3, 79104 Freiburg im Breisgau | apartments | apartments | osm | 466.7867 | 466.7867 | 2000 | 1919 | zensus |  | standard | estimated | 0.65 | 1919-1948 |  | Existing building type kept | Filled from Zensus age distribution | Zensus 2022 (Destatis, 100 m grid) | 2 | 6 | way/221548155 | 221548155 | POLYGON ((7.859323 48.0028946, 7.8593054 48.0028951, 7.8593031 48.0028515, 7.8593112 48.0028513, 7.8593072 48.0027761, 7.8594508 48.0027727, 7.8594517 48.0027897, 7.8595217 48.002788, 7.8595238 48.0028293, 7.8595467 48.0028287, 7.8595485 48.0028622, 7.859521 48.0028629, 7.8595224 48.00289, 7.859323 48.0028946)) | 161215.4116 | 61.8341 | TEASER heat-loss factors x DWD hourly temperature minus coarse useful TEASER internal/solar gains (10.9%) | 161215.4116 | 61.8341 | FALSE | FALSE
37 | osm | FALSE | FALSE | FALSE | FALSE | FALSE | FALSE | FALSE | FALSE | FALSE |  | Karlstraße 57, 79104 Freiburg im Breisgau | apartments | apartments | osm | 317.3647 | 317.3647 | 2001 | 1923 | zensus |  | retrofit | estimated | 0.65 | 1919-1948 |  | Existing building type kept | Filled from Zensus age distribution | Zensus 2022 (Destatis, 100 m grid) | 2 | 6 | way/221624427 | 221624427 | POLYGON ((7.8571945 48.0030229, 7.857213 48.0031227, 7.8573208 48.0031137, 7.8573232 48.0031264, 7.8573464 48.0031245, 7.857388 48.003121, 7.8573812 48.003083, 7.857365 48.0030838, 7.8573513 48.0030099, 7.8571945 48.0030229)) | [5 empty] | FALSE | FALSE
38 | osm | TRUE | TRUE | FALSE | FALSE | FALSE | FALSE | TRUE | FALSE | FALSE |  |  | apartments | apartments | osm | 300.5297 | 300.5297 | 2010 | 1926 | zensus |  | retrofit | estimated | 0.65 | 1919-1948 |  | Existing building type kept | Filled from Zensus age distribution | Zensus 2022 (Destatis, 100 m grid) | 3 | 9 | way/224006614 | 224006614 | POLYGON ((7.8583984 48.00257, 7.8585704 48.0025683, 7.8585631 48.0024701, 7.8583954 48.0024774, 7.8583984 48.00257)) | 44948.2253 | 21.0295 | TEASER heat-loss factors x DWD hourly temperature minus coarse useful TEASER internal/solar gains (26.7%) | 44948.2253 | 21.0295 | FALSE | FALSE
39 | osm | TRUE | FALSE | FALSE | FALSE | FALSE | FALSE | FALSE | FALSE | FALSE |  | Wölflinstraße 11c, 79104 Freiburg im Breisgau | apartments | apartments | osm | 435.7878 | 435.7878 | 2011 | 1930 | zensus |  | retrofit | estimated | 0.65 | 1919-1948 |  | Existing building type kept | Filled from Zensus age distribution | Zensus 2022 (Destatis, 100 m grid) | 3 | 9 | way/224007568 | 224007568 | POLYGON ((7.8583237 48.0028105, 7.8585126 48.0028024, 7.8585104 48.0027586, 7.8585204 48.0027579, 7.8585189 48.0027282, 7.8585046 48.0027282, 7.858502 48.0026808, 7.858312 48.0026885, 7.8583237 48.0028105)) | 65177.8858 | 30.4941 | TEASER heat-loss factors x DWD hourly temperature minus coarse useful TEASER internal/solar gains (26.7%) | 65177.8858 | 30.4941 | FALSE | FALSE
40 | osm | TRUE | FALSE | FALSE | FALSE | FALSE | FALSE | FALSE | FALSE | FALSE |  | Wölflinstraße 11b, 79104 Freiburg im Breisgau | apartments | apartments | osm | 767.9751 | 767.9751 | 2013 | 1934 | zensus |  | retrofit | estimated | 0.65 | 1919-1948 |  | Existing building type kept | Filled from Zensus age distribution | Zensus 2022 (Destatis, 100 m grid) | 3 | 9 | way/226314205 | 226314205 | POLYGON ((7.8586588 48.0030601, 7.8584044 48.0030701, 7.8584034 48.0030817, 7.8583227 48.0030835, 7.8583175 48.0030161, 7.8583327 48.003014, 7.8583271 48.0029516, 7.8584176 48.0029473, 7.8584166 48.0029311, 7.8585373 48.0029265, 7.8585394 48.0029427, 7.8586243 48.0029399, 7.8586588 48.0030601)) | 114860.9241 | 53.7388 | TEASER heat-loss factors x DWD hourly temperature minus coarse useful TEASER internal/solar gains (26.7%) | 114860.9241 | 53.7388 | FALSE | FALSE
41 | osm | TRUE | FALSE | FALSE | FALSE | FALSE | FALSE | FALSE | FALSE | FALSE |  | Wölflinstraße 17, 79104 Freiburg im Breisgau | apartments | semidetached_house | zensus | 322.6261 | 322.6261 | 2015 | 1937 | zensus |  | retrofit | estimated | 0.57 | 1919-1948 | semi-detached two-family | Filled from Zensus type distribution | Filled from Zensus age distribution | Zensus 2022 (Destatis, 100 m grid) | 2 | 5.6 | way/226314206 | 226314206 | POLYGON ((7.8589977 48.0029006, 7.8590443 48.0028999, 7.8590445 48.0029069, 7.8591133 48.0029059, 7.859115 48.0029584, 7.8591358 48.0029581, 7.859137 48.0029924, 7.8591248 48.0029925, 7.8591263 48.0030374, 7.859114 48.0030376, 7.8591146 48.0030556, 7.8590729 48.0030562, 7.8590724 48.003039, 7.8590024 48.00304, 7.8589977 48.0029006)) | 31388.4194 | 14.2768 | TEASER heat-loss factors x DWD hourly temperature minus coarse useful TEASER internal/solar gains (25.0%) | 31388.4194 | 14.2768 | FALSE | FALSE
42 | osm | TRUE | FALSE | FALSE | FALSE | FALSE | FALSE | FALSE | FALSE | FALSE |  | Starkenstraße 13, 79104 Freiburg im Breisgau | apartments | apartments | osm | 379.1012 | 379.1012 | 2017 | 1941 | zensus |  | advanced retrofit | estimated | 0.65 | 1919-1948 |  | Existing building type kept | Filled from Zensus age distribution | Zensus 2022 (Destatis, 100 m grid) | 3 | 9 | way/227021763 | 227021763 | POLYGON ((7.8581247 48.0024902, 7.8579423 48.0024969, 7.8579548 48.0026052, 7.8579961 48.0026041, 7.8579992 48.0026129, 7.8580918 48.0026112, 7.858092 48.0026017, 7.8581299 48.0026007, 7.8581247 48.0024902)) | 40842.0443 | 20.0161 | TEASER heat-loss factors x DWD hourly temperature minus coarse useful TEASER internal/solar gains (30.0%) | 40842.0443 | 20.0161 | FALSE | FALSE
43 | osm | TRUE | TRUE | FALSE | FALSE | FALSE | FALSE | TRUE | FALSE | FALSE |  |  | garage | garage | osm | 77.6327 | 77.6327 |  |  |  |  | standard | estimated | 0 |  |  | Not adjusted: OSM type is outside the residential Zensus type dataset | Not adjusted: building type is outside the residential Zensus age dataset |  | 3 | 8.4 | way/291973127 | 291973127 | POLYGON ((7.8591632 48.0028026, 7.8591576 48.0027505, 7.8592377 48.0027467, 7.8592432 48.0027988, 7.8591632 48.0028026)) | 0 | 0 | unheated building type | 0 | 0 | FALSE | FALSE
44 | osm | TRUE | TRUE | FALSE | FALSE | FALSE | FALSE | TRUE | FALSE | FALSE |  |  | garage | garage | osm | 30.9939 | 30.9939 |  |  |  |  | standard | estimated | 0 |  |  | Not adjusted: OSM type is outside the residential Zensus type dataset | Not adjusted: building type is outside the residential Zensus age dataset |  | 3 | 8.4 | way/291973133 | 291973133 | POLYGON ((7.8573812 48.003083, 7.8574157 48.0030802, 7.8574244 48.0031279, 7.8573898 48.0031307, 7.857388 48.003121, 7.8573812 48.003083)) | 0 | 0 | unheated building type | 0 | 0 | FALSE | FALSE
45 | osm | TRUE | TRUE | FALSE | FALSE | FALSE | FALSE | TRUE | FALSE | FALSE |  |  | semidetached_house | semidetached_house | zensus | 78.0936 | 78.0936 | 2019 | 1944 | zensus |  | standard | estimated | 0.57 | 1919-1948 | semi-detached single-family | Filled from Zensus type distribution | Filled from Zensus age distribution | Zensus 2022 (Destatis, 100 m grid) | 2 | 5.6 | way/291973137 | 291973137 | POLYGON ((7.8592282 48.0026366, 7.8592177 48.0025521, 7.8592165 48.0025418, 7.8592609 48.0025393, 7.8592613 48.0025476, 7.8592727 48.0026341, 7.8592282 48.0026366)) | 26809.0328 | 10.1384 | TEASER heat-loss factors x DWD hourly temperature minus coarse useful TEASER internal/solar gains (9.9%) | 26809.0328 | 10.1384 | FALSE | FALSE
46 | osm | TRUE | FALSE | FALSE | FALSE | FALSE | FALSE | FALSE | FALSE | FALSE |  | Starkenstraße 31, 79104 Freiburg im Breisgau | apartments | apartments | osm | 338.8541 | 338.8541 | 1948 | 1948 | zensus |  | standard | estimated | 0.65 | 1919-1948 |  | Existing building type kept | Filled from Zensus age distribution | Zensus 2022 (Destatis, 100 m grid) | 3 | 9 | way/154623217 | 154623217 | POLYGON ((7.861091 48.0022934, 7.8610385 48.0023105, 7.8610273 48.002295, 7.8609812 48.0023055, 7.8609906 48.0023177, 7.8609756 48.0023219, 7.8609955 48.0023551, 7.8609783 48.0023621, 7.8609988 48.0024018, 7.8610224 48.002397, 7.8610539 48.0024467, 7.8611716 48.0024136, 7.861091 48.0022934)) | 175546.4283 | 67.3307 | TEASER heat-loss factors x DWD hourly temperature minus coarse useful TEASER internal/solar gains (10.9%) | 175546.4283 | 67.3307 | FALSE | FALSE
47 | osm | TRUE | TRUE | FALSE | FALSE | FALSE | FALSE | TRUE | FALSE | FALSE |  |  | shed | shed | osm | 50.1057 | 50.1057 |  |  |  |  | standard | estimated | 0 |  |  | Not adjusted: OSM type is outside the residential Zensus type dataset | Not adjusted: building type is outside the residential Zensus age dataset |  | 3 | 8.4 | way/154623231 | 154623231 | POLYGON ((7.8606766 48.0025195, 7.860711 48.0025341, 7.8607555 48.0024872, 7.8607144 48.0024697, 7.8606699 48.0025167, 7.8606766 48.0025195)) | 0 | 0 | unheated building type | 0 | 0 | FALSE | FALSE
48 | osm | TRUE | FALSE | FALSE | FALSE | FALSE | FALSE | FALSE | FALSE | FALSE |  | Mozartstraße 35, 79104 Freiburg im Breisgau | apartments | apartments | osm | 423.2427 | 423.2427 | 1949 | 1949 | zensus |  | standard | estimated | 0.59 | 1949-1978 |  | Existing building type kept | Filled from Zensus age distribution | Zensus 2022 (Destatis, 100 m grid) | 3 | 9 | way/154623232 | 154623232 | POLYGON ((7.8614213 48.0027389, 7.861518 48.0027081, 7.8615027 48.0026837, 7.8615124 48.002681, 7.8614308 48.0025506, 7.8614216 48.0025532, 7.8614046 48.002526, 7.8613048 48.0025539, 7.8614213 48.0027389)) | 198195.0787 | 70.4466 | TEASER heat-loss factors x DWD hourly temperature minus coarse useful TEASER internal/solar gains (10.7%) | 198195.0787 | 70.4466 | FALSE | FALSE
49 | osm | TRUE | FALSE | FALSE | FALSE | FALSE | FALSE | FALSE | FALSE | FALSE |  | Stadtstraße 37, 79104 Freiburg im Breisgau | apartments | apartments | osm | 336.706 | 336.706 | 1964 | 1964 | zensus |  | standard | estimated | 0.59 | 1949-1978 |  | Existing building type kept | Filled from Zensus age distribution | Zensus 2022 (Destatis, 100 m grid) | 2 | 6 | way/154623246 | 154623246 | POLYGON ((7.8612238 48.0027477, 7.8612031 48.0027372, 7.861196 48.0027435, 7.8611095 48.0026996, 7.8610753 48.0027298, 7.8610648 48.0027244, 7.8609918 48.0027888, 7.8610103 48.0027982, 7.8609966 48.0028103, 7.8610359 48.0028303, 7.8610473 48.0028203, 7.8611071 48.0028506, 7.8612238 48.0027477)) | 72503.9466 | 28.4512 | TEASER heat-loss factors x DWD hourly temperature minus coarse useful TEASER internal/solar gains (15.2%) | 72503.9466 | 28.4512 | FALSE | FALSE
50 | osm | TRUE | TRUE | FALSE | FALSE | FALSE | FALSE | TRUE | FALSE | FALSE |  |  | garage | garage | osm | 127.7057 | 127.7057 |  |  |  |  | standard | estimated | 0 |  |  | Not adjusted: OSM type is outside the residential Zensus type dataset | Not adjusted: building type is outside the residential Zensus age dataset |  | 3 | 8.4 | way/154623248 | 154623248 | POLYGON ((7.8612033 48.0026392, 7.8612743 48.0026209, 7.8612094 48.0025519, 7.8611578 48.002567, 7.8611199 48.0025792, 7.8612033 48.0026392)) | 0 | 0 | unheated building type | 0 | 0 | FALSE | FALSE
51 | osm | TRUE | TRUE | FALSE | FALSE | FALSE | FALSE | TRUE | FALSE | FALSE |  |  | garage | garage | osm | 42.7133 | 42.7133 |  |  |  |  | standard | estimated | 0 |  |  | Not adjusted: OSM type is outside the residential Zensus type dataset | Not adjusted: building type is outside the residential Zensus age dataset |  | 3 | 8.4 | way/154623260 | 154623260 | POLYGON ((7.8614143 48.0027945, 7.8614816 48.0027752, 7.8614627 48.0027461, 7.8613955 48.002766, 7.8614143 48.0027945)) | 0 | 0 | unheated building type | 0 | 0 | FALSE | FALSE
52 | osm | TRUE | FALSE | FALSE | FALSE | FALSE | FALSE | FALSE | FALSE | FALSE |  | Stadtstraße 29, 79104 Freiburg im Breisgau | apartments | apartments | osm | 498.3544 | 498.3544 | 1978 | 1978 | zensus |  | standard | estimated | 0.59 | 1949-1978 |  | Existing building type kept | Filled from Zensus age distribution | Zensus 2022 (Destatis, 100 m grid) | 2 | 6 | way/154623270 | 154623270 | POLYGON ((7.8604658 48.0025578, 7.8603626 48.0025185, 7.8603346 48.002528, 7.8602966 48.0025118, 7.8602916 48.0024869, 7.860347 48.0024161, 7.8603767 48.0024139, 7.8603778 48.0023967, 7.8604394 48.0023871, 7.8604451 48.0024038, 7.8605626 48.0024471, 7.8604658 48.0025578)) | 109085.9255 | 43.1388 | TEASER heat-loss factors x DWD hourly temperature minus coarse useful TEASER internal/solar gains (15.5%) | 109085.9255 | 43.1388 | FALSE | FALSE
53 | osm | TRUE | FALSE | FALSE | FALSE | FALSE | FALSE | FALSE | FALSE | FALSE |  | Stadtstraße 35, 79104 Freiburg im Breisgau | apartments | apartments | osm | 389.7964 | 389.7964 | 1979 | 1979 | zensus |  | standard | estimated | 0.41 | 1979-1990 |  | Existing building type kept | Filled from Zensus age distribution | Zensus 2022 (Destatis, 100 m grid) | 2 | 6 | way/154623273 | 154623273 | POLYGON ((7.8607942 48.0026898, 7.8609238 48.0025713, 7.8609613 48.0025897, 7.8609666 48.0025848, 7.861033 48.0026174, 7.8609864 48.0026599, 7.8610014 48.0026673, 7.8609716 48.0026945, 7.8609545 48.0026862, 7.8608896 48.0027454, 7.8608754 48.0027385, 7.8608633 48.0027496, 7.8608221 48.0027294, 7.8608406 48.0027125, 7.8607942 48.0026898)) | 67653.8562 | 27.7339 | TEASER heat-loss factors x DWD hourly temperature minus coarse useful TEASER internal/solar gains (17.5%) | 67653.8562 | 27.7339 | FALSE | FALSE
54 | osm | TRUE | FALSE | FALSE | FALSE | FALSE | FALSE | FALSE | FALSE | FALSE |  | Stadtstraße 33, 79104 Freiburg im Breisgau | apartments | apartments | osm | 405.7582 | 405.7582 | 1984 | 1984 | zensus |  | retrofit | estimated | 0.41 | 1979-1990 |  | Existing building type kept | Filled from Zensus age distribution | Zensus 2022 (Destatis, 100 m grid) | 2 | 6 | way/154623281 | 154623281 | POLYGON ((7.8607942 48.0026898, 7.8607537 48.0026679, 7.8607276 48.0026781, 7.8606845 48.0026624, 7.8606804 48.0026432, 7.8607457 48.0025835, 7.8607327 48.0025766, 7.8607645 48.002552, 7.8607736 48.0025561, 7.8608206 48.0025125, 7.8608884 48.0025466, 7.8608826 48.0025501, 7.8609238 48.0025713, 7.8607942 48.0026898)) | 34978.3808 | 17.3006 | TEASER heat-loss factors x DWD hourly temperature minus coarse useful TEASER internal/solar gains (30.0%) | 34978.3808 | 17.3006 | FALSE | FALSE
55 | osm | TRUE | FALSE | FALSE | FALSE | FALSE | FALSE | FALSE | FALSE | FALSE | Haus Fortwängler | Stadtstraße 43, 79104 Freiburg im Breisgau | apartments | apartments | osm | 409.5687 | 409.5687 | 1902 | 1902 | osm |  | retrofit | estimated | 0.69 |  |  | Existing building type kept | Existing construction year kept |  | 2 | 6 | way/154623282 | 154623282 | POLYGON ((7.8615494 48.0030603, 7.8616186 48.0030952, 7.8616044 48.0031082, 7.8616615 48.0031385, 7.8616765 48.0031244, 7.8617527 48.0031628, 7.8617963 48.0031241, 7.8617542 48.003104, 7.86177 48.0030911, 7.8617683 48.0030827, 7.8617636 48.0030713, 7.8617554 48.0030591, 7.8617387 48.0030511, 7.8617046 48.0030292, 7.8617212 48.0030169, 7.8617118 48.0030013, 7.8616895 48.0029909, 7.8616635 48.0029924, 7.861642 48.0029994, 7.8616186 48.0030275, 7.86159 48.0030085, 7.8615579 48.003036, 7.86157 48.0030429, 7.8615494 48.0030603)) | 38626.6399 | 18.2173 | TEASER heat-loss factors x DWD hourly temperature minus coarse useful TEASER internal/solar gains (27.0%) | 38626.6399 | 18.2173 | FALSE | FALSE
56 | osm | TRUE | FALSE | FALSE | FALSE | FALSE | FALSE | FALSE | FALSE | FALSE |  | Stadtstraße 39, 79104 Freiburg im Breisgau | apartments | apartments | osm | 320.0767 | 320.0767 | 1990 | 1990 | zensus |  | retrofit | estimated | 0.41 | 1979-1990 |  | Existing building type kept | Filled from Zensus age distribution | Zensus 2022 (Destatis, 100 m grid) | 2 | 6 | way/154623294 | 154623294 | POLYGON ((7.8612087 48.0029032, 7.861262 48.0028562, 7.8612767 48.0028637, 7.8613324 48.0028145, 7.8612394 48.0027673, 7.8612478 48.0027599, 7.8612238 48.0027477, 7.8611071 48.0028506, 7.8611587 48.0028768, 7.8611498 48.0028846, 7.8611864 48.0029032, 7.8611946 48.002896, 7.8612087 48.0029032)) | 27592.2076 | 13.6473 | TEASER heat-loss factors x DWD hourly temperature minus coarse useful TEASER internal/solar gains (30.0%) | 27592.2076 | 13.6473 | FALSE | FALSE
57 | osm | TRUE | FALSE | FALSE | FALSE | FALSE | FALSE | FALSE | FALSE | FALSE |  | Stadtstraße 31, 79104 Freiburg im Breisgau | apartments | apartments | osm | 431.4292 | 431.4292 | 1991 | 1991 | zensus |  | retrofit | estimated | 0.41 | 1991-2000 |  | Existing building type kept | Filled from Zensus age distribution | Zensus 2022 (Destatis, 100 m grid) | 2 | 6 | way/154623295 | 154623295 | POLYGON ((7.8604658 48.0025578, 7.8605626 48.0024471, 7.8605736 48.0024386, 7.8606071 48.0024505, 7.8606246 48.0024337, 7.8607144 48.0024697, 7.8606699 48.0025167, 7.8606766 48.0025195, 7.8606499 48.0025457, 7.8606358 48.002541, 7.8605937 48.0025972, 7.8605658 48.0026182, 7.8605107 48.0025976, 7.8605278 48.0025811, 7.8604658 48.0025578)) | 37191.3477 | 18.3952 | TEASER heat-loss factors x DWD hourly temperature minus coarse useful TEASER internal/solar gains (30.0%) | 37191.3477 | 18.3952 | FALSE | FALSE
58 | osm | TRUE | FALSE | FALSE | FALSE | FALSE | FALSE | FALSE | FALSE | FALSE |  | Stadtstraße 41, 79104 Freiburg im Breisgau | apartments | apartments | osm | 302.2528 | 302.2528 | 2000 | 2000 | zensus |  | retrofit | estimated | 0.25 | 1991-2000 |  | Existing building type kept | Filled from Zensus age distribution | Zensus 2022 (Destatis, 100 m grid) | 2 | 6 | way/154623314 | 154623314 | POLYGON ((7.8614142 48.0028747, 7.8613869 48.0028984, 7.8613737 48.0028916, 7.8613446 48.0029169, 7.8613584 48.0029239, 7.8613238 48.0029541, 7.8614489 48.0030184, 7.8615398 48.0029393, 7.8614142 48.0028747)) | 24045.0527 | 11.8911 | TEASER heat-loss factors x DWD hourly temperature minus coarse useful TEASER internal/solar gains (30.0%) | 24045.0527 | 11.8911 | FALSE | FALSE
59 | osm | TRUE | FALSE | FALSE | FALSE | FALSE | FALSE | FALSE | FALSE | FALSE |  | Mozartstraße 37, 79104 Freiburg im Breisgau | semidetached_house | semidetached_house | zensus | 387.9102 | 387.9102 | 2006 | 2006 | zensus |  | standard | estimated | 0.17 | 2001-2010 | semi-detached two-family | Filled from Zensus type distribution | Filled from Zensus age distribution | Zensus 2022 (Destatis, 100 m grid) | 2 | 5.6 | way/227019234 | 227019234 | POLYGON ((7.8615398 48.0029393, 7.8615892 48.0029205, 7.8615868 48.0029132, 7.8616456 48.002899, 7.8616388 48.0028884, 7.8616602 48.0028824, 7.8616413 48.0028518, 7.8616185 48.0028566, 7.8615758 48.00279, 7.8615029 48.002814, 7.8614952 48.0028026, 7.8614411 48.0028174, 7.8614512 48.0028384, 7.8614142 48.0028747, 7.8615398 48.0029393)) | 45462.9256 | 20.1209 | TEASER heat-loss factors x DWD hourly temperature minus coarse useful TEASER internal/solar gains (22.9%) | 45462.9256 | 20.1209 | FALSE | FALSE
60 | osm | TRUE | FALSE | FALSE | FALSE | FALSE | FALSE | FALSE | FALSE | FALSE |  | Mozartstraße 33, 79104 Freiburg im Breisgau | terrace | terrace | osm | 417.1542 | 417.1542 | 2011 | 2011 | zensus |  | standard | estimated | 0.08 | 2011-2019 |  | Existing building type kept | Filled from Zensus age distribution | Zensus 2022 (Destatis, 100 m grid) | 3 | 8.4 | way/292005612 | 292005612 | POLYGON ((7.8611716 48.0024136, 7.8612597 48.0023894, 7.8612533 48.0023752, 7.8613105 48.0023565, 7.8613045 48.0023481, 7.8613282 48.0023415, 7.8613035 48.0023039, 7.8612832 48.0023045, 7.8612552 48.0022618, 7.8612592 48.0022526, 7.8612253 48.0022412, 7.861223 48.0022505, 7.861091 48.0022934, 7.8611716 48.0024136)) | 49212.5123 | 24.3092 | TEASER heat-loss factors x DWD hourly temperature minus coarse useful TEASER internal/solar gains (30.0%) | 49212.5123 | 24.3092 | FALSE | FALSE
61 | osm | TRUE | TRUE | FALSE | FALSE | FALSE | FALSE | TRUE | FALSE | FALSE |  |  | detached | detached | zensus | 40.8607 | 40.8607 | 2014 | 2014 | zensus |  | standard | estimated | 0.05 | 2011-2019 | detached single-family | Filled from Zensus type distribution | Filled from Zensus age distribution | Zensus 2022 (Destatis, 100 m grid) | 2 | 5.6 | way/292005613 | 292005613 | POLYGON ((7.8614627 48.0027461, 7.8615265 48.0027276, 7.8615454 48.0027567, 7.8614816 48.0027752, 7.8614627 48.0027461)) | 4232.9438 | 1.9625 | TEASER heat-loss factors x DWD hourly temperature minus coarse useful TEASER internal/solar gains (27.1%) | 4232.9438 | 1.9625 | FALSE | FALSE
62 | osm | TRUE | TRUE | FALSE | FALSE | FALSE | FALSE | TRUE | FALSE | FALSE |  |  | detached | detached | zensus | 41.1115 | 41.1115 | 2016 | 2016 | zensus |  | standard | estimated | 0 | 2011-2019 | detached single-family | Filled from Zensus type distribution | Filled from Zensus age distribution | Zensus 2022 (Destatis, 100 m grid) | 2 | 5.6 | way/292005621 | 292005621 | POLYGON ((7.8613536 48.0028505, 7.8613946 48.0028142, 7.8614335 48.0028339, 7.8613925 48.0028702, 7.8613536 48.0028505)) |  |  | not calculated |  |  | FALSE | FALSE
63 | osm | TRUE | TRUE | FALSE | FALSE | FALSE | FALSE | TRUE | FALSE | FALSE |  |  | semidetached_house | semidetached_house | zensus | 77.7482 | 77.7482 | 2019 | 2019 | zensus |  | standard | estimated | 0 | 2011-2019 | semi-detached single-family | Filled from Zensus type distribution | Filled from Zensus age distribution | Zensus 2022 (Destatis, 100 m grid) | 2 | 5.6 | way/292005638 | 292005638 | POLYGON ((7.8611578 48.002567, 7.861127 48.0025197, 7.8612015 48.0024979, 7.8612324 48.0025452, 7.8612094 48.0025519, 7.8611578 48.002567)) |  |  | not calculated |  |  | FALSE | FALSE

## polygons
id | wkt
0 | POLYGON ((7.857145 48.003254, 7.856898 48.002479, 7.859656 48.002414, 7.859677 48.003067, 7.857145 48.003254))
1 | POLYGON ((7.859784 48.002464, 7.861887 48.00329, 7.861362 48.002156, 7.859784 48.002464))

## meta
key | value
total_heat_demand_kwh | 3001005.1211
total_dhw_demand_kwh | 350771.4207
route_length_m | 415.863
design_outdoor_temperature_c | -6.9917
ground_temperature_c | 12.7682
dwd_weather_station | Freiburg
dwd_weather_station_id | 01443
dwd_weather_year | 2025
dwd_profile_years_used | 2021, 2022, 2023, 2024, 2025
dwd_available_complete_year_count | 75

## base_attrs
bidx | building_type_base | area_base_m2 | year_built_base | address | osm_id | osmid
0 | apartments | 287.4957 | 1900 | Starkenstraße 17, 79104 Freiburg im Breisgau | way/154623191 | 154623191
1 | apartments | 467.4655 | 1901 |  | way/154623197 | 154623197
2 | apartments | 319.8861 | 1902 | Wölflinstraße 15, 79104 Freiburg im Breisgau | way/154623212 | 154623212
3 | apartments | 220.1863 | 1903 | Starkenstraße 19, 79104 Freiburg im Breisgau | way/154623243 | 154623243
4 | terrace | 90.236 | 1904 |  | way/154623245 | 154623245
5 | apartments | 433.7323 | 1904 | Weiherhofstraße 1, 79104 Freiburg im Breisgau | way/154623252 | 154623252
6 | apartments | 214.5 | 1905 | Starkenstraße 21, 79104 Freiburg im Breisgau | way/154623265 | 154623265
7 | apartments | 288.5604 | 1906 | Starkenstraße 23, 79104 Freiburg im Breisgau | way/154623271 | 154623271
8 | apartments | 497.5678 | 1907 | Starkenstraße 27, 79104 Freiburg im Breisgau | way/154623292 | 154623292
9 | apartments | 267.0804 | 1908 | Starkenstraße 25, 79104 Freiburg im Breisgau | way/154623304 | 154623304
10 | semidetached_house | 185.9072 | 1909 |  | way/154623305 | 154623305
11 | terrace | 86.9465 | 1910 |  | way/154623309 | 154623309
12 | apartments | 343.9745 | 1911 | Wölflinstraße 13, 79104 Freiburg im Breisgau | way/154623313 | 154623313
13 | apartments | 582.1643 | 1912 | Wölflinstraße 9, 79104 Freiburg im Breisgau | way/154669143 | 154669143
14 | apartments | 578.7257 | 1913 | Starkenstraße 13a, 79104 Freiburg im Breisgau | way/154669154 | 154669154
15 | detached | 18.1389 | 1914 |  | way/154669170 | 154669170
16 | apartments | 373.947 | 1914 | Karlstraße 51, 79104 Freiburg im Breisgau | way/154669171 | 154669171
17 | apartments | 452.1124 | 1915 | Wölflinstraße 11, 79104 Freiburg im Breisgau | way/154669192 | 154669192
18 | detached | 48.8421 | 1916 |  | way/154669194 | 154669194
19 | apartments | 166.0443 | 1917 | Starkenstraße 5, 79104 Freiburg im Breisgau | way/154669195 | 154669195
20 | garage | 135.0125 |  |  | way/154669201 | 154669201
21 | apartments | 183.8455 | 1918 |  | way/154669202 | 154669202
22 | garage | 157.133 |  |  | way/154669226 | 154669226
23 | apartments | 150.6352 | 1919 | Starkenstraße 9, 79104 Freiburg im Breisgau | way/154669228 | 154669228
24 | semidetached_house | 50.5211 | 1925 |  | way/154669231 | 154669231
25 | apartments | 294.0437 | 1931 | Starkenstraße 3, 79104 Freiburg im Breisgau | way/154669241 | 154669241
26 | semidetached_house | 77.3011 | 1936 |  | way/154669243 | 154669243
27 | semidetached_house | 200.0506 | 1942 |  | way/154669246 | 154669246
28 | apartments | 259.7705 | 1948 | Karlstraße 55, 79104 Freiburg im Breisgau | way/154669265 | 154669265
29 | semidetached_house | 67.0978 | 1949 |  | way/154669274 | 154669274
30 | apartments | 296.4415 | 1978 | Starkenstraße 1, 79104 Freiburg im Breisgau | way/154669303 | 154669303
31 | apartments | 236.5293 | 1979 | Starkenstraße 11, 79104 Freiburg im Breisgau | way/154669309 | 154669309
32 | apartments | 360.5971 | 1983 | Karlstraße 53, 79104 Freiburg im Breisgau | way/154669327 | 154669327
33 | terrace | 270.7949 | 1986 |  | way/154669330 | 154669330
34 | apartments | 202.5046 | 1990 | Starkenstraße 7, 79104 Freiburg im Breisgau | way/154669333 | 154669333
35 | apartments | 483.0627 | 1991 | Wölflinstraße 19, 79104 Freiburg im Breisgau | way/154669338 | 154669338
36 | apartments | 466.7867 | 2000 | Weiherhofstraße 3, 79104 Freiburg im Breisgau | way/221548155 | 221548155
37 | apartments | 317.3647 | 2001 | Karlstraße 57, 79104 Freiburg im Breisgau | way/221624427 | 221624427
38 | apartments | 300.5297 | 2010 |  | way/224006614 | 224006614
39 | apartments | 435.7878 | 2011 | Wölflinstraße 11c, 79104 Freiburg im Breisgau | way/224007568 | 224007568
40 | apartments | 767.9751 | 2013 | Wölflinstraße 11b, 79104 Freiburg im Breisgau | way/226314205 | 226314205
41 | apartments | 322.6261 | 2015 | Wölflinstraße 17, 79104 Freiburg im Breisgau | way/226314206 | 226314206
42 | apartments | 379.1012 | 2017 | Starkenstraße 13, 79104 Freiburg im Breisgau | way/227021763 | 227021763
43 | garage | 77.6327 |  |  | way/291973127 | 291973127
44 | garage | 30.9939 |  |  | way/291973133 | 291973133
45 | semidetached_house | 78.0936 | 2019 |  | way/291973137 | 291973137
46 | apartments | 338.8541 | 1948 | Starkenstraße 31, 79104 Freiburg im Breisgau | way/154623217 | 154623217
47 | shed | 50.1057 |  |  | way/154623231 | 154623231
48 | apartments | 423.2427 | 1949 | Mozartstraße 35, 79104 Freiburg im Breisgau | way/154623232 | 154623232
49 | apartments | 336.706 | 1964 | Stadtstraße 37, 79104 Freiburg im Breisgau | way/154623246 | 154623246
50 | garage | 127.7057 |  |  | way/154623248 | 154623248
51 | garage | 42.7133 |  |  | way/154623260 | 154623260
52 | apartments | 498.3544 | 1978 | Stadtstraße 29, 79104 Freiburg im Breisgau | way/154623270 | 154623270
53 | apartments | 389.7964 | 1979 | Stadtstraße 35, 79104 Freiburg im Breisgau | way/154623273 | 154623273
54 | apartments | 405.7582 | 1984 | Stadtstraße 33, 79104 Freiburg im Breisgau | way/154623281 | 154623281
55 | apartments | 409.5687 | 1902 | Stadtstraße 43, 79104 Freiburg im Breisgau | way/154623282 | 154623282
56 | apartments | 320.0767 | 1990 | Stadtstraße 39, 79104 Freiburg im Breisgau | way/154623294 | 154623294
57 | apartments | 431.4292 | 1991 | Stadtstraße 31, 79104 Freiburg im Breisgau | way/154623295 | 154623295
58 | apartments | 302.2528 | 2000 | Stadtstraße 41, 79104 Freiburg im Breisgau | way/154623314 | 154623314
59 | semidetached_house | 387.9102 | 2006 | Mozartstraße 37, 79104 Freiburg im Breisgau | way/227019234 | 227019234
60 | terrace | 417.1542 | 2011 | Mozartstraße 33, 79104 Freiburg im Breisgau | way/292005612 | 292005612
61 | detached | 40.8607 | 2014 |  | way/292005613 | 292005613
62 | detached | 41.1115 | 2016 |  | way/292005621 | 292005621
63 | semidetached_house | 77.7482 | 2019 |  | way/292005638 | 292005638

## zensus_summary
topic | zensus_class | label | count | share | grid_cells | source
building age | Vor1919 | before 1919 | 73 | 0.61864 | 11 | Zensus 2022 (Destatis, 100 m grid)
building age | a1919bis1948 | 1919-1948 | 18 | 0.15254 | 11 | Zensus 2022 (Destatis, 100 m grid)
building age | a1949bis1978 | 1949-1978 | 6 | 0.050847 | 11 | Zensus 2022 (Destatis, 100 m grid)
building age | a1979bis1990 | 1979-1990 | 6 | 0.050847 | 11 | Zensus 2022 (Destatis, 100 m grid)
building age | a1991bis2000 | 1991-2000 | 3 | 0.025424 | 11 | Zensus 2022 (Destatis, 100 m grid)
building age | a2001bis2010 | 2001-2010 | 3 | 0.025424 | 11 | Zensus 2022 (Destatis, 100 m grid)
building age | a2011bis2019 | 2011-2019 | 9 | 0.076271 | 11 | Zensus 2022 (Destatis, 100 m grid)
building type | FreiEFH | detached single-family | 6 | 0.05042 | 11 | Zensus 2022 (Destatis, 100 m grid)
building type | EFH_DHH | semi-detached single-family | 12 | 0.10084 | 11 | Zensus 2022 (Destatis, 100 m grid)
building type | EFH_Reihenhaus | row single-family | 3 | 0.02521 | 11 | Zensus 2022 (Destatis, 100 m grid)
building type | Freist_ZFH | detached two-family | 3 | 0.02521 | 11 | Zensus 2022 (Destatis, 100 m grid)
building type | ZFH_DHH | semi-detached two-family | 9 | 0.07563 | 11 | Zensus 2022 (Destatis, 100 m grid)
building type | ZFH_Reihenhaus | row two-family | 3 | 0.02521 | 11 | Zensus 2022 (Destatis, 100 m grid)
building type | MFH_3bis6Wohnungen | multi-family 3-6 dwellings | 65 | 0.54622 | 11 | Zensus 2022 (Destatis, 100 m grid)
building type | MFH_7bis12Wohnungen | multi-family 7-12 dwellings | 12 | 0.10084 | 11 | Zensus 2022 (Destatis, 100 m grid)
building type | MFH_13undmehrWohnungen | multi-family 13+ dwellings | 3 | 0.02521 | 11 | Zensus 2022 (Destatis, 100 m grid)
building type | AndererGebaeudetyp | other residential building | 3 | 0.02521 | 11 | Zensus 2022 (Destatis, 100 m grid)

## dhw_estimates
bidx | building index | building type | area_m2 | levels | net_floor_area_m2 | opendhw_type | estimated_occupants | water_l_per_person_day | mean_drawoff_l_per_day | annual_dhw_demand_kWh | basis | status
46 | Building_46 | apartments | 338.8541 | 3 | 762.4216 | AB | 16.9427 | 40 | 677.7081 | 9851.6258 | 45 m²/person, 40 L/person/day | estimated
47 | Building_47 | shed | 50.1057 | 3 | [5 empty] | 0 |  | not estimated: no DHW default for this building type
48 | Building_48 | apartments | 423.2427 | 3 | 952.2961 | AB | 21.1621 | 40 | 846.4854 | 12304.9939 | 45 m²/person, 40 L/person/day | estimated
49 | Building_49 | apartments | 336.706 | 2 | 505.059 | AB | 11.2235 | 40 | 448.9413 | 6526.2252 | 45 m²/person, 40 L/person/day | estimated
50 | Building_50 | garage | 127.7057 | 3 | [5 empty] | 0 |  | not estimated: no DHW default for this building type
51 | Building_51 | garage | 42.7133 | 3 | [5 empty] | 0 |  | not estimated: no DHW default for this building type
52 | Building_52 | apartments | 498.3544 | 2 | 747.5316 | AB | 16.6118 | 40 | 664.4725 | 9659.1462 | 45 m²/person, 40 L/person/day | estimated
53 | Building_53 | apartments | 389.7964 | 2 | 584.6947 | AB | 12.9932 | 40 | 519.7286 | 7555.1328 | 45 m²/person, 40 L/person/day | estimated
54 | Building_54 | apartments | 405.7582 | 2 | 608.6373 | AB | 13.5253 | 40 | 541.011 | 7864.6613 | 45 m²/person, 40 L/person/day | estimated
55 | Building_55 | apartments | 409.5687 | 2 | 614.3531 | AB | 13.6523 | 40 | 546.0916 | 7938.4989 | 45 m²/person, 40 L/person/day | estimated
56 | Building_56 | apartments | 320.0767 | 2 | 480.1151 | AB | 10.6692 | 40 | 426.769 | 6203.7532 | 45 m²/person, 40 L/person/day | estimated
57 | Building_57 | apartments | 431.4292 | 2 | 647.1438 | AB | 14.381 | 40 | 575.2389 | 8362.0496 | 45 m²/person, 40 L/person/day | estimated
58 | Building_58 | apartments | 302.2528 | 2 | 453.3792 | AB | 10.0751 | 40 | 403.0038 | 5858.5802 | 45 m²/person, 40 L/person/day | estimated
59 | Building_59 | semidetached_house | 387.9102 | 2 | 543.0743 | SFH | 12.0683 | 40 | 482.7328 | 7017.5201 | 45 m²/person, 40 L/person/day | estimated
60 | Building_60 | terrace | 417.1542 | 3 | 876.0237 | TH | 19.4672 | 40 | 778.6877 | 11319.7756 | 45 m²/person, 40 L/person/day | estimated
61 | Building_61 | detached | 40.8607 | 2 | 57.2049 | SFH | 1.2712 | 40 | 50.8488 | 739.2523 | 45 m²/person, 40 L/person/day | estimated
62 | Building_62 | detached | 41.1115 | 2 | 57.5561 | SFH | 1.279 | 40 | 51.161 | 743.7526 | 45 m²/person, 40 L/person/day | estimated
63 | Building_63 | semidetached_house | 77.7482 | 2 | 108.8475 | SFH | 2.4188 | 40 | 96.7534 | 1406.5786 | 45 m²/person, 40 L/person/day | estimated
0 | Building_0 | apartments | 300 | 3 | 675 | AB | 15 | 40 | 600 | 8721.9582 | 45 m²/person, 40 L/person/day | estimated
1 | Building_1 | terrace | 500 | 2 | 700 | TH | 15.5556 | 40 | 622.2222 | 9045.1072 | 45 m²/person, 40 L/person/day | estimated
2 | Building_2 | apartments | 300 | 2 | 450 | AB | 10 | 40 | 400 | 5814.7715 | 45 m²/person, 40 L/person/day | estimated
3 | Building_3 | care_home | 220.1863 | 3 | 330.2795 | HOSPITAL | 11.0093 | 40 | 440.3726 | 6401.6491 | 30 m²/user, 40 L/user/day | estimated
4 | Building_4 | house | 90.236 | 2 | 126.3304 | SFH | 2.8073 | 40 | 112.2937 | 1632.5121 | 45 m²/person, 40 L/person/day | estimated
5 | Building_5 | commercial | 433.7323 | 2 | 520.4788 | OB | 20.8192 | 5 | 104.0958 | 1513.4719 | 25 m²/user, 5 L/user/day | estimated
6 | Building_6 | commercial | 214.5 | 2 | 257.4 | OB | 10.296 | 5 | 51.48 | 748.5318 | 25 m²/user, 5 L/user/day | estimated
7 | Building_7 | apartments | 288.5604 | 3 | 649.261 | AB | 14.428 | 40 | 577.1209 | 8389.4101 | 45 m²/person, 40 L/person/day | estimated
8 | Building_8 | apartments | 500 | 2 | 750 | AB | 16.6667 | 40 | 666.6667 | 9691.1664 | 45 m²/person, 40 L/person/day | estimated
9 | Building_9 | apartments | 267.0804 | 3 | 600.931 | AB | 13.354 | 40 | 534.1609 | 7765.0164 | 45 m²/person, 40 L/person/day | estimated
10 | Building_10 | house | 185.9072 | 2 | 260.2701 | SFH | 5.7838 | 40 | 231.3512 | 3363.3549 | 45 m²/person, 40 L/person/day | estimated
11 | Building_11 | terrace | 86.9465 | 2 | 121.7251 | TH | 2.705 | 40 | 108.2001 | 1573.1712 | 45 m²/person, 40 L/person/day | estimated
12 | Building_12 | apartments | 343.9745 | 2 | 515.9618 | AB | 11.4658 | 40 | 458.6327 | 6667.2096 | 45 m²/person, 40 L/person/day | estimated
13 | Building_13 | apartments | 582.1643 | 2 | 873.2464 | AB | 19.4055 | 40 | 776.2191 | 11283.5338 | 45 m²/person, 40 L/person/day | estimated
14 | Building_14 | apartments | 578.7257 | 3 | 1302.1329 | AB | 28.9363 | 40 | 1157.4515 | 16825.6558 | 45 m²/person, 40 L/person/day | estimated
15 | Building_15 | detached | 18.1389 | 2 | 25.3944 | SFH | 1 | 40 | 40 | 581.7798 | 45 m²/person, 40 L/person/day | estimated
17 | Building_17 | apartments | 452.1124 | 3 | 1017.2528 | AB | 22.6056 | 40 | 904.2248 | 13144.4885 | 45 m²/person, 40 L/person/day | estimated
18 | Building_18 | semidetached_house | 48.8421 | 2 | 68.379 | SFH | 1.5195 | 40 | 60.7813 | 883.6219 | 45 m²/person, 40 L/person/day | estimated
19 | Building_19 | apartments | 166.0443 | 2 | 249.0665 | AB | 5.5348 | 40 | 221.3924 | 3218.5073 | 45 m²/person, 40 L/person/day | estimated
21 | Building_21 | apartments | 183.8455 | 3 | 413.6524 | AB | 9.1923 | 40 | 367.6911 | 5345.142 | 45 m²/person, 40 L/person/day | estimated
22 | Building_22 | garage | 157.133 | 3 | [5 empty] | 0 |  | not estimated: no DHW default for this building type
23 | Building_23 | apartments | 150.6352 | 3 | 338.9292 | AB | 7.5318 | 40 | 301.2704 | 4379.4385 | 45 m²/person, 40 L/person/day | estimated
24 | Building_24 | semidetached_house | 50.5211 | 2 | 70.7296 | SFH | 1.5718 | 40 | 62.8707 | 914.1686 | 45 m²/person, 40 L/person/day | estimated
25 | Building_25 | apartments | 294.0437 | 3 | 661.5982 | AB | 14.7022 | 40 | 588.0873 | 8549.073 | 45 m²/person, 40 L/person/day | estimated
26 | Building_26 | semidetached_house | 77.3011 | 2 | 108.2215 | SFH | 2.4049 | 40 | 96.1969 | 1398.5735 | 45 m²/person, 40 L/person/day | estimated
27 | Building_27 | semidetached_house | 200.0506 | 2 | 280.0708 | SFH | 6.2238 | 40 | 248.9518 | 3619.0385 | 45 m²/person, 40 L/person/day | estimated
29 | Building_29 | semidetached_house | 67.0978 | 2 | 93.937 | SFH | 2.0875 | 40 | 83.4995 | 1213.9397 | 45 m²/person, 40 L/person/day | estimated
30 | Building_30 | apartments | 296.4415 | 3 | 666.9933 | AB | 14.8221 | 40 | 592.8829 | 8618.8085 | 45 m²/person, 40 L/person/day | estimated
31 | Building_31 | apartments | 236.5293 | 3 | 532.1909 | AB | 11.8265 | 40 | 473.0586 | 6876.9339 | 45 m²/person, 40 L/person/day | estimated
33 | Building_33 | semidetached_house | 270.7949 | 2 | 379.1129 | SFH | 8.4247 | 40 | 336.9892 | 4898.7311 | 45 m²/person, 40 L/person/day | estimated
34 | Building_34 | apartments | 202.5046 | 2 | 303.7568 | AB | 6.7502 | 40 | 270.0061 | 3925.2615 | 45 m²/person, 40 L/person/day | estimated
35 | Building_35 | apartments | 483.0627 | 2 | 724.594 | AB | 16.1021 | 40 | 644.0835 | 9362.7603 | 45 m²/person, 40 L/person/day | estimated
36 | Building_36 | apartments | 466.7867 | 2 | 700.1801 | AB | 15.5596 | 40 | 622.3823 | 9047.3375 | 45 m²/person, 40 L/person/day | estimated
38 | Building_38 | apartments | 300.5297 | 3 | 676.1918 | AB | 15.0265 | 40 | 601.0594 | 8737.4505 | 45 m²/person, 40 L/person/day | estimated
39 | Building_39 | apartments | 435.7878 | 3 | 980.5226 | AB | 21.7894 | 40 | 871.5757 | 12669.7214 | 45 m²/person, 40 L/person/day | estimated
40 | Building_40 | apartments | 767.9751 | 3 | 1727.944 | AB | 38.3988 | 40 | 1535.9502 | 22327.5135 | 45 m²/person, 40 L/person/day | estimated
41 | Building_41 | semidetached_house | 322.6261 | 2 | 451.6765 | SFH | 10.0373 | 40 | 401.4903 | 5836.3971 | 45 m²/person, 40 L/person/day | estimated
42 | Building_42 | apartments | 379.1012 | 3 | 852.9777 | AB | 18.9551 | 40 | 758.2024 | 11021.8364 | 45 m²/person, 40 L/person/day | estimated
43 | Building_43 | garage | 77.6327 | 3 | [5 empty] | 0 |  | not estimated: no DHW default for this building type
44 | Building_44 | garage | 30.9939 | 3 | [5 empty] | 0 |  | not estimated: no DHW default for this building type
45 | Building_45 | semidetached_house | 78.0936 | 2 | 109.3311 | SFH | 2.4296 | 40 | 97.1832 | 1412.8313 | 45 m²/person, 40 L/person/day | estimated

## dhw_profile
timestamp | dhw_heat_kWh | dhw_heat_kW | water_L | water_LperH
2019-01-01 | 0 | 0 | 0 | 0
2019-01-01 01:00 | 10.076 | 10.076 | 253 | 253
2019-01-01 02:00 | 7.5271 | 7.5271 | 189 | 189
2019-01-01 03:00 | 8.244 | 8.244 | 207 | 207
2019-01-01 04:00 | 7.6864 | 7.6864 | 193 | 193
2019-01-01 05:00 | 10.8725 | 10.8725 | 273 | 273
2019-01-01 06:00 | 11.8682 | 11.8682 | 298 | 298
2019-01-01 07:00 | 218.8047 | 218.8047 | 5494 | 5494
2019-01-01 08:00 | 209.2066 | 209.2066 | 5253 | 5253
2019-01-01 09:00 | 38.9499 | 38.9499 | 978 | 978
2019-01-01 10:00 | 32.6176 | 32.6176 | 819 | 819
2019-01-01 11:00 | 32.6972 | 32.6972 | 821 | 821
2019-01-01 12:00 | 34.6885 | 34.6885 | 871 | 871
2019-01-01 13:00 | 34.0513 | 34.0513 | 855 | 855
2019-01-01 14:00 | 36.0028 | 36.0028 | 904 | 904
2019-01-01 15:00 | 118.8013 | 118.8013 | 2983 | 2983
2019-01-01 16:00 | 111.4733 | 111.4733 | 2799 | 2799
2019-01-01 17:00 | 13.063 | 13.063 | 328 | 328
2019-01-01 18:00 | 13.3019 | 13.3019 | 334 | 334
2019-01-01 19:00 | 18.9174 | 18.9174 | 475 | 475
2019-01-01 20:00 | 62.7261 | 62.7261 | 1575 | 1575
2019-01-01 21:00 | 65.4343 | 65.4343 | 1643 | 1643
2019-01-01 22:00 | 85.7058 | 85.7058 | 2152 | 2152
2019-01-01 23:00 | 11.1115 | 11.1115 | 279 | 279
2019-01-02 | 4.3809 | 4.3809 | 110 | 110
2019-01-02 01:00 | 6.4518 | 6.4518 | 162 | 162
2019-01-02 02:00 | 3.425 | 3.425 | 86 | 86
2019-01-02 03:00 | 4.0224 | 4.0224 | 101 | 101
2019-01-02 04:00 | 6.3722 | 6.3722 | 160 | 160
2019-01-02 05:00 | 8.4431 | 8.4431 | 212 | 212
2019-01-02 06:00 | 5.5358 | 5.5358 | 139 | 139
2019-01-02 07:00 | 223.8626 | 223.8626 | 5621 | 5621
2019-01-02 08:00 | 29.1129 | 29.1129 | 731 | 731
2019-01-02 09:00 | 27.1216 | 27.1216 | 681 | 681
2019-01-02 10:00 | 34.4894 | 34.4894 | 866 | 866
2019-01-02 11:00 | 23.4576 | 23.4576 | 589 | 589
2019-01-02 12:00 | 65.6733 | 65.6733 | 1649 | 1649
2019-01-02 13:00 | 33.2548 | 33.2548 | 835 | 835
2019-01-02 14:00 | 28.1172 | 28.1172 | 706 | 706
2019-01-02 15:00 | 30.6263 | 30.6263 | 769 | 769
2019-01-02 16:00 | 27.6791 | 27.6791 | 695 | 695
2019-01-02 17:00 | 33.0557 | 33.0557 | 830 | 830
2019-01-02 18:00 | 91.0027 | 91.0027 | 2285 | 2285
2019-01-02 19:00 | 90.2061 | 90.2061 | 2265 | 2265
2019-01-02 20:00 | 84.5508 | 84.5508 | 2123 | 2123
2019-01-02 21:00 | 94.8658 | 94.8658 | 2382 | 2382
2019-01-02 22:00 | 4.819 | 4.819 | 121 | 121
2019-01-02 23:00 | 5.1376 | 5.1376 | 129 | 129
2019-01-03 | 4.4207 | 4.4207 | 111 | 111
2019-01-03 01:00 | 3.664 | 3.664 | 92 | 92
2019-01-03 02:00 | 7.2085 | 7.2085 | 181 | 181
2019-01-03 03:00 | 3.1861 | 3.1861 | 80 | 80
2019-01-03 04:00 | 5.0181 | 5.0181 | 126 | 126
2019-01-03 05:00 | 5.6155 | 5.6155 | 141 | 141
2019-01-03 06:00 | 3.664 | 3.664 | 92 | 92
2019-01-03 07:00 | 230.633 | 230.633 | 5791 | 5791
2019-01-03 08:00 | 32.976 | 32.976 | 828 | 828
2019-01-03 09:00 | 26.0861 | 26.0861 | 655 | 655
2019-01-03 10:00 | 37.1179 | 37.1179 | 932 | 932
2019-01-03 11:00 | 27.6791 | 27.6791 | 695 | 695
2019-01-03 12:00 | 79.2938 | 79.2938 | 1991 | 1991
2019-01-03 13:00 | 23.4178 | 23.4178 | 588 | 588
2019-01-03 14:00 | 29.1527 | 29.1527 | 732 | 732
2019-01-03 15:00 | 30.0687 | 30.0687 | 755 | 755
2019-01-03 16:00 | 31.3431 | 31.3431 | 787 | 787
2019-01-03 17:00 | 27.9978 | 27.9978 | 703 | 703
2019-01-03 18:00 | 95.6623 | 95.6623 | 2402 | 2402
2019-01-03 19:00 | 95.0251 | 95.0251 | 2386 | 2386
2019-01-03 20:00 | 98.7688 | 98.7688 | 2480 | 2480
2019-01-03 21:00 | 84.7101 | 84.7101 | 2127 | 2127
2019-01-03 22:00 | 4.9384 | 4.9384 | 124 | 124
2019-01-03 23:00 | 4.7393 | 4.7393 | 119 | 119
2019-01-04 | 4.6198 | 4.6198 | 116 | 116
2019-01-04 01:00 | 6.7704 | 6.7704 | 170 | 170
2019-01-04 02:00 | 5.735 | 5.735 | 144 | 144
2019-01-04 03:00 | 4.6995 | 4.6995 | 118 | 118
2019-01-04 04:00 | 5.9341 | 5.9341 | 149 | 149
2019-01-04 05:00 | 4.4207 | 4.4207 | 111 | 111
2019-01-04 06:00 | 5.2172 | 5.2172 | 131 | 131
2019-01-04 07:00 | 243.6561 | 243.6561 | 6118 | 6118
2019-01-04 08:00 | 23.8558 | 23.8558 | 599 | 599
2019-01-04 09:00 | 23.7364 | 23.7364 | 596 | 596
2019-01-04 10:00 | 28.4757 | 28.4757 | 715 | 715
2019-01-04 11:00 | 28.7146 | 28.7146 | 721 | 721
2019-01-04 12:00 | 71.8065 | 71.8065 | 1803 | 1803
2019-01-04 13:00 | 30.5068 | 30.5068 | 766 | 766
2019-01-04 14:00 | 31.8211 | 31.8211 | 799 | 799
2019-01-04 15:00 | 26.1658 | 26.1658 | 657 | 657
2019-01-04 16:00 | 24.8117 | 24.8117 | 623 | 623
2019-01-04 17:00 | 27.3207 | 27.3207 | 686 | 686
2019-01-04 18:00 | 93.2329 | 93.2329 | 2341 | 2341
2019-01-04 19:00 | 93.7507 | 93.7507 | 2354 | 2354
2019-01-04 20:00 | 79.0548 | 79.0548 | 1985 | 1985
2019-01-04 21:00 | 92.3966 | 92.3966 | 2320 | 2320
2019-01-04 22:00 | 6.2129 | 6.2129 | 156 | 156
2019-01-04 23:00 | 2.987 | 2.987 | 75 | 75
2019-01-05 | 6.6111 | 6.6111 | 166 | 166
2019-01-05 01:00 | 9.0804 | 9.0804 | 228 | 228
2019-01-05 02:00 | 11.7089 | 11.7089 | 294 | 294
2019-01-05 03:00 | 10.8725 | 10.8725 | 273 | 273
2019-01-05 04:00 | 7.4873 | 7.4873 | 188 | 188
2019-01-05 05:00 | 11.4699 | 11.4699 | 288 | 288
2019-01-05 06:00 | 6.9696 | 6.9696 | 175 | 175
2019-01-05 07:00 | 203.3919 | 203.3919 | 5107 | 5107
2019-01-05 08:00 | 219.2029 | 219.2029 | 5504 | 5504
2019-01-05 09:00 | 40.2642 | 40.2642 | 1011 | 1011
2019-01-05 10:00 | 32.8167 | 32.8167 | 824 | 824
2019-01-05 11:00 | 31.0245 | 31.0245 | 779 | 779
2019-01-05 12:00 | 29.2722 | 29.2722 | 735 | 735
2019-01-05 13:00 | 38.0339 | 38.0339 | 955 | 955
2019-01-05 14:00 | 31.2237 | 31.2237 | 784 | 784
2019-01-05 15:00 | 113.6637 | 113.6637 | 2854 | 2854
2019-01-05 16:00 | 112.6282 | 112.6282 | 2828 | 2828
2019-01-05 17:00 | 18.1209 | 18.1209 | 455 | 455
2019-01-05 18:00 | 18.7979 | 18.7979 | 472 | 472
2019-01-05 19:00 | 13.4612 | 13.4612 | 338 | 338
2019-01-05 20:00 | 62.8058 | 62.8058 | 1577 | 1577
2019-01-05 21:00 | 60.934 | 60.934 | 1530 | 1530
2019-01-05 22:00 | 71.5277 | 71.5277 | 1796 | 1796
2019-01-05 23:00 | 7.328 | 7.328 | 184 | 184
2019-01-06 | 12.147 | 12.147 | 305 | 305
2019-01-06 01:00 | 12.0275 | 12.0275 | 302 | 302
2019-01-06 02:00 | 9.4388 | 9.4388 | 237 | 237
2019-01-06 03:00 | 8.2838 | 8.2838 | 208 | 208
2019-01-06 04:00 | 8.6821 | 8.6821 | 218 | 218
2019-01-06 05:00 | 9.0405 | 9.0405 | 227 | 227
2019-01-06 06:00 | 7.1289 | 7.1289 | 179 | 179
2019-01-06 07:00 | 216.893 | 216.893 | 5446 | 5446
2019-01-06 08:00 | 215.9372 | 215.9372 | 5422 | 5422
2019-01-06 09:00 | 31.7414 | 31.7414 | 797 | 797
2019-01-06 10:00 | 33.2946 | 33.2946 | 836 | 836
2019-01-06 11:00 | 29.312 | 29.312 | 736 | 736
2019-01-06 12:00 | 34.7284 | 34.7284 | 872 | 872
2019-01-06 13:00 | 30.3077 | 30.3077 | 761 | 761
2019-01-06 14:00 | 27.8783 | 27.8783 | 700 | 700
2019-01-06 15:00 | 101.7159 | 101.7159 | 2554 | 2554
2019-01-06 16:00 | 106.0171 | 106.0171 | 2662 | 2662
2019-01-06 17:00 | 21.0282 | 21.0282 | 528 | 528
2019-01-06 18:00 | 15.9304 | 15.9304 | 400 | 400
2019-01-06 19:00 | 17.6828 | 17.6828 | 444 | 444
2019-01-06 20:00 | 61.6906 | 61.6906 | 1549 | 1549
2019-01-06 21:00 | 68.7 | 68.7 | 1725 | 1725
2019-01-06 22:00 | 65.8326 | 65.8326 | 1653 | 1653
2019-01-06 23:00 | 9.8769 | 9.8769 | 248 | 248
2019-01-07 | 6.2129 | 6.2129 | 156 | 156
2019-01-07 01:00 | 3.2657 | 3.2657 | 82 | 82
2019-01-07 02:00 | 4.0623 | 4.0623 | 102 | 102
2019-01-07 03:00 | 3.664 | 3.664 | 92 | 92
2019-01-07 04:00 | 6.651 | 6.651 | 167 | 167
2019-01-07 05:00 | 6.4518 | 6.4518 | 162 | 162
2019-01-07 06:00 | 7.4873 | 7.4873 | 188 | 188
2019-01-07 07:00 | 224.1414 | 224.1414 | 5628 | 5628
2019-01-07 08:00 | 23.9355 | 23.9355 | 601 | 601
2019-01-07 09:00 | 23.8558 | 23.8558 | 599 | 599
2019-01-07 10:00 | 27.0818 | 27.0818 | 680 | 680
2019-01-07 11:00 | 34.0513 | 34.0513 | 855 | 855
2019-01-07 12:00 | 74.9527 | 74.9527 | 1882 | 1882
2019-01-07 13:00 | 30.7059 | 30.7059 | 771 | 771
2019-01-07 14:00 | 28.9934 | 28.9934 | 728 | 728
2019-01-07 15:00 | 25.7277 | 25.7277 | 646 | 646
2019-01-07 16:00 | 33.0955 | 33.0955 | 831 | 831
2019-01-07 17:00 | 30.7458 | 30.7458 | 772 | 772
2019-01-07 18:00 | 91.0027 | 91.0027 | 2285 | 2285
2019-01-07 19:00 | 87.3387 | 87.3387 | 2193 | 2193
2019-01-07 20:00 | 96.2199 | 96.2199 | 2416 | 2416
2019-01-07 21:00 | 84.3517 | 84.3517 | 2118 | 2118
2019-01-07 22:00 | 5.735 | 5.735 | 144 | 144
2019-01-07 23:00 | 6.7306 | 6.7306 | 169 | 169
2019-01-08 | 5.0579 | 5.0579 | 127 | 127
2019-01-08 01:00 | 4.1817 | 4.1817 | 105 | 105
2019-01-08 02:00 | 5.8943 | 5.8943 | 148 | 148
2019-01-08 03:00 | 3.903 | 3.903 | 98 | 98
2019-01-08 04:00 | 5.3367 | 5.3367 | 134 | 134
2019-01-08 05:00 | 3.7835 | 3.7835 | 95 | 95
2019-01-08 06:00 | 2.0311 | 2.0311 | 51 | 51
2019-01-08 07:00 | 218.1674 | 218.1674 | 5478 | 5478
2019-01-08 08:00 | 33.0158 | 33.0158 | 829 | 829
2019-01-08 09:00 | 28.7146 | 28.7146 | 721 | 721
2019-01-08 10:00 | 31.3033 | 31.3033 | 786 | 786
2019-01-08 11:00 | 30.1085 | 30.1085 | 756 | 756
2019-01-08 12:00 | 74.3155 | 74.3155 | 1866 | 1866
2019-01-08 13:00 | 29.7103 | 29.7103 | 746 | 746
2019-01-08 14:00 | 23.9355 | 23.9355 | 601 | 601
2019-01-08 15:00 | 31.7812 | 31.7812 | 798 | 798
2019-01-08 16:00 | 25.7277 | 25.7277 | 646 | 646
2019-01-08 17:00 | 27.1614 | 27.1614 | 682 | 682
2019-01-08 18:00 | 106.6543 | 106.6543 | 2678 | 2678
2019-01-08 19:00 | 77.3423 | 77.3423 | 1942 | 1942
2019-01-08 20:00 | 93.7108 | 93.7108 | 2353 | 2353
2019-01-08 21:00 | 90.3654 | 90.3654 | 2269 | 2269
2019-01-08 22:00 | 6.3722 | 6.3722 | 160 | 160
2019-01-08 23:00 | 6.2527 | 6.2527 | 157 | 157
2019-01-09 | 5.6155 | 5.6155 | 141 | 141
2019-01-09 01:00 | 7.6466 | 7.6466 | 192 | 192
2019-01-09 02:00 | 4.5004 | 4.5004 | 113 | 113
2019-01-09 03:00 | 5.8943 | 5.8943 | 148 | 148
2019-01-09 04:00 | 6.5713 | 6.5713 | 165 | 165
2019-01-09 05:00 | 6.4917 | 6.4917 | 163 | 163
2019-01-09 06:00 | 2.8675 | 2.8675 | 72 | 72
2019-01-09 07:00 | 229.6374 | 229.6374 | 5766 | 5766
2019-01-09 08:00 | 34.6885 | 34.6885 | 871 | 871
2019-01-09 09:00 | 27.9579 | 27.9579 | 702 | 702
2019-01-09 10:00 | 25.4489 | 25.4489 | 639 | 639
2019-01-09 11:00 | 30.3873 | 30.3873 | 763 | 763
2019-01-09 12:00 | 71.6472 | 71.6472 | 1799 | 1799
2019-01-09 13:00 | 29.551 | 29.551 | 742 | 742
2019-01-09 14:00 | 33.8522 | 33.8522 | 850 | 850
2019-01-09 15:00 | 32.8565 | 32.8565 | 825 | 825
2019-01-09 16:00 | 26.803 | 26.803 | 673 | 673
2019-01-09 17:00 | 36.2816 | 36.2816 | 911 | 911
2019-01-09 18:00 | 96.7775 | 96.7775 | 2430 | 2430
2019-01-09 19:00 | 89.8079 | 89.8079 | 2255 | 2255
2019-01-09 20:00 | 83.7145 | 83.7145 | 2102 | 2102
2019-01-09 21:00 | 94.7463 | 94.7463 | 2379 | 2379
2019-01-09 22:00 | 6.7306 | 6.7306 | 169 | 169
2019-01-09 23:00 | 4.2216 | 4.2216 | 106 | 106
2019-01-10 | 7.7661 | 7.7661 | 195 | 195
2019-01-10 01:00 | 4.9384 | 4.9384 | 124 | 124
2019-01-10 02:00 | 5.496 | 5.496 | 138 | 138
2019-01-10 03:00 | 4.4605 | 4.4605 | 112 | 112
2019-01-10 04:00 | 5.735 | 5.735 | 144 | 144
2019-01-10 05:00 | 3.8233 | 3.8233 | 96 | 96
2019-01-10 06:00 | 6.5315 | 6.5315 | 164 | 164
2019-01-10 07:00 | 220.8358 | 220.8358 | 5545 | 5545
2019-01-10 08:00 | 29.6306 | 29.6306 | 744 | 744
2019-01-10 09:00 | 28.5155 | 28.5155 | 716 | 716
2019-01-10 10:00 | 25.4887 | 25.4887 | 640 | 640
2019-01-10 11:00 | 32.8964 | 32.8964 | 826 | 826
2019-01-10 12:00 | 71.5675 | 71.5675 | 1797 | 1797
2019-01-10 13:00 | 33.0557 | 33.0557 | 830 | 830
2019-01-10 14:00 | 28.7545 | 28.7545 | 722 | 722
2019-01-10 15:00 | 31.144 | 31.144 | 782 | 782
2019-01-10 16:00 | 29.2722 | 29.2722 | 735 | 735
2019-01-10 17:00 | 28.9934 | 28.9934 | 728 | 728
2019-01-10 18:00 | 92.5957 | 92.5957 | 2325 | 2325
2019-01-10 19:00 | 89.5689 | 89.5689 | 2249 | 2249
2019-01-10 20:00 | 103.5081 | 103.5081 | 2599 | 2599
2019-01-10 21:00 | 87.2192 | 87.2192 | 2190 | 2190
2019-01-10 22:00 | 4.341 | 4.341 | 109 | 109
2019-01-10 23:00 | 4.6597 | 4.6597 | 117 | 117
2019-01-11 | 4.5004 | 4.5004 | 113 | 113
2019-01-11 01:00 | 4.0224 | 4.0224 | 101 | 101
2019-01-11 02:00 | 4.6597 | 4.6597 | 117 | 117
2019-01-11 03:00 | 6.3722 | 6.3722 | 160 | 160
2019-01-11 04:00 | 3.9826 | 3.9826 | 100 | 100
2019-01-11 05:00 | 5.2172 | 5.2172 | 131 | 131
2019-01-11 06:00 | 6.4917 | 6.4917 | 163 | 163
2019-01-11 07:00 | 230.4737 | 230.4737 | 5787 | 5787
2019-01-11 08:00 | 28.0376 | 28.0376 | 704 | 704
2019-01-11 09:00 | 31.5821 | 31.5821 | 793 | 793
2019-01-11 10:00 | 27.7986 | 27.7986 | 698 | 698
2019-01-11 11:00 | 30.4271 | 30.4271 | 764 | 764
2019-01-11 12:00 | 77.3025 | 77.3025 | 1941 | 1941
2019-01-11 13:00 | 27.1216 | 27.1216 | 681 | 681
2019-01-11 14:00 | 22.6611 | 22.6611 | 569 | 569
2019-01-11 15:00 | 29.6306 | 29.6306 | 744 | 744
2019-01-11 16:00 | 29.4315 | 29.4315 | 739 | 739
2019-01-11 17:00 | 30.3873 | 30.3873 | 763 | 763
2019-01-11 18:00 | 88.9715 | 88.9715 | 2234 | 2234
2019-01-11 19:00 | 83.7941 | 83.7941 | 2104 | 2104
2019-01-11 20:00 | 90.6841 | 90.6841 | 2277 | 2277
2019-01-11 21:00 | 83.8738 | 83.8738 | 2106 | 2106
2019-01-11 22:00 | 4.6995 | 4.6995 | 118 | 118
2019-01-11 23:00 | 4.7393 | 4.7393 | 119 | 119
2019-01-12 | 11.8682 | 11.8682 | 298 | 298
2019-01-12 01:00 | 7.8856 | 7.8856 | 198 | 198
2019-01-12 02:00 | 11.0318 | 11.0318 | 277 | 277
2019-01-12 03:00 | 11.1513 | 11.1513 | 280 | 280
2019-01-12 04:00 | 8.7219 | 8.7219 | 219 | 219
2019-01-12 05:00 | 8.3237 | 8.3237 | 209 | 209
2019-01-12 06:00 | 10.315 | 10.315 | 259 | 259
2019-01-12 07:00 | 217.4904 | 217.4904 | 5461 | 5461
2019-01-12 08:00 | 224.1414 | 224.1414 | 5628 | 5628
2019-01-12 09:00 | 31.144 | 31.144 | 782 | 782
2019-01-12 10:00 | 39.5473 | 39.5473 | 993 | 993
2019-01-12 11:00 | 31.1838 | 31.1838 | 783 | 783
2019-01-12 12:00 | 36.7595 | 36.7595 | 923 | 923
2019-01-12 13:00 | 33.0557 | 33.0557 | 830 | 830
2019-01-12 14:00 | 36.0028 | 36.0028 | 904 | 904
2019-01-12 15:00 | 109.2828 | 109.2828 | 2744 | 2744
2019-01-12 16:00 | 108.7253 | 108.7253 | 2730 | 2730
2019-01-12 17:00 | 22.0238 | 22.0238 | 553 | 553
2019-01-12 18:00 | 14.5365 | 14.5365 | 365 | 365
2019-01-12 19:00 | 13.74 | 13.74 | 345 | 345
2019-01-12 20:00 | 65.5936 | 65.5936 | 1647 | 1647
2019-01-12 21:00 | 60.9738 | 60.9738 | 1531 | 1531
2019-01-12 22:00 | 64.1599 | 64.1599 | 1611 | 1611
2019-01-12 23:00 | 9.7176 | 9.7176 | 244 | 244
2019-01-13 | 10.753 | 10.753 | 270 | 270
2019-01-13 01:00 | 8.483 | 8.483 | 213 | 213
2019-01-13 02:00 | 7.8856 | 7.8856 | 198 | 198
2019-01-13 03:00 | 10.8725 | 10.8725 | 273 | 273
2019-01-13 04:00 | 8.1644 | 8.1644 | 205 | 205
2019-01-13 05:00 | 9.8769 | 9.8769 | 248 | 248
2019-01-13 06:00 | 8.8812 | 8.8812 | 223 | 223
2019-01-13 07:00 | 222.3492 | 222.3492 | 5583 | 5583
2019-01-13 08:00 | 219.8401 | 219.8401 | 5520 | 5520
2019-01-13 09:00 | 36.7993 | 36.7993 | 924 | 924
2019-01-13 10:00 | 32.8565 | 32.8565 | 825 | 825
2019-01-13 11:00 | 34.0513 | 34.0513 | 855 | 855
2019-01-13 12:00 | 33.2548 | 33.2548 | 835 | 835
2019-01-13 13:00 | 31.7016 | 31.7016 | 796 | 796
2019-01-13 14:00 | 33.4938 | 33.4938 | 841 | 841
2019-01-13 15:00 | 107.3314 | 107.3314 | 2695 | 2695
2019-01-13 16:00 | 100.0432 | 100.0432 | 2512 | 2512
2019-01-13 17:00 | 18.3598 | 18.3598 | 461 | 461
2019-01-13 18:00 | 17.7226 | 17.7226 | 445 | 445
2019-01-13 19:00 | 16.9261 | 16.9261 | 425 | 425
2019-01-13 20:00 | 66.0715 | 66.0715 | 1659 | 1659
2019-01-13 21:00 | 75.1519 | 75.1519 | 1887 | 1887
2019-01-13 22:00 | 69.5762 | 69.5762 | 1747 | 1747
2019-01-13 23:00 | 10.7929 | 10.7929 | 271 | 271
2019-01-14 | 5.5757 | 5.5757 | 140 | 140
2019-01-14 01:00 | 5.2172 | 5.2172 | 131 | 131
2019-01-14 02:00 | 5.6553 | 5.6553 | 142 | 142
2019-01-14 03:00 | 2.8277 | 2.8277 | 71 | 71
2019-01-14 04:00 | 4.2614 | 4.2614 | 107 | 107
2019-01-14 05:00 | 4.5402 | 4.5402 | 114 | 114
2019-01-14 06:00 | 3.5445 | 3.5445 | 89 | 89
2019-01-14 07:00 | 242.6605 | 242.6605 | 6093 | 6093
2019-01-14 08:00 | 29.8696 | 29.8696 | 750 | 750
2019-01-14 09:00 | 29.9492 | 29.9492 | 752 | 752
2019-01-14 10:00 | 28.635 | 28.635 | 719 | 719
2019-01-14 11:00 | 22.5814 | 22.5814 | 567 | 567
2019-01-14 12:00 | 76.6254 | 76.6254 | 1924 | 1924
2019-01-14 13:00 | 26.7631 | 26.7631 | 672 | 672
2019-01-14 14:00 | 35.6444 | 35.6444 | 895 | 895
2019-01-14 15:00 | 27.9978 | 27.9978 | 703 | 703
2019-01-14 16:00 | 27.9181 | 27.9181 | 701 | 701
2019-01-14 17:00 | 35.7638 | 35.7638 | 898 | 898
2019-01-14 18:00 | 90.1265 | 90.1265 | 2263 | 2263
2019-01-14 19:00 | 93.2728 | 93.2728 | 2342 | 2342
2019-01-14 20:00 | 95.2242 | 95.2242 | 2391 | 2391
2019-01-14 21:00 | 86.7413 | 86.7413 | 2178 | 2178
2019-01-14 22:00 | 3.8631 | 3.8631 | 97 | 97
2019-01-14 23:00 | 5.6951 | 5.6951 | 143 | 143
2019-01-15 | 4.7791 | 4.7791 | 120 | 120
2019-01-15 01:00 | 6.0536 | 6.0536 | 152 | 152
2019-01-15 02:00 | 3.2259 | 3.2259 | 81 | 81
2019-01-15 03:00 | 4.5004 | 4.5004 | 113 | 113
2019-01-15 04:00 | 3.2259 | 3.2259 | 81 | 81
2019-01-15 05:00 | 4.7791 | 4.7791 | 120 | 120
2019-01-15 06:00 | 2.5887 | 2.5887 | 65 | 65
2019-01-15 07:00 | 207.6932 | 207.6932 | 5215 | 5215
2019-01-15 08:00 | 30.6661 | 30.6661 | 770 | 770
2019-01-15 09:00 | 25.7277 | 25.7277 | 646 | 646
2019-01-15 10:00 | 31.0245 | 31.0245 | 779 | 779
2019-01-15 11:00 | 29.4713 | 29.4713 | 740 | 740
2019-01-15 12:00 | 79.5327 | 79.5327 | 1997 | 1997
2019-01-15 13:00 | 26.2454 | 26.2454 | 659 | 659
2019-01-15 14:00 | 26.4445 | 26.4445 | 664 | 664
2019-01-15 15:00 | 25.8073 | 25.8073 | 648 | 648
2019-01-15 16:00 | 26.1259 | 26.1259 | 656 | 656
2019-01-15 17:00 | 29.5908 | 29.5908 | 743 | 743
2019-01-15 18:00 | 90.4053 | 90.4053 | 2270 | 2270
2019-01-15 19:00 | 83.1569 | 83.1569 | 2088 | 2088
2019-01-15 20:00 | 88.4936 | 88.4936 | 2222 | 2222
2019-01-15 21:00 | 87.7369 | 87.7369 | 2203 | 2203
2019-01-15 22:00 | 5.6553 | 5.6553 | 142 | 142
2019-01-15 23:00 | 5.6155 | 5.6155 | 141 | 141
2019-01-16 | 6.3324 | 6.3324 | 159 | 159
2019-01-16 01:00 | 5.4562 | 5.4562 | 137 | 137
2019-01-16 02:00 | 5.2969 | 5.2969 | 133 | 133
2019-01-16 03:00 | 3.2259 | 3.2259 | 81 | 81
2019-01-16 04:00 | 6.6908 | 6.6908 | 168 | 168
2019-01-16 05:00 | 6.412 | 6.412 | 161 | 161
2019-01-16 06:00 | 7.6068 | 7.6068 | 191 | 191
2019-01-16 07:00 | 231.6685 | 231.6685 | 5817 | 5817
2019-01-16 08:00 | 31.9007 | 31.9007 | 801 | 801
2019-01-16 09:00 | 24.9311 | 24.9311 | 626 | 626
2019-01-16 10:00 | 29.6705 | 29.6705 | 745 | 745
2019-01-16 11:00 | 30.3475 | 30.3475 | 762 | 762
2019-01-16 12:00 | 77.3821 | 77.3821 | 1943 | 1943
2019-01-16 13:00 | 36.1223 | 36.1223 | 907 | 907
2019-01-16 14:00 | 25.9666 | 25.9666 | 652 | 652
2019-01-16 15:00 | 32.1397 | 32.1397 | 807 | 807
2019-01-16 16:00 | 30.1882 | 30.1882 | 758 | 758
2019-01-16 17:00 | 29.6705 | 29.6705 | 745 | 745
2019-01-16 18:00 | 89.7282 | 89.7282 | 2253 | 2253
2019-01-16 19:00 | 91.3611 | 91.3611 | 2294 | 2294
2019-01-16 20:00 | 86.1837 | 86.1837 | 2164 | 2164
2019-01-16 21:00 | 88.3343 | 88.3343 | 2218 | 2218
2019-01-16 22:00 | 7.328 | 7.328 | 184 | 184
2019-01-16 23:00 | 5.9739 | 5.9739 | 150 | 150
2019-01-17 | 5.6951 | 5.6951 | 143 | 143
2019-01-17 01:00 | 4.9384 | 4.9384 | 124 | 124
2019-01-17 02:00 | 5.8544 | 5.8544 | 147 | 147
2019-01-17 03:00 | 7.0492 | 7.0492 | 177 | 177
2019-01-17 04:00 | 4.1419 | 4.1419 | 104 | 104
2019-01-17 05:00 | 6.3324 | 6.3324 | 159 | 159
2019-01-17 06:00 | 7.328 | 7.328 | 184 | 184
2019-01-17 07:00 | 232.1464 | 232.1464 | 5829 | 5829
2019-01-17 08:00 | 32.2591 | 32.2591 | 810 | 810
2019-01-17 09:00 | 26.7233 | 26.7233 | 671 | 671
2019-01-17 10:00 | 25.7675 | 25.7675 | 647 | 647
2019-01-17 11:00 | 28.635 | 28.635 | 719 | 719
2019-01-17 12:00 | 68.023 | 68.023 | 1708 | 1708
2019-01-17 13:00 | 29.1527 | 29.1527 | 732 | 732
2019-01-17 14:00 | 32.6176 | 32.6176 | 819 | 819
2019-01-17 15:00 | 26.7631 | 26.7631 | 672 | 672
2019-01-17 16:00 | 25.648 | 25.648 | 644 | 644
2019-01-17 17:00 | 31.0644 | 31.0644 | 780 | 780
2019-01-17 18:00 | 92.9541 | 92.9541 | 2334 | 2334
2019-01-17 19:00 | 85.5465 | 85.5465 | 2148 | 2148
2019-01-17 20:00 | 85.9846 | 85.9846 | 2159 | 2159
2019-01-17 21:00 | 103.4682 | 103.4682 | 2598 | 2598
2019-01-17 22:00 | 3.5047 | 3.5047 | 88 | 88
2019-01-17 23:00 | 6.8501 | 6.8501 | 172 | 172
2019-01-18 | 5.8544 | 5.8544 | 147 | 147
2019-01-18 01:00 | 5.2172 | 5.2172 | 131 | 131
2019-01-18 02:00 | 6.0934 | 6.0934 | 153 | 153
2019-01-18 03:00 | 7.089 | 7.089 | 178 | 178
2019-01-18 04:00 | 4.9783 | 4.9783 | 125 | 125
2019-01-18 05:00 | 5.5358 | 5.5358 | 139 | 139
2019-01-18 06:00 | 2.509 | 2.509 | 63 | 63
2019-01-18 07:00 | 237.7221 | 237.7221 | 5969 | 5969
2019-01-18 08:00 | 30.6661 | 30.6661 | 770 | 770
2019-01-18 09:00 | 25.5285 | 25.5285 | 641 | 641
2019-01-18 10:00 | 27.7588 | 27.7588 | 697 | 697
2019-01-18 11:00 | 24.4532 | 24.4532 | 614 | 614
2019-01-18 12:00 | 72.5233 | 72.5233 | 1821 | 1821
2019-01-18 13:00 | 31.5821 | 31.5821 | 793 | 793
2019-01-18 14:00 | 27.0818 | 27.0818 | 680 | 680
2019-01-18 15:00 | 28.2367 | 28.2367 | 709 | 709
2019-01-18 16:00 | 27.4004 | 27.4004 | 688 | 688
2019-01-18 17:00 | 21.2273 | 21.2273 | 533 | 533
2019-01-18 18:00 | 94.6667 | 94.6667 | 2377 | 2377
2019-01-18 19:00 | 90.3256 | 90.3256 | 2268 | 2268
2019-01-18 20:00 | 85.7456 | 85.7456 | 2153 | 2153
2019-01-18 21:00 | 89.5291 | 89.5291 | 2248 | 2248
2019-01-18 22:00 | 3.903 | 3.903 | 98 | 98
2019-01-18 23:00 | 5.8544 | 5.8544 | 147 | 147
2019-01-19 | 9.4786 | 9.4786 | 238 | 238
2019-01-19 01:00 | 9.3591 | 9.3591 | 235 | 235
2019-01-19 02:00 | 11.6292 | 11.6292 | 292 | 292
2019-01-19 03:00 | 11.4301 | 11.4301 | 287 | 287
2019-01-19 04:00 | 9.1202 | 9.1202 | 229 | 229
2019-01-19 05:00 | 12.5851 | 12.5851 | 316 | 316
2019-01-19 06:00 | 9.5583 | 9.5583 | 240 | 240
2019-01-19 07:00 | 226.4513 | 226.4513 | 5686 | 5686
2019-01-19 08:00 | 216.0168 | 216.0168 | 5424 | 5424
2019-01-19 09:00 | 31.7812 | 31.7812 | 798 | 798
2019-01-19 10:00 | 28.9934 | 28.9934 | 728 | 728
2019-01-19 11:00 | 28.8739 | 28.8739 | 725 | 725
2019-01-19 12:00 | 31.1838 | 31.1838 | 783 | 783
2019-01-19 13:00 | 38.7508 | 38.7508 | 973 | 973
2019-01-19 14:00 | 34.8478 | 34.8478 | 875 | 875
2019-01-19 15:00 | 107.5305 | 107.5305 | 2700 | 2700
2019-01-19 16:00 | 101.9548 | 101.9548 | 2560 | 2560
2019-01-19 17:00 | 15.8906 | 15.8906 | 399 | 399
2019-01-19 18:00 | 15.2534 | 15.2534 | 383 | 383
2019-01-19 19:00 | 18.6386 | 18.6386 | 468 | 468
2019-01-19 20:00 | 63.8014 | 63.8014 | 1602 | 1602
2019-01-19 21:00 | 71.448 | 71.448 | 1794 | 1794
2019-01-19 22:00 | 60.4162 | 60.4162 | 1517 | 1517
2019-01-19 23:00 | 10.315 | 10.315 | 259 | 259
2019-01-20 | 8.8812 | 8.8812 | 223 | 223
2019-01-20 01:00 | 10.2751 | 10.2751 | 258 | 258
2019-01-20 02:00 | 7.6864 | 7.6864 | 193 | 193
2019-01-20 03:00 | 14.9746 | 14.9746 | 376 | 376
2019-01-20 04:00 | 8.7219 | 8.7219 | 219 | 219
2019-01-20 05:00 | 12.824 | 12.824 | 322 | 322
2019-01-20 06:00 | 9.3591 | 9.3591 | 235 | 235
2019-01-20 07:00 | 223.1059 | 223.1059 | 5602 | 5602
2019-01-20 08:00 | 214.6229 | 214.6229 | 5389 | 5389
2019-01-20 09:00 | 37.3967 | 37.3967 | 939 | 939
2019-01-20 10:00 | 36.7197 | 36.7197 | 922 | 922
2019-01-20 11:00 | 35.1266 | 35.1266 | 882 | 882
2019-01-20 12:00 | 30.9847 | 30.9847 | 778 | 778
2019-01-20 13:00 | 34.6885 | 34.6885 | 871 | 871
2019-01-20 14:00 | 30.6661 | 30.6661 | 770 | 770
2019-01-20 15:00 | 111.1149 | 111.1149 | 2790 | 2790
2019-01-20 16:00 | 109.7608 | 109.7608 | 2756 | 2756
2019-01-20 17:00 | 13.063 | 13.063 | 328 | 328
2019-01-20 18:00 | 20.5503 | 20.5503 | 516 | 516
2019-01-20 19:00 | 18.9174 | 18.9174 | 475 | 475
2019-01-20 20:00 | 70.4922 | 70.4922 | 1770 | 1770
2019-01-20 21:00 | 62.4872 | 62.4872 | 1569 | 1569
2019-01-20 22:00 | 64.7573 | 64.7573 | 1626 | 1626
2019-01-20 23:00 | 7.6068 | 7.6068 | 191 | 191
2019-01-21 | 4.8986 | 4.8986 | 123 | 123
2019-01-21 01:00 | 5.7748 | 5.7748 | 145 | 145
2019-01-21 02:00 | 6.3722 | 6.3722 | 160 | 160
2019-01-21 03:00 | 5.0579 | 5.0579 | 127 | 127
2019-01-21 04:00 | 4.9384 | 4.9384 | 124 | 124
2019-01-21 05:00 | 7.567 | 7.567 | 190 | 190
2019-01-21 06:00 | 4.2216 | 4.2216 | 106 | 106
2019-01-21 07:00 | 232.9429 | 232.9429 | 5849 | 5849
2019-01-21 08:00 | 28.9138 | 28.9138 | 726 | 726
2019-01-21 09:00 | 29.1129 | 29.1129 | 731 | 731
2019-01-21 10:00 | 30.7458 | 30.7458 | 772 | 772
2019-01-21 11:00 | 26.7233 | 26.7233 | 671 | 671
2019-01-21 12:00 | 69.9745 | 69.9745 | 1757 | 1757
2019-01-21 13:00 | 32.9362 | 32.9362 | 827 | 827
2019-01-21 14:00 | 21.8247 | 21.8247 | 548 | 548
2019-01-21 15:00 | 31.1838 | 31.1838 | 783 | 783
2019-01-21 16:00 | 25.7675 | 25.7675 | 647 | 647
2019-01-21 17:00 | 30.4271 | 30.4271 | 764 | 764
2019-01-21 18:00 | 92.2771 | 92.2771 | 2317 | 2317
2019-01-21 19:00 | 97.4147 | 97.4147 | 2446 | 2446
2019-01-21 20:00 | 91.0027 | 91.0027 | 2285 | 2285
2019-01-21 21:00 | 100.0034 | 100.0034 | 2511 | 2511
2019-01-21 22:00 | 2.4692 | 2.4692 | 62 | 62
2019-01-21 23:00 | 3.5445 | 3.5445 | 89 | 89
2019-01-22 | 5.7748 | 5.7748 | 145 | 145
2019-01-22 01:00 | 5.6553 | 5.6553 | 142 | 142
2019-01-22 02:00 | 5.3765 | 5.3765 | 135 | 135
2019-01-22 03:00 | 7.2085 | 7.2085 | 181 | 181
2019-01-22 04:00 | 6.5713 | 6.5713 | 165 | 165
2019-01-22 05:00 | 4.5004 | 4.5004 | 113 | 113
2019-01-22 06:00 | 4.8986 | 4.8986 | 123 | 123
2019-01-22 07:00 | 220.7561 | 220.7561 | 5543 | 5543
2019-01-22 08:00 | 27.2411 | 27.2411 | 684 | 684
2019-01-22 09:00 | 28.5951 | 28.5951 | 718 | 718
2019-01-22 10:00 | 20.7494 | 20.7494 | 521 | 521
2019-01-22 11:00 | 23.9753 | 23.9753 | 602 | 602
2019-01-22 12:00 | 70.2134 | 70.2134 | 1763 | 1763
2019-01-22 13:00 | 27.5995 | 27.5995 | 693 | 693
2019-01-22 14:00 | 31.0644 | 31.0644 | 780 | 780
2019-01-22 15:00 | 31.0245 | 31.0245 | 779 | 779
2019-01-22 16:00 | 21.4663 | 21.4663 | 539 | 539
2019-01-22 17:00 | 28.635 | 28.635 | 719 | 719
2019-01-22 18:00 | 97.574 | 97.574 | 2450 | 2450
2019-01-22 19:00 | 90.8434 | 90.8434 | 2281 | 2281
2019-01-22 20:00 | 100.8795 | 100.8795 | 2533 | 2533
2019-01-22 21:00 | 97.1359 | 97.1359 | 2439 | 2439
2019-01-22 22:00 | 5.6155 | 5.6155 | 141 | 141
2019-01-22 23:00 | 8.6024 | 8.6024 | 216 | 216
2019-01-23 | 4.1419 | 4.1419 | 104 | 104
2019-01-23 01:00 | 6.7704 | 6.7704 | 170 | 170
2019-01-23 02:00 | 2.987 | 2.987 | 75 | 75
2019-01-23 03:00 | 3.664 | 3.664 | 92 | 92
2019-01-23 04:00 | 6.2527 | 6.2527 | 157 | 157
2019-01-23 05:00 | 4.9783 | 4.9783 | 125 | 125
2019-01-23 06:00 | 5.0977 | 5.0977 | 128 | 128
2019-01-23 07:00 | 224.221 | 224.221 | 5630 | 5630
2019-01-23 08:00 | 29.7103 | 29.7103 | 746 | 746
2019-01-23 09:00 | 23.8957 | 23.8957 | 600 | 600
2019-01-23 10:00 | 25.8073 | 25.8073 | 648 | 648
2019-01-23 11:00 | 30.9051 | 30.9051 | 776 | 776
2019-01-23 12:00 | 81.6435 | 81.6435 | 2050 | 2050
2019-01-23 13:00 | 27.1216 | 27.1216 | 681 | 681
2019-01-23 14:00 | 28.1571 | 28.1571 | 707 | 707
2019-01-23 15:00 | 32.8167 | 32.8167 | 824 | 824
2019-01-23 16:00 | 27.9579 | 27.9579 | 702 | 702
2019-01-23 17:00 | 24.4931 | 24.4931 | 615 | 615
2019-01-23 18:00 | 98.4501 | 98.4501 | 2472 | 2472
2019-01-23 19:00 | 91.162 | 91.162 | 2289 | 2289
2019-01-23 20:00 | 92.7152 | 92.7152 | 2328 | 2328
2019-01-23 21:00 | 89.5689 | 89.5689 | 2249 | 2249
2019-01-23 22:00 | 4.1419 | 4.1419 | 104 | 104
2019-01-23 23:00 | 5.4562 | 5.4562 | 137 | 137
2019-01-24 | 3.3056 | 3.3056 | 83 | 83
2019-01-24 01:00 | 3.9826 | 3.9826 | 100 | 100
2019-01-24 02:00 | 6.412 | 6.412 | 161 | 161
2019-01-24 03:00 | 6.6908 | 6.6908 | 168 | 168
2019-01-24 04:00 | 6.2129 | 6.2129 | 156 | 156
2019-01-24 05:00 | 4.6597 | 4.6597 | 117 | 117
2019-01-24 06:00 | 5.0977 | 5.0977 | 128 | 128
2019-01-24 07:00 | 238.3194 | 238.3194 | 5984 | 5984
2019-01-24 08:00 | 30.228 | 30.228 | 759 | 759
2019-01-24 09:00 | 26.6437 | 26.6437 | 669 | 669
2019-01-24 10:00 | 27.8783 | 27.8783 | 700 | 700
2019-01-24 11:00 | 25.648 | 25.648 | 644 | 644
2019-01-24 12:00 | 79.0947 | 79.0947 | 1986 | 1986
2019-01-24 13:00 | 31.1838 | 31.1838 | 783 | 783
2019-01-24 14:00 | 30.0687 | 30.0687 | 755 | 755
2019-01-24 15:00 | 33.4141 | 33.4141 | 839 | 839
2019-01-24 16:00 | 24.6524 | 24.6524 | 619 | 619
2019-01-24 17:00 | 26.0463 | 26.0463 | 654 | 654
2019-01-24 18:00 | 90.0867 | 90.0867 | 2262 | 2262
2019-01-24 19:00 | 82.8781 | 82.8781 | 2081 | 2081
2019-01-24 20:00 | 97.2554 | 97.2554 | 2442 | 2442
2019-01-24 21:00 | 96.7775 | 96.7775 | 2430 | 2430
2019-01-24 22:00 | 5.0181 | 5.0181 | 126 | 126
2019-01-24 23:00 | 6.7306 | 6.7306 | 169 | 169
2019-01-25 | 5.8943 | 5.8943 | 148 | 148
2019-01-25 01:00 | 5.4164 | 5.4164 | 136 | 136
2019-01-25 02:00 | 2.987 | 2.987 | 75 | 75
2019-01-25 03:00 | 6.0137 | 6.0137 | 151 | 151
2019-01-25 04:00 | 6.7704 | 6.7704 | 170 | 170
2019-01-25 05:00 | 5.2172 | 5.2172 | 131 | 131
2019-01-25 06:00 | 5.2172 | 5.2172 | 131 | 131
2019-01-25 07:00 | 223.5838 | 223.5838 | 5614 | 5614
2019-01-25 08:00 | 26.2056 | 26.2056 | 658 | 658
2019-01-25 09:00 | 25.2498 | 25.2498 | 634 | 634
2019-01-25 10:00 | 29.5908 | 29.5908 | 743 | 743
2019-01-25 11:00 | 28.396 | 28.396 | 713 | 713
2019-01-25 12:00 | 80.2496 | 80.2496 | 2015 | 2015
2019-01-25 13:00 | 28.7146 | 28.7146 | 721 | 721
2019-01-25 14:00 | 24.8515 | 24.8515 | 624 | 624
2019-01-25 15:00 | 27.3605 | 27.3605 | 687 | 687
2019-01-25 16:00 | 34.7682 | 34.7682 | 873 | 873
2019-01-25 17:00 | 23.8957 | 23.8957 | 600 | 600
2019-01-25 18:00 | 96.2597 | 96.2597 | 2417 | 2417
2019-01-25 19:00 | 91.8788 | 91.8788 | 2307 | 2307
2019-01-25 20:00 | 80.5682 | 80.5682 | 2023 | 2023
2019-01-25 21:00 | 97.0164 | 97.0164 | 2436 | 2436
2019-01-25 22:00 | 7.2085 | 7.2085 | 181 | 181
2019-01-25 23:00 | 5.1774 | 5.1774 | 130 | 130
2019-01-26 | 14.2976 | 14.2976 | 359 | 359
2019-01-26 01:00 | 8.8016 | 8.8016 | 221 | 221
2019-01-26 02:00 | 9.0405 | 9.0405 | 227 | 227
2019-01-26 03:00 | 12.7842 | 12.7842 | 321 | 321
2019-01-26 04:00 | 7.3678 | 7.3678 | 185 | 185
2019-01-26 05:00 | 11.7885 | 11.7885 | 296 | 296
2019-01-26 06:00 | 8.4033 | 8.4033 | 211 | 211
2019-01-26 07:00 | 217.0921 | 217.0921 | 5451 | 5451
2019-01-26 08:00 | 229.4382 | 229.4382 | 5761 | 5761
2019-01-26 09:00 | 30.0687 | 30.0687 | 755 | 755
2019-01-26 10:00 | 28.9536 | 28.9536 | 727 | 727
2019-01-26 11:00 | 32.5778 | 32.5778 | 818 | 818
2019-01-26 12:00 | 34.4496 | 34.4496 | 865 | 865
2019-01-26 13:00 | 40.4633 | 40.4633 | 1016 | 1016
2019-01-26 14:00 | 28.7943 | 28.7943 | 723 | 723
2019-01-26 15:00 | 114.5399 | 114.5399 | 2876 | 2876
2019-01-26 16:00 | 114.5001 | 114.5001 | 2875 | 2875
2019-01-26 17:00 | 21.0282 | 21.0282 | 528 | 528
2019-01-26 18:00 | 22.0637 | 22.0637 | 554 | 554
2019-01-26 19:00 | 13.8993 | 13.8993 | 349 | 349
2019-01-26 20:00 | 65.4741 | 65.4741 | 1644 | 1644
2019-01-26 21:00 | 64.7174 | 64.7174 | 1625 | 1625
2019-01-26 22:00 | 65.7529 | 65.7529 | 1651 | 1651
2019-01-26 23:00 | 7.9254 | 7.9254 | 199 | 199
2019-01-27 | 11.7885 | 11.7885 | 296 | 296
2019-01-27 01:00 | 11.1115 | 11.1115 | 279 | 279
2019-01-27 02:00 | 8.7219 | 8.7219 | 219 | 219
2019-01-27 03:00 | 12.5054 | 12.5054 | 314 | 314
2019-01-27 04:00 | 10.6336 | 10.6336 | 267 | 267
2019-01-27 05:00 | 8.4033 | 8.4033 | 211 | 211
2019-01-27 06:00 | 10.8725 | 10.8725 | 273 | 273
2019-01-27 07:00 | 202.1175 | 202.1175 | 5075 | 5075
2019-01-27 08:00 | 230.5932 | 230.5932 | 5790 | 5790
2019-01-27 09:00 | 30.9051 | 30.9051 | 776 | 776
2019-01-27 10:00 | 34.4496 | 34.4496 | 865 | 865
2019-01-27 11:00 | 27.719 | 27.719 | 696 | 696
2019-01-27 12:00 | 34.6089 | 34.6089 | 869 | 869
2019-01-27 13:00 | 31.4626 | 31.4626 | 790 | 790
2019-01-27 14:00 | 31.7812 | 31.7812 | 798 | 798
2019-01-27 15:00 | 105.9773 | 105.9773 | 2661 | 2661
2019-01-27 16:00 | 109.9599 | 109.9599 | 2761 | 2761
2019-01-27 17:00 | 15.4924 | 15.4924 | 389 | 389
2019-01-27 18:00 | 14.7755 | 14.7755 | 371 | 371
2019-01-27 19:00 | 17.4837 | 17.4837 | 439 | 439
2019-01-27 20:00 | 63.0447 | 63.0447 | 1583 | 1583
2019-01-27 21:00 | 64.3988 | 64.3988 | 1617 | 1617
2019-01-27 22:00 | 65.5538 | 65.5538 | 1646 | 1646
2019-01-27 23:00 | 9.7972 | 9.7972 | 246 | 246
2019-01-28 | 3.3454 | 3.3454 | 84 | 84
2019-01-28 01:00 | 6.2527 | 6.2527 | 157 | 157
2019-01-28 02:00 | 6.0934 | 6.0934 | 153 | 153
2019-01-28 03:00 | 4.4207 | 4.4207 | 111 | 111
2019-01-28 04:00 | 3.8631 | 3.8631 | 97 | 97
2019-01-28 05:00 | 6.0137 | 6.0137 | 151 | 151
2019-01-28 06:00 | 5.0579 | 5.0579 | 127 | 127
2019-01-28 07:00 | 228.6815 | 228.6815 | 5742 | 5742
2019-01-28 08:00 | 28.8341 | 28.8341 | 724 | 724
2019-01-28 09:00 | 24.3338 | 24.3338 | 611 | 611
2019-01-28 10:00 | 26.803 | 26.803 | 673 | 673
2019-01-28 11:00 | 30.5466 | 30.5466 | 767 | 767
2019-01-28 12:00 | 73.5987 | 73.5987 | 1848 | 1848
2019-01-28 13:00 | 32.3388 | 32.3388 | 812 | 812
2019-01-28 14:00 | 27.2411 | 27.2411 | 684 | 684
2019-01-28 15:00 | 35.4054 | 35.4054 | 889 | 889
2019-01-28 16:00 | 24.971 | 24.971 | 627 | 627
2019-01-28 17:00 | 24.6922 | 24.6922 | 620 | 620
2019-01-28 18:00 | 97.0164 | 97.0164 | 2436 | 2436
2019-01-28 19:00 | 85.2677 | 85.2677 | 2141 | 2141
2019-01-28 20:00 | 79.8514 | 79.8514 | 2005 | 2005
2019-01-28 21:00 | 87.2192 | 87.2192 | 2190 | 2190
2019-01-28 22:00 | 3.664 | 3.664 | 92 | 92
2019-01-28 23:00 | 5.0579 | 5.0579 | 127 | 127
2019-01-29 | 5.4562 | 5.4562 | 137 | 137
2019-01-29 01:00 | 3.425 | 3.425 | 86 | 86
2019-01-29 02:00 | 4.1817 | 4.1817 | 105 | 105
2019-01-29 03:00 | 5.5358 | 5.5358 | 139 | 139
2019-01-29 04:00 | 3.5047 | 3.5047 | 88 | 88
2019-01-29 05:00 | 5.8146 | 5.8146 | 146 | 146
2019-01-29 06:00 | 3.425 | 3.425 | 86 | 86
2019-01-29 07:00 | 247.5989 | 247.5989 | 6217 | 6217
2019-01-29 08:00 | 25.4489 | 25.4489 | 639 | 639
2019-01-29 09:00 | 26.3251 | 26.3251 | 661 | 661
2019-01-29 10:00 | 32.1795 | 32.1795 | 808 | 808
2019-01-29 11:00 | 33.6929 | 33.6929 | 846 | 846
2019-01-29 12:00 | 75.351 | 75.351 | 1892 | 1892
2019-01-29 13:00 | 36.3214 | 36.3214 | 912 | 912
2019-01-29 14:00 | 27.9978 | 27.9978 | 703 | 703
2019-01-29 15:00 | 30.1085 | 30.1085 | 756 | 756
2019-01-29 16:00 | 33.0955 | 33.0955 | 831 | 831
2019-01-29 17:00 | 26.0065 | 26.0065 | 653 | 653
2019-01-29 18:00 | 86.1041 | 86.1041 | 2162 | 2162
2019-01-29 19:00 | 88.0954 | 88.0954 | 2212 | 2212
2019-01-29 20:00 | 102.4726 | 102.4726 | 2573 | 2573
2019-01-29 21:00 | 86.1041 | 86.1041 | 2162 | 2162
2019-01-29 22:00 | 3.7835 | 3.7835 | 95 | 95
2019-01-29 23:00 | 9.1202 | 9.1202 | 229 | 229
2019-01-30 | 4.4207 | 4.4207 | 111 | 111
2019-01-30 01:00 | 4.341 | 4.341 | 109 | 109
2019-01-30 02:00 | 5.735 | 5.735 | 144 | 144
2019-01-30 03:00 | 7.1289 | 7.1289 | 179 | 179
2019-01-30 04:00 | 7.9652 | 7.9652 | 200 | 200
2019-01-30 05:00 | 7.9652 | 7.9652 | 200 | 200
2019-01-30 06:00 | 5.8943 | 5.8943 | 148 | 148
2019-01-30 07:00 | 236.9255 | 236.9255 | 5949 | 5949
2019-01-30 08:00 | 22.3026 | 22.3026 | 560 | 560
2019-01-30 09:00 | 31.7016 | 31.7016 | 796 | 796
2019-01-30 10:00 | 26.4047 | 26.4047 | 663 | 663
2019-01-30 11:00 | 32.4185 | 32.4185 | 814 | 814
2019-01-30 12:00 | 72.9216 | 72.9216 | 1831 | 1831
2019-01-30 13:00 | 31.383 | 31.383 | 788 | 788
2019-01-30 14:00 | 27.9181 | 27.9181 | 701 | 701
2019-01-30 15:00 | 34.6089 | 34.6089 | 869 | 869
2019-01-30 16:00 | 28.2765 | 28.2765 | 710 | 710
2019-01-30 17:00 | 32.4583 | 32.4583 | 815 | 815
2019-01-30 18:00 | 93.3524 | 93.3524 | 2344 | 2344
2019-01-30 19:00 | 94.9853 | 94.9853 | 2385 | 2385
2019-01-30 20:00 | 96.0606 | 96.0606 | 2412 | 2412
2019-01-30 21:00 | 92.5957 | 92.5957 | 2325 | 2325
2019-01-30 22:00 | 6.5713 | 6.5713 | 165 | 165
2019-01-30 23:00 | 4.0224 | 4.0224 | 101 | 101
2019-01-31 | 4.2216 | 4.2216 | 106 | 106
2019-01-31 01:00 | 5.6155 | 5.6155 | 141 | 141
2019-01-31 02:00 | 5.1774 | 5.1774 | 130 | 130
2019-01-31 03:00 | 6.6111 | 6.6111 | 166 | 166
2019-01-31 04:00 | 7.6864 | 7.6864 | 193 | 193
2019-01-31 05:00 | 4.8588 | 4.8588 | 122 | 122
2019-01-31 06:00 | 6.2527 | 6.2527 | 157 | 157
2019-01-31 07:00 | 235.6511 | 235.6511 | 5917 | 5917
2019-01-31 08:00 | 25.9268 | 25.9268 | 651 | 651
2019-01-31 09:00 | 30.1484 | 30.1484 | 757 | 757
2019-01-31 10:00 | 37.9941 | 37.9941 | 954 | 954
2019-01-31 11:00 | 29.5111 | 29.5111 | 741 | 741
2019-01-31 12:00 | 76.2272 | 76.2272 | 1914 | 1914
2019-01-31 13:00 | 28.7943 | 28.7943 | 723 | 723
2019-01-31 14:00 | 24.055 | 24.055 | 604 | 604
2019-01-31 15:00 | 25.9268 | 25.9268 | 651 | 651
2019-01-31 16:00 | 27.5995 | 27.5995 | 693 | 693
2019-01-31 17:00 | 28.635 | 28.635 | 719 | 719
2019-01-31 18:00 | 101.5168 | 101.5168 | 2549 | 2549
2019-01-31 19:00 | 90.7239 | 90.7239 | 2278 | 2278
2019-01-31 20:00 | 103.6674 | 103.6674 | 2603 | 2603
2019-01-31 21:00 | 92.2373 | 92.2373 | 2316 | 2316
2019-01-31 22:00 | 2.4692 | 2.4692 | 62 | 62
2019-01-31 23:00 | 5.2172 | 5.2172 | 131 | 131
2019-02-01 | 4.9384 | 4.9384 | 124 | 124
2019-02-01 01:00 | 3.6242 | 3.6242 | 91 | 91
2019-02-01 02:00 | 4.6198 | 4.6198 | 116 | 116
2019-02-01 03:00 | 4.7791 | 4.7791 | 120 | 120
2019-02-01 04:00 | 3.3852 | 3.3852 | 85 | 85
2019-02-01 05:00 | 5.3367 | 5.3367 | 134 | 134
2019-02-01 06:00 | 7.2882 | 7.2882 | 183 | 183
2019-02-01 07:00 | 238.6381 | 238.6381 | 5992 | 5992
2019-02-01 08:00 | 27.2411 | 27.2411 | 684 | 684
2019-02-01 09:00 | 30.1085 | 30.1085 | 756 | 756
2019-02-01 10:00 | 31.4626 | 31.4626 | 790 | 790
2019-02-01 11:00 | 29.9492 | 29.9492 | 752 | 752
2019-02-01 12:00 | 89.0512 | 89.0512 | 2236 | 2236
2019-02-01 13:00 | 30.1085 | 30.1085 | 756 | 756
2019-02-01 14:00 | 36.6798 | 36.6798 | 921 | 921
2019-02-01 15:00 | 33.9318 | 33.9318 | 852 | 852
2019-02-01 16:00 | 32.9362 | 32.9362 | 827 | 827
2019-02-01 17:00 | 26.8826 | 26.8826 | 675 | 675
2019-02-01 18:00 | 94.8658 | 94.8658 | 2382 | 2382
2019-02-01 19:00 | 100.1228 | 100.1228 | 2514 | 2514
2019-02-01 20:00 | 84.6703 | 84.6703 | 2126 | 2126
2019-02-01 21:00 | 99.3661 | 99.3661 | 2495 | 2495
2019-02-01 22:00 | 5.257 | 5.257 | 132 | 132
2019-02-01 23:00 | 6.2527 | 6.2527 | 157 | 157
2019-02-02 | 10.992 | 10.992 | 276 | 276
2019-02-02 01:00 | 9.9964 | 9.9964 | 251 | 251
2019-02-02 02:00 | 13.5807 | 13.5807 | 341 | 341
2019-02-02 03:00 | 13.3417 | 13.3417 | 335 | 335
2019-02-02 04:00 | 10.5539 | 10.5539 | 265 | 265
2019-02-02 05:00 | 10.8725 | 10.8725 | 273 | 273
2019-02-02 06:00 | 9.5981 | 9.5981 | 241 | 241
2019-02-02 07:00 | 220.0791 | 220.0791 | 5526 | 5526
2019-02-02 08:00 | 218.0081 | 218.0081 | 5474 | 5474
2019-02-02 09:00 | 35.6045 | 35.6045 | 894 | 894
2019-02-02 10:00 | 42.1759 | 42.1759 | 1059 | 1059
2019-02-02 11:00 | 34.131 | 34.131 | 857 | 857
2019-02-02 12:00 | 35.6842 | 35.6842 | 896 | 896
2019-02-02 13:00 | 32.5379 | 32.5379 | 817 | 817
2019-02-02 14:00 | 35.724 | 35.724 | 897 | 897
2019-02-02 15:00 | 109.482 | 109.482 | 2749 | 2749
2019-02-02 16:00 | 110.9157 | 110.9157 | 2785 | 2785
2019-02-02 17:00 | 16.8863 | 16.8863 | 424 | 424
2019-02-02 18:00 | 18.3598 | 18.3598 | 461 | 461
2019-02-02 19:00 | 17.1651 | 17.1651 | 431 | 431
2019-02-02 20:00 | 60.6552 | 60.6552 | 1523 | 1523
2019-02-02 21:00 | 66.6291 | 66.6291 | 1673 | 1673
2019-02-02 22:00 | 68.8992 | 68.8992 | 1730 | 1730
2019-02-02 23:00 | 9.3193 | 9.3193 | 234 | 234
2019-02-03 | 8.6423 | 8.6423 | 217 | 217
2019-02-03 01:00 | 8.244 | 8.244 | 207 | 207
2019-02-03 02:00 | 14.4171 | 14.4171 | 362 | 362
2019-02-03 03:00 | 8.244 | 8.244 | 207 | 207
2019-02-03 04:00 | 10.0362 | 10.0362 | 252 | 252
2019-02-03 05:00 | 9.6379 | 9.6379 | 242 | 242
2019-02-03 06:00 | 8.1644 | 8.1644 | 205 | 205
2019-02-03 07:00 | 226.292 | 226.292 | 5682 | 5682
2019-02-03 08:00 | 208.649 | 208.649 | 5239 | 5239
2019-02-03 09:00 | 29.1129 | 29.1129 | 731 | 731
2019-02-03 10:00 | 28.5155 | 28.5155 | 716 | 716
2019-02-03 11:00 | 35.5647 | 35.5647 | 893 | 893
2019-02-03 12:00 | 35.1266 | 35.1266 | 882 | 882
2019-02-03 13:00 | 35.3656 | 35.3656 | 888 | 888
2019-02-03 14:00 | 30.6661 | 30.6661 | 770 | 770
2019-02-03 15:00 | 101.1981 | 101.1981 | 2541 | 2541
2019-02-03 16:00 | 106.495 | 106.495 | 2674 | 2674
2019-02-03 17:00 | 16.0101 | 16.0101 | 402 | 402
2019-02-03 18:00 | 16.0499 | 16.0499 | 403 | 403
2019-02-03 19:00 | 17.0057 | 17.0057 | 427 | 427
2019-02-03 20:00 | 60.7348 | 60.7348 | 1525 | 1525
2019-02-03 21:00 | 60.934 | 60.934 | 1530 | 1530
2019-02-03 22:00 | 58.9028 | 58.9028 | 1479 | 1479
2019-02-03 23:00 | 9.5981 | 9.5981 | 241 | 241
2019-02-04 | 3.7437 | 3.7437 | 94 | 94
2019-02-04 01:00 | 4.6597 | 4.6597 | 117 | 117
2019-02-04 02:00 | 4.3012 | 4.3012 | 108 | 108
2019-02-04 03:00 | 6.5315 | 6.5315 | 164 | 164
2019-02-04 04:00 | 1.7523 | 1.7523 | 44 | 44
2019-02-04 05:00 | 4.2614 | 4.2614 | 107 | 107
2019-02-04 06:00 | 2.748 | 2.748 | 69 | 69
2019-02-04 07:00 | 220.9154 | 220.9154 | 5547 | 5547
2019-02-04 08:00 | 24.9311 | 24.9311 | 626 | 626
2019-02-04 09:00 | 24.8515 | 24.8515 | 624 | 624
2019-02-04 10:00 | 33.5336 | 33.5336 | 842 | 842
2019-02-04 11:00 | 27.5198 | 27.5198 | 691 | 691
2019-02-04 12:00 | 70.4922 | 70.4922 | 1770 | 1770
2019-02-04 13:00 | 29.5908 | 29.5908 | 743 | 743
2019-02-04 14:00 | 30.1085 | 30.1085 | 756 | 756
2019-02-04 15:00 | 30.6263 | 30.6263 | 769 | 769
2019-02-04 16:00 | 30.1882 | 30.1882 | 758 | 758
2019-02-04 17:00 | 34.2505 | 34.2505 | 860 | 860
2019-02-04 18:00 | 93.4321 | 93.4321 | 2346 | 2346
2019-02-04 19:00 | 99.8839 | 99.8839 | 2508 | 2508
2019-02-04 20:00 | 76.944 | 76.944 | 1932 | 1932
2019-02-04 21:00 | 99.7246 | 99.7246 | 2504 | 2504
2019-02-04 22:00 | 5.0181 | 5.0181 | 126 | 126
2019-02-04 23:00 | 4.1021 | 4.1021 | 103 | 103
2019-02-05 | 4.1817 | 4.1817 | 105 | 105
2019-02-05 01:00 | 4.5402 | 4.5402 | 114 | 114
2019-02-05 02:00 | 5.1376 | 5.1376 | 129 | 129
2019-02-05 03:00 | 6.8103 | 6.8103 | 171 | 171
2019-02-05 04:00 | 4.3809 | 4.3809 | 110 | 110
2019-02-05 05:00 | 5.496 | 5.496 | 138 | 138
2019-02-05 06:00 | 5.5358 | 5.5358 | 139 | 139
2019-02-05 07:00 | 220.796 | 220.796 | 5544 | 5544
2019-02-05 08:00 | 23.3779 | 23.3779 | 587 | 587
2019-02-05 09:00 | 29.2722 | 29.2722 | 735 | 735
2019-02-05 10:00 | 34.4496 | 34.4496 | 865 | 865
2019-02-05 11:00 | 31.8211 | 31.8211 | 799 | 799
2019-02-05 12:00 | 76.1475 | 76.1475 | 1912 | 1912
2019-02-05 13:00 | 29.8298 | 29.8298 | 749 | 749
2019-02-05 14:00 | 30.8254 | 30.8254 | 774 | 774
2019-02-05 15:00 | 36.4011 | 36.4011 | 914 | 914
2019-02-05 16:00 | 27.2809 | 27.2809 | 685 | 685
2019-02-05 17:00 | 31.2237 | 31.2237 | 784 | 784
2019-02-05 18:00 | 103.4284 | 103.4284 | 2597 | 2597
2019-02-05 19:00 | 93.0338 | 93.0338 | 2336 | 2336
2019-02-05 20:00 | 88.5733 | 88.5733 | 2224 | 2224
2019-02-05 21:00 | 95.3437 | 95.3437 | 2394 | 2394
2019-02-05 22:00 | 4.6198 | 4.6198 | 116 | 116
2019-02-05 23:00 | 5.9341 | 5.9341 | 149 | 149
2019-02-06 | 2.987 | 2.987 | 75 | 75
2019-02-06 01:00 | 5.5358 | 5.5358 | 139 | 139
2019-02-06 02:00 | 7.567 | 7.567 | 190 | 190
2019-02-06 03:00 | 3.2657 | 3.2657 | 82 | 82
2019-02-06 04:00 | 6.0536 | 6.0536 | 152 | 152
2019-02-06 05:00 | 4.1021 | 4.1021 | 103 | 103
2019-02-06 06:00 | 6.0137 | 6.0137 | 151 | 151
2019-02-06 07:00 | 218.5259 | 218.5259 | 5487 | 5487
2019-02-06 08:00 | 30.6661 | 30.6661 | 770 | 770
2019-02-06 09:00 | 26.4445 | 26.4445 | 664 | 664
2019-02-06 10:00 | 34.131 | 34.131 | 857 | 857
2019-02-06 11:00 | 26.9623 | 26.9623 | 677 | 677
2019-02-06 12:00 | 78.0592 | 78.0592 | 1960 | 1960
2019-02-06 13:00 | 26.8826 | 26.8826 | 675 | 675
2019-02-06 14:00 | 33.6531 | 33.6531 | 845 | 845
2019-02-06 15:00 | 31.7016 | 31.7016 | 796 | 796
2019-02-06 16:00 | 25.4887 | 25.4887 | 640 | 640
2019-02-06 17:00 | 29.6705 | 29.6705 | 745 | 745
2019-02-06 18:00 | 98.5696 | 98.5696 | 2475 | 2475
2019-02-06 19:00 | 84.8296 | 84.8296 | 2130 | 2130
2019-02-06 20:00 | 91.4408 | 91.4408 | 2296 | 2296
2019-02-06 21:00 | 98.8484 | 98.8484 | 2482 | 2482
2019-02-06 22:00 | 7.1289 | 7.1289 | 179 | 179
2019-02-06 23:00 | 3.0268 | 3.0268 | 76 | 76
2019-02-07 | 5.6155 | 5.6155 | 141 | 141
2019-02-07 01:00 | 4.8986 | 4.8986 | 123 | 123
2019-02-07 02:00 | 5.1774 | 5.1774 | 130 | 130
2019-02-07 03:00 | 7.5271 | 7.5271 | 189 | 189
2019-02-07 04:00 | 6.0137 | 6.0137 | 151 | 151
2019-02-07 05:00 | 5.6155 | 5.6155 | 141 | 141
2019-02-07 06:00 | 5.4562 | 5.4562 | 137 | 137
2019-02-07 07:00 | 228.4824 | 228.4824 | 5737 | 5737
2019-02-07 08:00 | 23.5771 | 23.5771 | 592 | 592
2019-02-07 09:00 | 20.391 | 20.391 | 512 | 512
2019-02-07 10:00 | 30.9449 | 30.9449 | 777 | 777
2019-02-07 11:00 | 25.8471 | 25.8471 | 649 | 649
2019-02-07 12:00 | 73.6783 | 73.6783 | 1850 | 1850
2019-02-07 13:00 | 30.6263 | 30.6263 | 769 | 769
2019-02-07 14:00 | 27.6393 | 27.6393 | 694 | 694
2019-02-07 15:00 | 34.9673 | 34.9673 | 878 | 878
2019-02-07 16:00 | 29.9492 | 29.9492 | 752 | 752
2019-02-07 17:00 | 32.4185 | 32.4185 | 814 | 814
2019-02-07 18:00 | 94.9056 | 94.9056 | 2383 | 2383
2019-02-07 19:00 | 88.8919 | 88.8919 | 2232 | 2232
2019-02-07 20:00 | 99.9635 | 99.9635 | 2510 | 2510
2019-02-07 21:00 | 88.6529 | 88.6529 | 2226 | 2226
2019-02-07 22:00 | 6.3324 | 6.3324 | 159 | 159
2019-02-07 23:00 | 7.8059 | 7.8059 | 196 | 196
2019-02-08 | 4.9783 | 4.9783 | 125 | 125
2019-02-08 01:00 | 4.9384 | 4.9384 | 124 | 124
2019-02-08 02:00 | 5.9341 | 5.9341 | 149 | 149
2019-02-08 03:00 | 4.4207 | 4.4207 | 111 | 111
2019-02-08 04:00 | 5.1774 | 5.1774 | 130 | 130
2019-02-08 05:00 | 6.3324 | 6.3324 | 159 | 159
2019-02-08 06:00 | 7.2484 | 7.2484 | 182 | 182
2019-02-08 07:00 | 227.5266 | 227.5266 | 5713 | 5713
2019-02-08 08:00 | 29.551 | 29.551 | 742 | 742
2019-02-08 09:00 | 28.0376 | 28.0376 | 704 | 704
2019-02-08 10:00 | 32.0202 | 32.0202 | 804 | 804
2019-02-08 11:00 | 26.4844 | 26.4844 | 665 | 665
2019-02-08 12:00 | 75.9484 | 75.9484 | 1907 | 1907
2019-02-08 13:00 | 35.0072 | 35.0072 | 879 | 879
2019-02-08 14:00 | 29.9891 | 29.9891 | 753 | 753
2019-02-08 15:00 | 28.8341 | 28.8341 | 724 | 724
2019-02-08 16:00 | 28.4757 | 28.4757 | 715 | 715
2019-02-08 17:00 | 31.2237 | 31.2237 | 784 | 784
2019-02-08 18:00 | 89.5689 | 89.5689 | 2249 | 2249
2019-02-08 19:00 | 105.818 | 105.818 | 2657 | 2657
2019-02-08 20:00 | 101.3176 | 101.3176 | 2544 | 2544
2019-02-08 21:00 | 98.7289 | 98.7289 | 2479 | 2479
2019-02-08 22:00 | 4.6995 | 4.6995 | 118 | 118
2019-02-08 23:00 | 4.58 | 4.58 | 115 | 115
2019-02-09 | 13.74 | 13.74 | 345 | 345
2019-02-09 01:00 | 10.4743 | 10.4743 | 263 | 263
2019-02-09 02:00 | 12.6647 | 12.6647 | 318 | 318
2019-02-09 03:00 | 14.5365 | 14.5365 | 365 | 365
2019-02-09 04:00 | 8.7219 | 8.7219 | 219 | 219
2019-02-09 05:00 | 13.1426 | 13.1426 | 330 | 330
2019-02-09 06:00 | 10.5539 | 10.5539 | 265 | 265
2019-02-09 07:00 | 201.998 | 201.998 | 5072 | 5072
2019-02-09 08:00 | 226.8495 | 226.8495 | 5696 | 5696
2019-02-09 09:00 | 34.1708 | 34.1708 | 858 | 858
2019-02-09 10:00 | 38.4322 | 38.4322 | 965 | 965
2019-02-09 11:00 | 29.5111 | 29.5111 | 741 | 741
2019-02-09 12:00 | 30.4271 | 30.4271 | 764 | 764
2019-02-09 13:00 | 31.5025 | 31.5025 | 791 | 791
2019-02-09 14:00 | 31.4228 | 31.4228 | 789 | 789
2019-02-09 15:00 | 104.2249 | 104.2249 | 2617 | 2617
2019-02-09 16:00 | 116.2922 | 116.2922 | 2920 | 2920
2019-02-09 17:00 | 15.572 | 15.572 | 391 | 391
2019-02-09 18:00 | 13.979 | 13.979 | 351 | 351
2019-02-09 19:00 | 16.2092 | 16.2092 | 407 | 407
2019-02-09 20:00 | 59.4206 | 59.4206 | 1492 | 1492
2019-02-09 21:00 | 65.4741 | 65.4741 | 1644 | 1644
2019-02-09 22:00 | 71.3286 | 71.3286 | 1791 | 1791
2019-02-09 23:00 | 5.7748 | 5.7748 | 145 | 145
2019-02-10 | 10.2751 | 10.2751 | 258 | 258
2019-02-10 01:00 | 11.5496 | 11.5496 | 290 | 290
2019-02-10 02:00 | 8.1644 | 8.1644 | 205 | 205
2019-02-10 03:00 | 10.0362 | 10.0362 | 252 | 252
2019-02-10 04:00 | 9.8769 | 9.8769 | 248 | 248
2019-02-10 05:00 | 11.3504 | 11.3504 | 285 | 285
2019-02-10 06:00 | 10.992 | 10.992 | 276 | 276
2019-02-10 07:00 | 217.2116 | 217.2116 | 5454 | 5454
2019-02-10 08:00 | 223.5041 | 223.5041 | 5612 | 5612
2019-02-10 09:00 | 32.0998 | 32.0998 | 806 | 806
2019-02-10 10:00 | 38.711 | 38.711 | 972 | 972
2019-02-10 11:00 | 28.396 | 28.396 | 713 | 713
2019-02-10 12:00 | 32.9362 | 32.9362 | 827 | 827
2019-02-10 13:00 | 34.2505 | 34.2505 | 860 | 860
2019-02-10 14:00 | 36.4409 | 36.4409 | 915 | 915
2019-02-10 15:00 | 112.8274 | 112.8274 | 2833 | 2833
2019-02-10 16:00 | 116.2922 | 116.2922 | 2920 | 2920
2019-02-10 17:00 | 16.2491 | 16.2491 | 408 | 408
2019-02-10 18:00 | 18.0811 | 18.0811 | 454 | 454
2019-02-10 19:00 | 14.5764 | 14.5764 | 366 | 366
2019-02-10 20:00 | 63.9209 | 63.9209 | 1605 | 1605
2019-02-10 21:00 | 66.43 | 66.43 | 1668 | 1668
2019-02-10 22:00 | 60.7746 | 60.7746 | 1526 | 1526
2019-02-10 23:00 | 7.4475 | 7.4475 | 187 | 187
2019-02-11 | 2.9073 | 2.9073 | 73 | 73
2019-02-11 01:00 | 4.8588 | 4.8588 | 122 | 122
2019-02-11 02:00 | 6.173 | 6.173 | 155 | 155
2019-02-11 03:00 | 5.6553 | 5.6553 | 142 | 142
2019-02-11 04:00 | 3.1861 | 3.1861 | 80 | 80
2019-02-11 05:00 | 6.6908 | 6.6908 | 168 | 168
2019-02-11 06:00 | 7.328 | 7.328 | 184 | 184
2019-02-11 07:00 | 234.9342 | 234.9342 | 5899 | 5899
2019-02-11 08:00 | 31.383 | 31.383 | 788 | 788
2019-02-11 09:00 | 25.7675 | 25.7675 | 647 | 647
2019-02-11 10:00 | 24.0948 | 24.0948 | 605 | 605
2019-02-11 11:00 | 36.64 | 36.64 | 920 | 920
2019-02-11 12:00 | 74.3155 | 74.3155 | 1866 | 1866
2019-02-11 13:00 | 27.3207 | 27.3207 | 686 | 686
2019-02-11 14:00 | 29.5111 | 29.5111 | 741 | 741
2019-02-11 15:00 | 27.7588 | 27.7588 | 697 | 697
2019-02-11 16:00 | 32.0998 | 32.0998 | 806 | 806
2019-02-11 17:00 | 36.0825 | 36.0825 | 906 | 906
2019-02-11 18:00 | 99.1272 | 99.1272 | 2489 | 2489
2019-02-11 19:00 | 98.6095 | 98.6095 | 2476 | 2476
2019-02-11 20:00 | 90.8035 | 90.8035 | 2280 | 2280
2019-02-11 21:00 | 88.8521 | 88.8521 | 2231 | 2231
2019-02-11 22:00 | 5.6553 | 5.6553 | 142 | 142
2019-02-11 23:00 | 7.0492 | 7.0492 | 177 | 177
2019-02-12 | 5.496 | 5.496 | 138 | 138
2019-02-12 01:00 | 4.341 | 4.341 | 109 | 109
2019-02-12 02:00 | 6.3722 | 6.3722 | 160 | 160
2019-02-12 03:00 | 7.4873 | 7.4873 | 188 | 188
2019-02-12 04:00 | 6.412 | 6.412 | 161 | 161
2019-02-12 05:00 | 6.6908 | 6.6908 | 168 | 168
2019-02-12 06:00 | 7.8457 | 7.8457 | 197 | 197
2019-02-12 07:00 | 234.297 | 234.297 | 5883 | 5883
2019-02-12 08:00 | 27.9579 | 27.9579 | 702 | 702
2019-02-12 09:00 | 25.3294 | 25.3294 | 636 | 636
2019-02-12 10:00 | 31.0245 | 31.0245 | 779 | 779
2019-02-12 11:00 | 26.0065 | 26.0065 | 653 | 653
2019-02-12 12:00 | 73.8774 | 73.8774 | 1855 | 1855
2019-02-12 13:00 | 28.1172 | 28.1172 | 706 | 706
2019-02-12 14:00 | 33.4938 | 33.4938 | 841 | 841
2019-02-12 15:00 | 28.9138 | 28.9138 | 726 | 726
2019-02-12 16:00 | 30.1085 | 30.1085 | 756 | 756
2019-02-12 17:00 | 31.0245 | 31.0245 | 779 | 779
2019-02-12 18:00 | 95.4234 | 95.4234 | 2396 | 2396
2019-02-12 19:00 | 103.0301 | 103.0301 | 2587 | 2587
2019-02-12 20:00 | 90.3256 | 90.3256 | 2268 | 2268
2019-02-12 21:00 | 89.7282 | 89.7282 | 2253 | 2253
2019-02-12 22:00 | 7.1687 | 7.1687 | 180 | 180
2019-02-12 23:00 | 6.9297 | 6.9297 | 174 | 174
2019-02-13 | 7.7661 | 7.7661 | 195 | 195
2019-02-13 01:00 | 6.0536 | 6.0536 | 152 | 152
2019-02-13 02:00 | 4.6995 | 4.6995 | 118 | 118
2019-02-13 03:00 | 6.412 | 6.412 | 161 | 161
2019-02-13 04:00 | 3.5844 | 3.5844 | 90 | 90
2019-02-13 05:00 | 5.5757 | 5.5757 | 140 | 140
2019-02-13 06:00 | 5.8943 | 5.8943 | 148 | 148
2019-02-13 07:00 | 224.8184 | 224.8184 | 5645 | 5645
2019-02-13 08:00 | 23.4178 | 23.4178 | 588 | 588
2019-02-13 09:00 | 27.2411 | 27.2411 | 684 | 684
2019-02-13 10:00 | 30.7059 | 30.7059 | 771 | 771
2019-02-13 11:00 | 28.7545 | 28.7545 | 722 | 722
2019-02-13 12:00 | 69.7753 | 69.7753 | 1752 | 1752
2019-02-13 13:00 | 28.2367 | 28.2367 | 709 | 709
2019-02-13 14:00 | 28.9934 | 28.9934 | 728 | 728
2019-02-13 15:00 | 33.1353 | 33.1353 | 832 | 832
2019-02-13 16:00 | 28.0774 | 28.0774 | 705 | 705
2019-02-13 17:00 | 19.9927 | 19.9927 | 502 | 502
2019-02-13 18:00 | 89.4893 | 89.4893 | 2247 | 2247
2019-02-13 19:00 | 97.5341 | 97.5341 | 2449 | 2449
2019-02-13 20:00 | 83.3162 | 83.3162 | 2092 | 2092
2019-02-13 21:00 | 89.091 | 89.091 | 2237 | 2237
2019-02-13 22:00 | 6.4518 | 6.4518 | 162 | 162
2019-02-13 23:00 | 5.2172 | 5.2172 | 131 | 131
2019-02-14 | 5.5757 | 5.5757 | 140 | 140
2019-02-14 01:00 | 7.5271 | 7.5271 | 189 | 189
2019-02-14 02:00 | 2.8277 | 2.8277 | 71 | 71
2019-02-14 03:00 | 4.0623 | 4.0623 | 102 | 102
2019-02-14 04:00 | 5.1376 | 5.1376 | 129 | 129
2019-02-14 05:00 | 7.567 | 7.567 | 190 | 190
2019-02-14 06:00 | 6.412 | 6.412 | 161 | 161
2019-02-14 07:00 | 231.9871 | 231.9871 | 5825 | 5825
2019-02-14 08:00 | 30.5466 | 30.5466 | 767 | 767
2019-02-14 09:00 | 27.9181 | 27.9181 | 701 | 701
2019-02-14 10:00 | 32.1397 | 32.1397 | 807 | 807
2019-02-14 11:00 | 31.144 | 31.144 | 782 | 782
2019-02-14 12:00 | 81.4842 | 81.4842 | 2046 | 2046
2019-02-14 13:00 | 30.3475 | 30.3475 | 762 | 762
2019-02-14 14:00 | 33.2548 | 33.2548 | 835 | 835
2019-02-14 15:00 | 28.7545 | 28.7545 | 722 | 722
2019-02-14 16:00 | 32.3786 | 32.3786 | 813 | 813
2019-02-14 17:00 | 32.3388 | 32.3388 | 812 | 812
2019-02-14 18:00 | 88.8122 | 88.8122 | 2230 | 2230
2019-02-14 19:00 | 97.7333 | 97.7333 | 2454 | 2454
2019-02-14 20:00 | 88.6529 | 88.6529 | 2226 | 2226
2019-02-14 21:00 | 96.7775 | 96.7775 | 2430 | 2430
2019-02-14 22:00 | 3.5445 | 3.5445 | 89 | 89
2019-02-14 23:00 | 3.7437 | 3.7437 | 94 | 94
2019-02-15 | 3.0268 | 3.0268 | 76 | 76
2019-02-15 01:00 | 5.0977 | 5.0977 | 128 | 128
2019-02-15 02:00 | 4.7791 | 4.7791 | 120 | 120
2019-02-15 03:00 | 5.257 | 5.257 | 132 | 132
2019-02-15 04:00 | 7.4077 | 7.4077 | 186 | 186
2019-02-15 05:00 | 4.1419 | 4.1419 | 104 | 104
2019-02-15 06:00 | 5.7748 | 5.7748 | 145 | 145
2019-02-15 07:00 | 223.2652 | 223.2652 | 5606 | 5606
2019-02-15 08:00 | 26.4445 | 26.4445 | 664 | 664
2019-02-15 09:00 | 29.6306 | 29.6306 | 744 | 744
2019-02-15 10:00 | 34.1708 | 34.1708 | 858 | 858
2019-02-15 11:00 | 29.2722 | 29.2722 | 735 | 735
2019-02-15 12:00 | 74.3155 | 74.3155 | 1866 | 1866
2019-02-15 13:00 | 28.6748 | 28.6748 | 720 | 720
2019-02-15 14:00 | 28.1571 | 28.1571 | 707 | 707
2019-02-15 15:00 | 31.1838 | 31.1838 | 783 | 783
2019-02-15 16:00 | 28.0774 | 28.0774 | 705 | 705
2019-02-15 17:00 | 28.5951 | 28.5951 | 718 | 718
2019-02-15 18:00 | 89.5689 | 89.5689 | 2249 | 2249
2019-02-15 19:00 | 98.9679 | 98.9679 | 2485 | 2485
2019-02-15 20:00 | 98.3705 | 98.3705 | 2470 | 2470
2019-02-15 21:00 | 81.2054 | 81.2054 | 2039 | 2039
2019-02-15 22:00 | 5.6553 | 5.6553 | 142 | 142
2019-02-15 23:00 | 4.6995 | 4.6995 | 118 | 118
2019-02-16 | 5.8943 | 5.8943 | 148 | 148
2019-02-16 01:00 | 8.4431 | 8.4431 | 212 | 212
2019-02-16 02:00 | 8.005 | 8.005 | 201 | 201
2019-02-16 03:00 | 8.7617 | 8.7617 | 220 | 220
2019-02-16 04:00 | 10.2751 | 10.2751 | 258 | 258
2019-02-16 05:00 | 10.6336 | 10.6336 | 267 | 267
2019-02-16 06:00 | 7.1289 | 7.1289 | 179 | 179
2019-02-16 07:00 | 209.5252 | 209.5252 | 5261 | 5261
2019-02-16 08:00 | 214.8619 | 214.8619 | 5395 | 5395
2019-02-16 09:00 | 29.5908 | 29.5908 | 743 | 743
2019-02-16 10:00 | 34.2903 | 34.2903 | 861 | 861
2019-02-16 11:00 | 39.0694 | 39.0694 | 981 | 981
2019-02-16 12:00 | 31.5025 | 31.5025 | 791 | 791
2019-02-16 13:00 | 28.1969 | 28.1969 | 708 | 708
2019-02-16 14:00 | 34.4496 | 34.4496 | 865 | 865
2019-02-16 15:00 | 104.7427 | 104.7427 | 2630 | 2630
2019-02-16 16:00 | 114.2611 | 114.2611 | 2869 | 2869
2019-02-16 17:00 | 19.0767 | 19.0767 | 479 | 479
2019-02-16 18:00 | 18.9572 | 18.9572 | 476 | 476
2019-02-16 19:00 | 15.6915 | 15.6915 | 394 | 394
2019-02-16 20:00 | 69.4567 | 69.4567 | 1744 | 1744
2019-02-16 21:00 | 67.9433 | 67.9433 | 1706 | 1706
2019-02-16 22:00 | 68.7399 | 68.7399 | 1726 | 1726
2019-02-16 23:00 | 10.315 | 10.315 | 259 | 259
2019-02-17 | 14.1781 | 14.1781 | 356 | 356
2019-02-17 01:00 | 13.5807 | 13.5807 | 341 | 341
2019-02-17 02:00 | 10.2353 | 10.2353 | 257 | 257
2019-02-17 03:00 | 10.5141 | 10.5141 | 264 | 264
2019-02-17 04:00 | 11.0717 | 11.0717 | 278 | 278
2019-02-17 05:00 | 11.2708 | 11.2708 | 283 | 283
2019-02-17 06:00 | 9.7972 | 9.7972 | 246 | 246
2019-02-17 07:00 | 214.5034 | 214.5034 | 5386 | 5386
2019-02-17 08:00 | 221.8314 | 221.8314 | 5570 | 5570
2019-02-17 09:00 | 34.9673 | 34.9673 | 878 | 878
2019-02-17 10:00 | 39.1491 | 39.1491 | 983 | 983
2019-02-17 11:00 | 33.9717 | 33.9717 | 853 | 853
2019-02-17 12:00 | 34.3301 | 34.3301 | 862 | 862
2019-02-17 13:00 | 28.2367 | 28.2367 | 709 | 709
2019-02-17 14:00 | 29.8696 | 29.8696 | 750 | 750
2019-02-17 15:00 | 108.566 | 108.566 | 2726 | 2726
2019-02-17 16:00 | 115.1373 | 115.1373 | 2891 | 2891
2019-02-17 17:00 | 16.727 | 16.727 | 420 | 420
2019-02-17 18:00 | 16.0101 | 16.0101 | 402 | 402
2019-02-17 19:00 | 17.7624 | 17.7624 | 446 | 446
2019-02-17 20:00 | 68.2221 | 68.2221 | 1713 | 1713
2019-02-17 21:00 | 64.598 | 64.598 | 1622 | 1622
2019-02-17 22:00 | 62.0093 | 62.0093 | 1557 | 1557
2019-02-17 23:00 | 8.3635 | 8.3635 | 210 | 210
2019-02-18 | 6.0137 | 6.0137 | 151 | 151
2019-02-18 01:00 | 5.8943 | 5.8943 | 148 | 148
2019-02-18 02:00 | 3.9428 | 3.9428 | 99 | 99
2019-02-18 03:00 | 6.651 | 6.651 | 167 | 167
2019-02-18 04:00 | 7.7661 | 7.7661 | 195 | 195
2019-02-18 05:00 | 5.0579 | 5.0579 | 127 | 127
2019-02-18 06:00 | 5.7748 | 5.7748 | 145 | 145
2019-02-18 07:00 | 219.7605 | 219.7605 | 5518 | 5518
2019-02-18 08:00 | 24.9311 | 24.9311 | 626 | 626
2019-02-18 09:00 | 34.7682 | 34.7682 | 873 | 873
2019-02-18 10:00 | 30.4271 | 30.4271 | 764 | 764
2019-02-18 11:00 | 36.0825 | 36.0825 | 906 | 906
2019-02-18 12:00 | 69.4567 | 69.4567 | 1744 | 1744
2019-02-18 13:00 | 28.2765 | 28.2765 | 710 | 710
2019-02-18 14:00 | 35.5249 | 35.5249 | 892 | 892
2019-02-18 15:00 | 30.5466 | 30.5466 | 767 | 767
2019-02-18 16:00 | 29.3917 | 29.3917 | 738 | 738
2019-02-18 17:00 | 32.8167 | 32.8167 | 824 | 824
2019-02-18 18:00 | 93.3922 | 93.3922 | 2345 | 2345
2019-02-18 19:00 | 84.4712 | 84.4712 | 2121 | 2121
2019-02-18 20:00 | 96.3792 | 96.3792 | 2420 | 2420
2019-02-18 21:00 | 97.0562 | 97.0562 | 2437 | 2437
2019-02-18 22:00 | 7.6068 | 7.6068 | 191 | 191
2019-02-18 23:00 | 7.6864 | 7.6864 | 193 | 193
2019-02-19 | 6.3722 | 6.3722 | 160 | 160
2019-02-19 01:00 | 4.5004 | 4.5004 | 113 | 113
2019-02-19 02:00 | 6.8899 | 6.8899 | 173 | 173
2019-02-19 03:00 | 4.8588 | 4.8588 | 122 | 122
2019-02-19 04:00 | 4.2614 | 4.2614 | 107 | 107
2019-02-19 05:00 | 7.089 | 7.089 | 178 | 178
2019-02-19 06:00 | 5.8544 | 5.8544 | 147 | 147
2019-02-19 07:00 | 227.2478 | 227.2478 | 5706 | 5706
2019-02-19 08:00 | 31.7812 | 31.7812 | 798 | 798
2019-02-19 09:00 | 27.5597 | 27.5597 | 692 | 692
2019-02-19 10:00 | 31.8609 | 31.8609 | 800 | 800
2019-02-19 11:00 | 30.1484 | 30.1484 | 757 | 757
2019-02-19 12:00 | 72.7623 | 72.7623 | 1827 | 1827
2019-02-19 13:00 | 29.8696 | 29.8696 | 750 | 750
2019-02-19 14:00 | 32.0202 | 32.0202 | 804 | 804
2019-02-19 15:00 | 32.2193 | 32.2193 | 809 | 809
2019-02-19 16:00 | 26.4445 | 26.4445 | 664 | 664
2019-02-19 17:00 | 32.8565 | 32.8565 | 825 | 825
2019-02-19 18:00 | 93.1533 | 93.1533 | 2339 | 2339
2019-02-19 19:00 | 93.6312 | 93.6312 | 2351 | 2351
2019-02-19 20:00 | 90.5248 | 90.5248 | 2273 | 2273
2019-02-19 21:00 | 94.9056 | 94.9056 | 2383 | 2383
2019-02-19 22:00 | 6.7704 | 6.7704 | 170 | 170
2019-02-19 23:00 | 5.0579 | 5.0579 | 127 | 127
2019-02-20 | 3.9428 | 3.9428 | 99 | 99
2019-02-20 01:00 | 4.6597 | 4.6597 | 117 | 117
2019-02-20 02:00 | 4.3809 | 4.3809 | 110 | 110
2019-02-20 03:00 | 6.3324 | 6.3324 | 159 | 159
2019-02-20 04:00 | 7.8059 | 7.8059 | 196 | 196
2019-02-20 05:00 | 6.0137 | 6.0137 | 151 | 151
2019-02-20 06:00 | 4.58 | 4.58 | 115 | 115
2019-02-20 07:00 | 231.0313 | 231.0313 | 5801 | 5801
2019-02-20 08:00 | 29.4315 | 29.4315 | 739 | 739
2019-02-20 09:00 | 28.4358 | 28.4358 | 714 | 714
2019-02-20 10:00 | 32.8565 | 32.8565 | 825 | 825
2019-02-20 11:00 | 32.6972 | 32.6972 | 821 | 821
2019-02-20 12:00 | 86.5023 | 86.5023 | 2172 | 2172
2019-02-20 13:00 | 31.144 | 31.144 | 782 | 782
2019-02-20 14:00 | 26.6835 | 26.6835 | 670 | 670
2019-02-20 15:00 | 29.6306 | 29.6306 | 744 | 744
2019-02-20 16:00 | 31.5821 | 31.5821 | 793 | 793
2019-02-20 17:00 | 25.2099 | 25.2099 | 633 | 633
2019-02-20 18:00 | 87.4581 | 87.4581 | 2196 | 2196
2019-02-20 19:00 | 94.4277 | 94.4277 | 2371 | 2371
2019-02-20 20:00 | 94.7463 | 94.7463 | 2379 | 2379
2019-02-20 21:00 | 92.1178 | 92.1178 | 2313 | 2313
2019-02-20 22:00 | 7.5271 | 7.5271 | 189 | 189
2019-02-20 23:00 | 4.9384 | 4.9384 | 124 | 124
2019-02-21 | 4.7393 | 4.7393 | 119 | 119
2019-02-21 01:00 | 3.9428 | 3.9428 | 99 | 99
2019-02-21 02:00 | 5.8544 | 5.8544 | 147 | 147
2019-02-21 03:00 | 5.8146 | 5.8146 | 146 | 146
2019-02-21 04:00 | 5.7748 | 5.7748 | 145 | 145
2019-02-21 05:00 | 5.8544 | 5.8544 | 147 | 147
2019-02-21 06:00 | 7.2484 | 7.2484 | 182 | 182
2019-02-21 07:00 | 243.9748 | 243.9748 | 6126 | 6126
2019-02-21 08:00 | 28.5553 | 28.5553 | 717 | 717
2019-02-21 09:00 | 28.635 | 28.635 | 719 | 719
2019-02-21 10:00 | 33.5336 | 33.5336 | 842 | 842
2019-02-21 11:00 | 25.5684 | 25.5684 | 642 | 642
2019-02-21 12:00 | 75.6298 | 75.6298 | 1899 | 1899
2019-02-21 13:00 | 31.383 | 31.383 | 788 | 788
2019-02-21 14:00 | 32.0998 | 32.0998 | 806 | 806
2019-02-21 15:00 | 30.9847 | 30.9847 | 778 | 778
2019-02-21 16:00 | 29.6306 | 29.6306 | 744 | 744
2019-02-21 17:00 | 33.6531 | 33.6531 | 845 | 845
2019-02-21 18:00 | 90.0867 | 90.0867 | 2262 | 2262
2019-02-21 19:00 | 91.9983 | 91.9983 | 2310 | 2310
2019-02-21 20:00 | 94.8658 | 94.8658 | 2382 | 2382
2019-02-21 21:00 | 92.4364 | 92.4364 | 2321 | 2321
2019-02-21 22:00 | 5.6155 | 5.6155 | 141 | 141
2019-02-21 23:00 | 3.8631 | 3.8631 | 97 | 97
2019-02-22 | 4.7791 | 4.7791 | 120 | 120
2019-02-22 01:00 | 5.1774 | 5.1774 | 130 | 130
2019-02-22 02:00 | 5.5757 | 5.5757 | 140 | 140
2019-02-22 03:00 | 5.3367 | 5.3367 | 134 | 134
2019-02-22 04:00 | 5.6951 | 5.6951 | 143 | 143
2019-02-22 05:00 | 5.3765 | 5.3765 | 135 | 135
2019-02-22 06:00 | 3.425 | 3.425 | 86 | 86
2019-02-22 07:00 | 227.3274 | 227.3274 | 5708 | 5708
2019-02-22 08:00 | 32.9362 | 32.9362 | 827 | 827
2019-02-22 09:00 | 28.0774 | 28.0774 | 705 | 705
2019-02-22 10:00 | 28.7943 | 28.7943 | 723 | 723
2019-02-22 11:00 | 27.9181 | 27.9181 | 701 | 701
2019-02-22 12:00 | 67.6646 | 67.6646 | 1699 | 1699
2019-02-22 13:00 | 25.4091 | 25.4091 | 638 | 638
2019-02-22 14:00 | 25.1303 | 25.1303 | 631 | 631
2019-02-22 15:00 | 28.6748 | 28.6748 | 720 | 720
2019-02-22 16:00 | 30.7458 | 30.7458 | 772 | 772
2019-02-22 17:00 | 29.1527 | 29.1527 | 732 | 732
2019-02-22 18:00 | 93.0736 | 93.0736 | 2337 | 2337
2019-02-22 19:00 | 96.2199 | 96.2199 | 2416 | 2416
2019-02-22 20:00 | 92.4762 | 92.4762 | 2322 | 2322
2019-02-22 21:00 | 88.7724 | 88.7724 | 2229 | 2229
2019-02-22 22:00 | 3.1463 | 3.1463 | 79 | 79
2019-02-22 23:00 | 3.664 | 3.664 | 92 | 92
2019-02-23 | 11.0318 | 11.0318 | 277 | 277
2019-02-23 01:00 | 9.1202 | 9.1202 | 229 | 229
2019-02-23 02:00 | 8.483 | 8.483 | 213 | 213
2019-02-23 03:00 | 7.089 | 7.089 | 178 | 178
2019-02-23 04:00 | 10.5937 | 10.5937 | 266 | 266
2019-02-23 05:00 | 9.5184 | 9.5184 | 239 | 239
2019-02-23 06:00 | 6.412 | 6.412 | 161 | 161
2019-02-23 07:00 | 214.5034 | 214.5034 | 5386 | 5386
2019-02-23 08:00 | 213.3485 | 213.3485 | 5357 | 5357
2019-02-23 09:00 | 38.5915 | 38.5915 | 969 | 969
2019-02-23 10:00 | 28.5553 | 28.5553 | 717 | 717
2019-02-23 11:00 | 31.5025 | 31.5025 | 791 | 791
2019-02-23 12:00 | 31.7016 | 31.7016 | 796 | 796
2019-02-23 13:00 | 30.0687 | 30.0687 | 755 | 755
2019-02-23 14:00 | 31.1838 | 31.1838 | 783 | 783
2019-02-23 15:00 | 102.2336 | 102.2336 | 2567 | 2567
2019-02-23 16:00 | 107.8093 | 107.8093 | 2707 | 2707
2019-02-23 17:00 | 13.8993 | 13.8993 | 349 | 349
2019-02-23 18:00 | 17.8421 | 17.8421 | 448 | 448
2019-02-23 19:00 | 21.3866 | 21.3866 | 537 | 537
2019-02-23 20:00 | 64.3192 | 64.3192 | 1615 | 1615
2019-02-23 21:00 | 71.0498 | 71.0498 | 1784 | 1784
2019-02-23 22:00 | 72.2446 | 72.2446 | 1814 | 1814
2019-02-23 23:00 | 11.3903 | 11.3903 | 286 | 286
2019-02-24 | 8.2838 | 8.2838 | 208 | 208
2019-02-24 01:00 | 10.6734 | 10.6734 | 268 | 268
2019-02-24 02:00 | 11.4301 | 11.4301 | 287 | 287
2019-02-24 03:00 | 10.5539 | 10.5539 | 265 | 265
2019-02-24 04:00 | 9.7972 | 9.7972 | 246 | 246
2019-02-24 05:00 | 13.1028 | 13.1028 | 329 | 329
2019-02-24 06:00 | 9.7574 | 9.7574 | 245 | 245
2019-02-24 07:00 | 207.6533 | 207.6533 | 5214 | 5214
2019-02-24 08:00 | 228.4824 | 228.4824 | 5737 | 5737
2019-02-24 09:00 | 31.5025 | 31.5025 | 791 | 791
2019-02-24 10:00 | 30.7856 | 30.7856 | 773 | 773
2019-02-24 11:00 | 30.7856 | 30.7856 | 773 | 773
2019-02-24 12:00 | 32.3388 | 32.3388 | 812 | 812
2019-02-24 13:00 | 33.8522 | 33.8522 | 850 | 850
2019-02-24 14:00 | 32.2193 | 32.2193 | 809 | 809
2019-02-24 15:00 | 97.5341 | 97.5341 | 2449 | 2449
2019-02-24 16:00 | 106.8136 | 106.8136 | 2682 | 2682
2019-02-24 17:00 | 17.9616 | 17.9616 | 451 | 451
2019-02-24 18:00 | 20.2317 | 20.2317 | 508 | 508
2019-02-24 19:00 | 18.4395 | 18.4395 | 463 | 463
2019-02-24 20:00 | 75.9484 | 75.9484 | 1907 | 1907
2019-02-24 21:00 | 73.7978 | 73.7978 | 1853 | 1853
2019-02-24 22:00 | 65.6334 | 65.6334 | 1648 | 1648
2019-02-24 23:00 | 6.7704 | 6.7704 | 170 | 170
2019-02-25 | 5.9341 | 5.9341 | 149 | 149
2019-02-25 01:00 | 4.0623 | 4.0623 | 102 | 102
2019-02-25 02:00 | 6.2129 | 6.2129 | 156 | 156
2019-02-25 03:00 | 4.6198 | 4.6198 | 116 | 116
2019-02-25 04:00 | 6.3722 | 6.3722 | 160 | 160
2019-02-25 05:00 | 7.2882 | 7.2882 | 183 | 183
2019-02-25 06:00 | 3.7835 | 3.7835 | 95 | 95
2019-02-25 07:00 | 219.0834 | 219.0834 | 5501 | 5501
2019-02-25 08:00 | 24.2541 | 24.2541 | 609 | 609
2019-02-25 09:00 | 31.1838 | 31.1838 | 783 | 783
2019-02-25 10:00 | 28.9934 | 28.9934 | 728 | 728
2019-02-25 11:00 | 26.4445 | 26.4445 | 664 | 664
2019-02-25 12:00 | 66.5494 | 66.5494 | 1671 | 1671
2019-02-25 13:00 | 34.0115 | 34.0115 | 854 | 854
2019-02-25 14:00 | 32.5379 | 32.5379 | 817 | 817
2019-02-25 15:00 | 32.8964 | 32.8964 | 826 | 826
2019-02-25 16:00 | 29.4315 | 29.4315 | 739 | 739
2019-02-25 17:00 | 31.4228 | 31.4228 | 789 | 789
2019-02-25 18:00 | 102.831 | 102.831 | 2582 | 2582
2019-02-25 19:00 | 95.3835 | 95.3835 | 2395 | 2395
2019-02-25 20:00 | 82.918 | 82.918 | 2082 | 2082
2019-02-25 21:00 | 93.3922 | 93.3922 | 2345 | 2345
2019-02-25 22:00 | 5.4164 | 5.4164 | 136 | 136
2019-02-25 23:00 | 3.0666 | 3.0666 | 77 | 77
2019-02-26 | 5.496 | 5.496 | 138 | 138
2019-02-26 01:00 | 4.0623 | 4.0623 | 102 | 102
2019-02-26 02:00 | 3.3852 | 3.3852 | 85 | 85
2019-02-26 03:00 | 4.0224 | 4.0224 | 101 | 101
2019-02-26 04:00 | 5.8943 | 5.8943 | 148 | 148
2019-02-26 05:00 | 4.819 | 4.819 | 121 | 121
2019-02-26 06:00 | 6.0934 | 6.0934 | 153 | 153
2019-02-26 07:00 | 229.8763 | 229.8763 | 5772 | 5772
2019-02-26 08:00 | 31.4626 | 31.4626 | 790 | 790
2019-02-26 09:00 | 29.7103 | 29.7103 | 746 | 746
2019-02-26 10:00 | 34.131 | 34.131 | 857 | 857
2019-02-26 11:00 | 30.228 | 30.228 | 759 | 759
2019-02-26 12:00 | 72.7225 | 72.7225 | 1826 | 1826
2019-02-26 13:00 | 28.9138 | 28.9138 | 726 | 726
2019-02-26 14:00 | 24.2541 | 24.2541 | 609 | 609
2019-02-26 15:00 | 31.9405 | 31.9405 | 802 | 802
2019-02-26 16:00 | 25.8073 | 25.8073 | 648 | 648
2019-02-26 17:00 | 25.2498 | 25.2498 | 634 | 634
2019-02-26 18:00 | 86.5421 | 86.5421 | 2173 | 2173
2019-02-26 19:00 | 99.8042 | 99.8042 | 2506 | 2506
2019-02-26 20:00 | 88.3343 | 88.3343 | 2218 | 2218
2019-02-26 21:00 | 98.3705 | 98.3705 | 2470 | 2470
2019-02-26 22:00 | 4.819 | 4.819 | 121 | 121
2019-02-26 23:00 | 5.7748 | 5.7748 | 145 | 145
2019-02-27 | 5.8943 | 5.8943 | 148 | 148
2019-02-27 01:00 | 3.9428 | 3.9428 | 99 | 99
2019-02-27 02:00 | 6.2925 | 6.2925 | 158 | 158
2019-02-27 03:00 | 5.4562 | 5.4562 | 137 | 137
2019-02-27 04:00 | 5.0977 | 5.0977 | 128 | 128
2019-02-27 05:00 | 8.6024 | 8.6024 | 216 | 216
2019-02-27 06:00 | 6.3722 | 6.3722 | 160 | 160
2019-02-27 07:00 | 243.696 | 243.696 | 6119 | 6119
2019-02-27 08:00 | 32.2193 | 32.2193 | 809 | 809
2019-02-27 09:00 | 24.5727 | 24.5727 | 617 | 617
2019-02-27 10:00 | 32.5778 | 32.5778 | 818 | 818
2019-02-27 11:00 | 32.976 | 32.976 | 828 | 828
2019-02-27 12:00 | 69.4966 | 69.4966 | 1745 | 1745
2019-02-27 13:00 | 28.6748 | 28.6748 | 720 | 720
2019-02-27 14:00 | 29.8298 | 29.8298 | 749 | 749
2019-02-27 15:00 | 23.6965 | 23.6965 | 595 | 595
2019-02-27 16:00 | 30.1085 | 30.1085 | 756 | 756
2019-02-27 17:00 | 23.6169 | 23.6169 | 593 | 593
2019-02-27 18:00 | 91.7992 | 91.7992 | 2305 | 2305
2019-02-27 19:00 | 96.8969 | 96.8969 | 2433 | 2433
2019-02-27 20:00 | 100.0432 | 100.0432 | 2512 | 2512
2019-02-27 21:00 | 100.9592 | 100.9592 | 2535 | 2535
2019-02-27 22:00 | 5.8544 | 5.8544 | 147 | 147
2019-02-27 23:00 | 6.2925 | 6.2925 | 158 | 158
2019-02-28 | 3.8233 | 3.8233 | 96 | 96
2019-02-28 01:00 | 4.9384 | 4.9384 | 124 | 124
2019-02-28 02:00 | 4.3809 | 4.3809 | 110 | 110
2019-02-28 03:00 | 5.6951 | 5.6951 | 143 | 143
2019-02-28 04:00 | 6.3324 | 6.3324 | 159 | 159
2019-02-28 05:00 | 4.9783 | 4.9783 | 125 | 125
2019-02-28 06:00 | 5.0181 | 5.0181 | 126 | 126
2019-02-28 07:00 | 219.641 | 219.641 | 5515 | 5515
2019-02-28 08:00 | 29.312 | 29.312 | 736 | 736
2019-02-28 09:00 | 25.5684 | 25.5684 | 642 | 642
2019-02-28 10:00 | 25.8471 | 25.8471 | 649 | 649
2019-02-28 11:00 | 29.2722 | 29.2722 | 735 | 735
2019-02-28 12:00 | 77.422 | 77.422 | 1944 | 1944
2019-02-28 13:00 | 30.467 | 30.467 | 765 | 765
2019-02-28 14:00 | 35.0072 | 35.0072 | 879 | 879
2019-02-28 15:00 | 29.7103 | 29.7103 | 746 | 746
2019-02-28 16:00 | 25.3692 | 25.3692 | 637 | 637
2019-02-28 17:00 | 30.6263 | 30.6263 | 769 | 769
2019-02-28 18:00 | 97.9324 | 97.9324 | 2459 | 2459
2019-02-28 19:00 | 94.6268 | 94.6268 | 2376 | 2376
2019-02-28 20:00 | 96.0208 | 96.0208 | 2411 | 2411
2019-02-28 21:00 | 99.406 | 99.406 | 2496 | 2496
2019-02-28 22:00 | 6.0536 | 6.0536 | 152 | 152
2019-02-28 23:00 | 4.6995 | 4.6995 | 118 | 118
2019-03-01 | 5.6155 | 5.6155 | 141 | 141
2019-03-01 01:00 | 6.651 | 6.651 | 167 | 167
2019-03-01 02:00 | 5.1774 | 5.1774 | 130 | 130
2019-03-01 03:00 | 6.173 | 6.173 | 155 | 155
2019-03-01 04:00 | 6.3324 | 6.3324 | 159 | 159
2019-03-01 05:00 | 5.6951 | 5.6951 | 143 | 143
2019-03-01 06:00 | 6.8501 | 6.8501 | 172 | 172
2019-03-01 07:00 | 240.2311 | 240.2311 | 6032 | 6032
2019-03-01 08:00 | 28.8739 | 28.8739 | 725 | 725
2019-03-01 09:00 | 25.5285 | 25.5285 | 641 | 641
2019-03-01 10:00 | 34.5292 | 34.5292 | 867 | 867
2019-03-01 11:00 | 31.7812 | 31.7812 | 798 | 798
2019-03-01 12:00 | 78.2981 | 78.2981 | 1966 | 1966
2019-03-01 13:00 | 27.0419 | 27.0419 | 679 | 679
2019-03-01 14:00 | 33.2548 | 33.2548 | 835 | 835
2019-03-01 15:00 | 26.1259 | 26.1259 | 656 | 656
2019-03-01 16:00 | 30.1484 | 30.1484 | 757 | 757
2019-03-01 17:00 | 26.2852 | 26.2852 | 660 | 660
2019-03-01 18:00 | 96.5783 | 96.5783 | 2425 | 2425
2019-03-01 19:00 | 94.587 | 94.587 | 2375 | 2375
2019-03-01 20:00 | 85.427 | 85.427 | 2145 | 2145
2019-03-01 21:00 | 88.9317 | 88.9317 | 2233 | 2233
2019-03-01 22:00 | 5.257 | 5.257 | 132 | 132
2019-03-01 23:00 | 4.819 | 4.819 | 121 | 121
2019-03-02 | 12.4656 | 12.4656 | 313 | 313
2019-03-02 01:00 | 11.7089 | 11.7089 | 294 | 294
2019-03-02 02:00 | 8.0449 | 8.0449 | 202 | 202
2019-03-02 03:00 | 10.3548 | 10.3548 | 260 | 260
2019-03-02 04:00 | 10.5141 | 10.5141 | 264 | 264
2019-03-02 05:00 | 9.3193 | 9.3193 | 234 | 234
2019-03-02 06:00 | 8.9609 | 8.9609 | 225 | 225
2019-03-02 07:00 | 222.628 | 222.628 | 5590 | 5590
2019-03-02 08:00 | 230.6728 | 230.6728 | 5792 | 5792
2019-03-02 09:00 | 33.2946 | 33.2946 | 836 | 836
2019-03-02 10:00 | 31.2237 | 31.2237 | 784 | 784
2019-03-02 11:00 | 31.8211 | 31.8211 | 799 | 799
2019-03-02 12:00 | 32.2591 | 32.2591 | 810 | 810
2019-03-02 13:00 | 33.1752 | 33.1752 | 833 | 833
2019-03-02 14:00 | 36.6798 | 36.6798 | 921 | 921
2019-03-02 15:00 | 113.7832 | 113.7832 | 2857 | 2857
2019-03-02 16:00 | 100.9592 | 100.9592 | 2535 | 2535
2019-03-02 17:00 | 20.391 | 20.391 | 512 | 512
2019-03-02 18:00 | 15.6517 | 15.6517 | 393 | 393
2019-03-02 19:00 | 17.2845 | 17.2845 | 434 | 434
2019-03-02 20:00 | 70.532 | 70.532 | 1771 | 1771
2019-03-02 21:00 | 63.204 | 63.204 | 1587 | 1587
2019-03-02 22:00 | 71.2887 | 71.2887 | 1790 | 1790
2019-03-02 23:00 | 10.2751 | 10.2751 | 258 | 258
2019-03-03 | 8.2838 | 8.2838 | 208 | 208
2019-03-03 01:00 | 8.6821 | 8.6821 | 218 | 218
2019-03-03 02:00 | 10.7132 | 10.7132 | 269 | 269
2019-03-03 03:00 | 11.8682 | 11.8682 | 298 | 298
2019-03-03 04:00 | 8.3635 | 8.3635 | 210 | 210
2019-03-03 05:00 | 11.9877 | 11.9877 | 301 | 301
2019-03-03 06:00 | 9.1998 | 9.1998 | 231 | 231
2019-03-03 07:00 | 227.1681 | 227.1681 | 5704 | 5704
2019-03-03 08:00 | 223.544 | 223.544 | 5613 | 5613
2019-03-03 09:00 | 38.1136 | 38.1136 | 957 | 957
2019-03-03 10:00 | 29.9891 | 29.9891 | 753 | 753
2019-03-03 11:00 | 35.9232 | 35.9232 | 902 | 902
2019-03-03 12:00 | 37.3569 | 37.3569 | 938 | 938
2019-03-03 13:00 | 39.627 | 39.627 | 995 | 995
2019-03-03 14:00 | 35.0868 | 35.0868 | 881 | 881
2019-03-03 15:00 | 102.7514 | 102.7514 | 2580 | 2580
2019-03-03 16:00 | 116.0931 | 116.0931 | 2915 | 2915
2019-03-03 17:00 | 17.3244 | 17.3244 | 435 | 435
2019-03-03 18:00 | 16.3287 | 16.3287 | 410 | 410
2019-03-03 19:00 | 17.9217 | 17.9217 | 450 | 450
2019-03-03 20:00 | 72.842 | 72.842 | 1829 | 1829
2019-03-03 21:00 | 57.5089 | 57.5089 | 1444 | 1444
2019-03-03 22:00 | 73.28 | 73.28 | 1840 | 1840
2019-03-03 23:00 | 8.6024 | 8.6024 | 216 | 216
2019-03-04 | 4.9384 | 4.9384 | 124 | 124
2019-03-04 01:00 | 5.2172 | 5.2172 | 131 | 131
2019-03-04 02:00 | 5.3367 | 5.3367 | 134 | 134
2019-03-04 03:00 | 7.2484 | 7.2484 | 182 | 182
2019-03-04 04:00 | 7.6068 | 7.6068 | 191 | 191
2019-03-04 05:00 | 5.9341 | 5.9341 | 149 | 149
2019-03-04 06:00 | 4.7791 | 4.7791 | 120 | 120
2019-03-04 07:00 | 223.305 | 223.305 | 5607 | 5607
2019-03-04 08:00 | 29.9891 | 29.9891 | 753 | 753
2019-03-04 09:00 | 28.7943 | 28.7943 | 723 | 723
2019-03-04 10:00 | 35.2461 | 35.2461 | 885 | 885
2019-03-04 11:00 | 22.3424 | 22.3424 | 561 | 561
2019-03-04 12:00 | 79.2141 | 79.2141 | 1989 | 1989
2019-03-04 13:00 | 33.7725 | 33.7725 | 848 | 848
2019-03-04 14:00 | 34.8478 | 34.8478 | 875 | 875
2019-03-04 15:00 | 26.9623 | 26.9623 | 677 | 677
2019-03-04 16:00 | 27.6393 | 27.6393 | 694 | 694
2019-03-04 17:00 | 24.7718 | 24.7718 | 622 | 622
2019-03-04 18:00 | 83.2764 | 83.2764 | 2091 | 2091
2019-03-04 19:00 | 93.9896 | 93.9896 | 2360 | 2360
2019-03-04 20:00 | 94.0693 | 94.0693 | 2362 | 2362
2019-03-04 21:00 | 89.8875 | 89.8875 | 2257 | 2257
2019-03-04 22:00 | 4.58 | 4.58 | 115 | 115
2019-03-04 23:00 | 3.5445 | 3.5445 | 89 | 89
2019-03-05 | 2.7082 | 2.7082 | 68 | 68
2019-03-05 01:00 | 2.9471 | 2.9471 | 74 | 74
2019-03-05 02:00 | 5.5358 | 5.5358 | 139 | 139
2019-03-05 03:00 | 7.2484 | 7.2484 | 182 | 182
2019-03-05 04:00 | 6.412 | 6.412 | 161 | 161
2019-03-05 05:00 | 5.8544 | 5.8544 | 147 | 147
2019-03-05 06:00 | 5.8943 | 5.8943 | 148 | 148
2019-03-05 07:00 | 228.8408 | 228.8408 | 5746 | 5746
2019-03-05 08:00 | 24.055 | 24.055 | 604 | 604
2019-03-05 09:00 | 30.4271 | 30.4271 | 764 | 764
2019-03-05 10:00 | 27.3605 | 27.3605 | 687 | 687
2019-03-05 11:00 | 26.4445 | 26.4445 | 664 | 664
2019-03-05 12:00 | 59.4604 | 59.4604 | 1493 | 1493
2019-03-05 13:00 | 32.5778 | 32.5778 | 818 | 818
2019-03-05 14:00 | 36.64 | 36.64 | 920 | 920
2019-03-05 15:00 | 28.8739 | 28.8739 | 725 | 725
2019-03-05 16:00 | 28.8341 | 28.8341 | 724 | 724
2019-03-05 17:00 | 25.5684 | 25.5684 | 642 | 642
2019-03-05 18:00 | 90.7637 | 90.7637 | 2279 | 2279
2019-03-05 19:00 | 88.9715 | 88.9715 | 2234 | 2234
2019-03-05 20:00 | 92.1576 | 92.1576 | 2314 | 2314
2019-03-05 21:00 | 89.2901 | 89.2901 | 2242 | 2242
2019-03-05 22:00 | 5.8943 | 5.8943 | 148 | 148
2019-03-05 23:00 | 5.6155 | 5.6155 | 141 | 141
2019-03-06 | 5.2172 | 5.2172 | 131 | 131
2019-03-06 01:00 | 5.0579 | 5.0579 | 127 | 127
2019-03-06 02:00 | 4.0224 | 4.0224 | 101 | 101
2019-03-06 03:00 | 4.819 | 4.819 | 121 | 121
2019-03-06 04:00 | 6.651 | 6.651 | 167 | 167
2019-03-06 05:00 | 6.3722 | 6.3722 | 160 | 160
2019-03-06 06:00 | 3.7437 | 3.7437 | 94 | 94
2019-03-06 07:00 | 230.1153 | 230.1153 | 5778 | 5778
2019-03-06 08:00 | 23.816 | 23.816 | 598 | 598
2019-03-06 09:00 | 29.9094 | 29.9094 | 751 | 751
2019-03-06 10:00 | 30.1484 | 30.1484 | 757 | 757
2019-03-06 11:00 | 32.9362 | 32.9362 | 827 | 827
2019-03-06 12:00 | 70.8108 | 70.8108 | 1778 | 1778
2019-03-06 13:00 | 29.6705 | 29.6705 | 745 | 745
2019-03-06 14:00 | 24.7718 | 24.7718 | 622 | 622
2019-03-06 15:00 | 28.1571 | 28.1571 | 707 | 707
2019-03-06 16:00 | 25.3692 | 25.3692 | 637 | 637
2019-03-06 17:00 | 24.8913 | 24.8913 | 625 | 625
2019-03-06 18:00 | 80.4089 | 80.4089 | 2019 | 2019
2019-03-06 19:00 | 101.4769 | 101.4769 | 2548 | 2548
2019-03-06 20:00 | 91.9187 | 91.9187 | 2308 | 2308
2019-03-06 21:00 | 83.1569 | 83.1569 | 2088 | 2088
2019-03-06 22:00 | 4.9783 | 4.9783 | 125 | 125
2019-03-06 23:00 | 7.2085 | 7.2085 | 181 | 181
2019-03-07 | 5.6951 | 5.6951 | 143 | 143
2019-03-07 01:00 | 4.8986 | 4.8986 | 123 | 123
2019-03-07 02:00 | 3.9826 | 3.9826 | 100 | 100
2019-03-07 03:00 | 7.9652 | 7.9652 | 200 | 200
2019-03-07 04:00 | 5.6553 | 5.6553 | 142 | 142
2019-03-07 05:00 | 5.4562 | 5.4562 | 137 | 137
2019-03-07 06:00 | 4.6198 | 4.6198 | 116 | 116
2019-03-07 07:00 | 231.9473 | 231.9473 | 5824 | 5824
2019-03-07 08:00 | 26.4844 | 26.4844 | 665 | 665
2019-03-07 09:00 | 30.6263 | 30.6263 | 769 | 769
2019-03-07 10:00 | 27.4402 | 27.4402 | 689 | 689
2019-03-07 11:00 | 30.7059 | 30.7059 | 771 | 771
2019-03-07 12:00 | 75.7493 | 75.7493 | 1902 | 1902
2019-03-07 13:00 | 22.1831 | 22.1831 | 557 | 557
2019-03-07 14:00 | 34.0115 | 34.0115 | 854 | 854
2019-03-07 15:00 | 33.5734 | 33.5734 | 843 | 843
2019-03-07 16:00 | 25.5285 | 25.5285 | 641 | 641
2019-03-07 17:00 | 24.0948 | 24.0948 | 605 | 605
2019-03-07 18:00 | 94.4675 | 94.4675 | 2372 | 2372
2019-03-07 19:00 | 106.2561 | 106.2561 | 2668 | 2668
2019-03-07 20:00 | 88.0555 | 88.0555 | 2211 | 2211
2019-03-07 21:00 | 97.4943 | 97.4943 | 2448 | 2448
2019-03-07 22:00 | 3.903 | 3.903 | 98 | 98
2019-03-07 23:00 | 4.1021 | 4.1021 | 103 | 103
2019-03-08 | 6.4917 | 6.4917 | 163 | 163
2019-03-08 01:00 | 7.2882 | 7.2882 | 183 | 183
2019-03-08 02:00 | 4.6597 | 4.6597 | 117 | 117
2019-03-08 03:00 | 4.4605 | 4.4605 | 112 | 112
2019-03-08 04:00 | 3.425 | 3.425 | 86 | 86
2019-03-08 05:00 | 4.0623 | 4.0623 | 102 | 102
2019-03-08 06:00 | 5.0181 | 5.0181 | 126 | 126
2019-03-08 07:00 | 238.7177 | 238.7177 | 5994 | 5994
2019-03-08 08:00 | 33.0955 | 33.0955 | 831 | 831
2019-03-08 09:00 | 27.3207 | 27.3207 | 686 | 686
2019-03-08 10:00 | 33.7327 | 33.7327 | 847 | 847
2019-03-08 11:00 | 25.1701 | 25.1701 | 632 | 632
2019-03-08 12:00 | 75.8687 | 75.8687 | 1905 | 1905
2019-03-08 13:00 | 30.9051 | 30.9051 | 776 | 776
2019-03-08 14:00 | 30.3873 | 30.3873 | 763 | 763
2019-03-08 15:00 | 34.2903 | 34.2903 | 861 | 861
2019-03-08 16:00 | 31.2237 | 31.2237 | 784 | 784
2019-03-08 17:00 | 22.3026 | 22.3026 | 560 | 560
2019-03-08 18:00 | 97.2952 | 97.2952 | 2443 | 2443
2019-03-08 19:00 | 90.6841 | 90.6841 | 2277 | 2277
2019-03-08 20:00 | 94.1489 | 94.1489 | 2364 | 2364
2019-03-08 21:00 | 93.3126 | 93.3126 | 2343 | 2343
2019-03-08 22:00 | 6.0137 | 6.0137 | 151 | 151
2019-03-08 23:00 | 1.2744 | 1.2744 | 32 | 32
2019-03-09 | 8.6423 | 8.6423 | 217 | 217
2019-03-09 01:00 | 10.7929 | 10.7929 | 271 | 271
2019-03-09 02:00 | 9.7176 | 9.7176 | 244 | 244
2019-03-09 03:00 | 9.4388 | 9.4388 | 237 | 237
2019-03-09 04:00 | 8.8414 | 8.8414 | 222 | 222
2019-03-09 05:00 | 9.2795 | 9.2795 | 233 | 233
2019-03-09 06:00 | 12.0275 | 12.0275 | 302 | 302
2019-03-09 07:00 | 226.3716 | 226.3716 | 5684 | 5684
2019-03-09 08:00 | 213.6273 | 213.6273 | 5364 | 5364
2019-03-09 09:00 | 33.6531 | 33.6531 | 845 | 845
2019-03-09 10:00 | 31.1042 | 31.1042 | 781 | 781
2019-03-09 11:00 | 35.6045 | 35.6045 | 894 | 894
2019-03-09 12:00 | 32.8964 | 32.8964 | 826 | 826
2019-03-09 13:00 | 33.8124 | 33.8124 | 849 | 849
2019-03-09 14:00 | 33.2548 | 33.2548 | 835 | 835
2019-03-09 15:00 | 99.5255 | 99.5255 | 2499 | 2499
2019-03-09 16:00 | 107.8093 | 107.8093 | 2707 | 2707
2019-03-09 17:00 | 16.0101 | 16.0101 | 402 | 402
2019-03-09 18:00 | 20.9884 | 20.9884 | 527 | 527
2019-03-09 19:00 | 18.559 | 18.559 | 466 | 466
2019-03-09 20:00 | 62.4075 | 62.4075 | 1567 | 1567
2019-03-09 21:00 | 64.9166 | 64.9166 | 1630 | 1630
2019-03-09 22:00 | 64.7174 | 64.7174 | 1625 | 1625
2019-03-09 23:00 | 9.1998 | 9.1998 | 231 | 231
2019-03-10 | 9.9964 | 9.9964 | 251 | 251
2019-03-10 01:00 | 7.8856 | 7.8856 | 198 | 198
2019-03-10 02:00 | 8.1644 | 8.1644 | 205 | 205
2019-03-10 03:00 | 11.7487 | 11.7487 | 295 | 295
2019-03-10 04:00 | 10.5141 | 10.5141 | 264 | 264
2019-03-10 05:00 | 10.4344 | 10.4344 | 262 | 262
2019-03-10 06:00 | 9.0007 | 9.0007 | 226 | 226
2019-03-10 07:00 | 220.318 | 220.318 | 5532 | 5532
2019-03-10 08:00 | 223.7431 | 223.7431 | 5618 | 5618
2019-03-10 09:00 | 33.9318 | 33.9318 | 852 | 852
2019-03-10 10:00 | 31.3431 | 31.3431 | 787 | 787
2019-03-10 11:00 | 35.0868 | 35.0868 | 881 | 881
2019-03-10 12:00 | 30.3475 | 30.3475 | 762 | 762
2019-03-10 13:00 | 33.9318 | 33.9318 | 852 | 852
2019-03-10 14:00 | 26.9225 | 26.9225 | 676 | 676
2019-03-10 15:00 | 119.7969 | 119.7969 | 3008 | 3008
2019-03-10 16:00 | 105.6188 | 105.6188 | 2652 | 2652
2019-03-10 17:00 | 15.7313 | 15.7313 | 395 | 395
2019-03-10 18:00 | 17.2447 | 17.2447 | 433 | 433
2019-03-10 19:00 | 17.3642 | 17.3642 | 436 | 436
2019-03-10 20:00 | 71.0498 | 71.0498 | 1784 | 1784
2019-03-10 21:00 | 67.7442 | 67.7442 | 1701 | 1701
2019-03-10 22:00 | 67.5451 | 67.5451 | 1696 | 1696
2019-03-10 23:00 | 9.2795 | 9.2795 | 233 | 233
2019-03-11 | 4.9384 | 4.9384 | 124 | 124
2019-03-11 01:00 | 3.7835 | 3.7835 | 95 | 95
2019-03-11 02:00 | 6.0137 | 6.0137 | 151 | 151
2019-03-11 03:00 | 5.8146 | 5.8146 | 146 | 146
2019-03-11 04:00 | 4.0623 | 4.0623 | 102 | 102
2019-03-11 05:00 | 3.9428 | 3.9428 | 99 | 99
2019-03-11 06:00 | 7.1289 | 7.1289 | 179 | 179
2019-03-11 07:00 | 231.1906 | 231.1906 | 5805 | 5805
2019-03-11 08:00 | 27.8385 | 27.8385 | 699 | 699
2019-03-11 09:00 | 26.4445 | 26.4445 | 664 | 664
2019-03-11 10:00 | 27.9978 | 27.9978 | 703 | 703
2019-03-11 11:00 | 31.4228 | 31.4228 | 789 | 789
2019-03-11 12:00 | 73.5588 | 73.5588 | 1847 | 1847
2019-03-11 13:00 | 27.7588 | 27.7588 | 697 | 697
2019-03-11 14:00 | 30.3077 | 30.3077 | 761 | 761
2019-03-11 15:00 | 34.0912 | 34.0912 | 856 | 856
2019-03-11 16:00 | 24.6922 | 24.6922 | 620 | 620
2019-03-11 17:00 | 30.467 | 30.467 | 765 | 765
2019-03-11 18:00 | 93.9896 | 93.9896 | 2360 | 2360
2019-03-11 19:00 | 89.3698 | 89.3698 | 2244 | 2244
2019-03-11 20:00 | 98.3705 | 98.3705 | 2470 | 2470
2019-03-11 21:00 | 94.3481 | 94.3481 | 2369 | 2369
2019-03-11 22:00 | 4.1419 | 4.1419 | 104 | 104
2019-03-11 23:00 | 5.5757 | 5.5757 | 140 | 140
2019-03-12 | 5.5757 | 5.5757 | 140 | 140
2019-03-12 01:00 | 3.3454 | 3.3454 | 84 | 84
2019-03-12 02:00 | 3.664 | 3.664 | 92 | 92
2019-03-12 03:00 | 5.9739 | 5.9739 | 150 | 150
2019-03-12 04:00 | 7.2882 | 7.2882 | 183 | 183
2019-03-12 05:00 | 3.5445 | 3.5445 | 89 | 89
2019-03-12 06:00 | 5.4562 | 5.4562 | 137 | 137
2019-03-12 07:00 | 229.04 | 229.04 | 5751 | 5751
2019-03-12 08:00 | 25.0905 | 25.0905 | 630 | 630
2019-03-12 09:00 | 31.9405 | 31.9405 | 802 | 802
2019-03-12 10:00 | 29.1925 | 29.1925 | 733 | 733
2019-03-12 11:00 | 24.3338 | 24.3338 | 611 | 611
2019-03-12 12:00 | 72.9614 | 72.9614 | 1832 | 1832
2019-03-12 13:00 | 31.383 | 31.383 | 788 | 788
2019-03-12 14:00 | 29.5111 | 29.5111 | 741 | 741
2019-03-12 15:00 | 23.5771 | 23.5771 | 592 | 592
2019-03-12 16:00 | 33.8124 | 33.8124 | 849 | 849
2019-03-12 17:00 | 29.7103 | 29.7103 | 746 | 746
2019-03-12 18:00 | 85.9447 | 85.9447 | 2158 | 2158
2019-03-12 19:00 | 93.8303 | 93.8303 | 2356 | 2356
2019-03-12 20:00 | 93.4321 | 93.4321 | 2346 | 2346
2019-03-12 21:00 | 91.6797 | 91.6797 | 2302 | 2302
2019-03-12 22:00 | 3.7835 | 3.7835 | 95 | 95
2019-03-12 23:00 | 5.8146 | 5.8146 | 146 | 146
2019-03-13 | 5.2172 | 5.2172 | 131 | 131
2019-03-13 01:00 | 4.8588 | 4.8588 | 122 | 122
2019-03-13 02:00 | 4.8986 | 4.8986 | 123 | 123
2019-03-13 03:00 | 5.0579 | 5.0579 | 127 | 127
2019-03-13 04:00 | 5.0181 | 5.0181 | 126 | 126
2019-03-13 05:00 | 3.2259 | 3.2259 | 81 | 81
2019-03-13 06:00 | 5.5358 | 5.5358 | 139 | 139
2019-03-13 07:00 | 235.7706 | 235.7706 | 5920 | 5920
2019-03-13 08:00 | 26.8428 | 26.8428 | 674 | 674
2019-03-13 09:00 | 31.6219 | 31.6219 | 794 | 794
2019-03-13 10:00 | 28.2765 | 28.2765 | 710 | 710
2019-03-13 11:00 | 32.2193 | 32.2193 | 809 | 809
2019-03-13 12:00 | 79.0548 | 79.0548 | 1985 | 1985
2019-03-13 13:00 | 23.8558 | 23.8558 | 599 | 599
2019-03-13 14:00 | 28.0774 | 28.0774 | 705 | 705
2019-03-13 15:00 | 25.4091 | 25.4091 | 638 | 638
2019-03-13 16:00 | 26.7233 | 26.7233 | 671 | 671
2019-03-13 17:00 | 23.9355 | 23.9355 | 601 | 601
2019-03-13 18:00 | 88.2945 | 88.2945 | 2217 | 2217
2019-03-13 19:00 | 94.8658 | 94.8658 | 2382 | 2382
2019-03-13 20:00 | 89.4096 | 89.4096 | 2245 | 2245
2019-03-13 21:00 | 90.4053 | 90.4053 | 2270 | 2270
2019-03-13 22:00 | 4.7791 | 4.7791 | 120 | 120
2019-03-13 23:00 | 4.6995 | 4.6995 | 118 | 118
2019-03-14 | 6.651 | 6.651 | 167 | 167
2019-03-14 01:00 | 4.4207 | 4.4207 | 111 | 111
2019-03-14 02:00 | 5.496 | 5.496 | 138 | 138
2019-03-14 03:00 | 5.0579 | 5.0579 | 127 | 127
2019-03-14 04:00 | 4.9384 | 4.9384 | 124 | 124
2019-03-14 05:00 | 4.341 | 4.341 | 109 | 109
2019-03-14 06:00 | 4.9384 | 4.9384 | 124 | 124
2019-03-14 07:00 | 220.4375 | 220.4375 | 5535 | 5535
2019-03-14 08:00 | 26.6835 | 26.6835 | 670 | 670
2019-03-14 09:00 | 26.5242 | 26.5242 | 666 | 666
2019-03-14 10:00 | 24.3338 | 24.3338 | 611 | 611
2019-03-14 11:00 | 33.5734 | 33.5734 | 843 | 843
2019-03-14 12:00 | 77.7007 | 77.7007 | 1951 | 1951
2019-03-14 13:00 | 33.4539 | 33.4539 | 840 | 840
2019-03-14 14:00 | 33.5336 | 33.5336 | 842 | 842
2019-03-14 15:00 | 31.4626 | 31.4626 | 790 | 790
2019-03-14 16:00 | 27.0818 | 27.0818 | 680 | 680
2019-03-14 17:00 | 33.2946 | 33.2946 | 836 | 836
2019-03-14 18:00 | 98.0121 | 98.0121 | 2461 | 2461
2019-03-14 19:00 | 85.3872 | 85.3872 | 2144 | 2144
2019-03-14 20:00 | 89.6486 | 89.6486 | 2251 | 2251
2019-03-14 21:00 | 85.1084 | 85.1084 | 2137 | 2137
2019-03-14 22:00 | 5.9739 | 5.9739 | 150 | 150
2019-03-14 23:00 | 5.5757 | 5.5757 | 140 | 140
2019-03-15 | 5.3765 | 5.3765 | 135 | 135
2019-03-15 01:00 | 7.3678 | 7.3678 | 185 | 185
2019-03-15 02:00 | 3.5844 | 3.5843 | 90 | 90
2019-03-15 03:00 | 4.1817 | 4.1817 | 105 | 105
2019-03-15 04:00 | 5.0579 | 5.0579 | 127 | 127
2019-03-15 05:00 | 7.3678 | 7.3678 | 185 | 185
2019-03-15 06:00 | 5.3367 | 5.3367 | 134 | 134
2019-03-15 07:00 | 220.5968 | 220.5968 | 5539 | 5539
2019-03-15 08:00 | 22.6212 | 22.6212 | 568 | 568
2019-03-15 09:00 | 25.8471 | 25.8471 | 649 | 649
2019-03-15 10:00 | 27.2012 | 27.2012 | 683 | 683
2019-03-15 11:00 | 35.0072 | 35.0072 | 879 | 879
2019-03-15 12:00 | 76.1874 | 76.1874 | 1913 | 1913
2019-03-15 13:00 | 30.5466 | 30.5466 | 767 | 767
2019-03-15 14:00 | 24.8515 | 24.8515 | 624 | 624
2019-03-15 15:00 | 30.3873 | 30.3873 | 763 | 763
2019-03-15 16:00 | 23.6567 | 23.6567 | 594 | 594
2019-03-15 17:00 | 31.4626 | 31.4626 | 790 | 790
2019-03-15 18:00 | 96.5385 | 96.5385 | 2424 | 2424
2019-03-15 19:00 | 97.2952 | 97.2952 | 2443 | 2443
2019-03-15 20:00 | 87.2192 | 87.2192 | 2190 | 2190
2019-03-15 21:00 | 101.2778 | 101.2778 | 2543 | 2543
2019-03-15 22:00 | 3.5844 | 3.5844 | 90 | 90
2019-03-15 23:00 | 4.8588 | 4.8588 | 122 | 122
2019-03-16 | 10.9522 | 10.9522 | 275 | 275
2019-03-16 01:00 | 8.8812 | 8.8812 | 223 | 223
2019-03-16 02:00 | 10.2751 | 10.2751 | 258 | 258
2019-03-16 03:00 | 10.1158 | 10.1158 | 254 | 254
2019-03-16 04:00 | 8.4033 | 8.4033 | 211 | 211
2019-03-16 05:00 | 8.2042 | 8.2042 | 206 | 206
2019-03-16 06:00 | 10.7929 | 10.7929 | 271 | 271
2019-03-16 07:00 | 211.5961 | 211.5961 | 5313 | 5313
2019-03-16 08:00 | 224.221 | 224.221 | 5630 | 5630
2019-03-16 09:00 | 31.9007 | 31.9007 | 801 | 801
2019-03-16 10:00 | 28.1571 | 28.1571 | 707 | 707
2019-03-16 11:00 | 31.4228 | 31.4228 | 789 | 789
2019-03-16 12:00 | 33.4938 | 33.4938 | 841 | 841
2019-03-16 13:00 | 29.8696 | 29.8696 | 750 | 750
2019-03-16 14:00 | 32.976 | 32.976 | 828 | 828
2019-03-16 15:00 | 121.5493 | 121.5493 | 3052 | 3052
2019-03-16 16:00 | 110.398 | 110.398 | 2772 | 2772
2019-03-16 17:00 | 22.8602 | 22.8602 | 574 | 574
2019-03-16 18:00 | 23.3779 | 23.3779 | 587 | 587
2019-03-16 19:00 | 18.8378 | 18.8378 | 473 | 473
2019-03-16 20:00 | 65.5538 | 65.5538 | 1646 | 1646
2019-03-16 21:00 | 66.9477 | 66.9477 | 1681 | 1681
2019-03-16 22:00 | 65.036 | 65.036 | 1633 | 1633
2019-03-16 23:00 | 9.2795 | 9.2795 | 233 | 233
2019-03-17 | 9.7972 | 9.7972 | 246 | 246
2019-03-17 01:00 | 4.7791 | 4.7791 | 120 | 120
2019-03-17 02:00 | 10.8725 | 10.8725 | 273 | 273
2019-03-17 03:00 | 12.6249 | 12.6249 | 317 | 317
2019-03-17 04:00 | 9.5583 | 9.5583 | 240 | 240
2019-03-17 05:00 | 6.6908 | 6.6908 | 168 | 168
2019-03-17 06:00 | 15.6517 | 15.6517 | 393 | 393
2019-03-17 07:00 | 227.2478 | 227.2478 | 5706 | 5706
2019-03-17 08:00 | 214.5831 | 214.5831 | 5388 | 5388
2019-03-17 09:00 | 31.383 | 31.383 | 788 | 788
2019-03-17 10:00 | 39.2287 | 39.2287 | 985 | 985
2019-03-17 11:00 | 39.4677 | 39.4677 | 991 | 991
2019-03-17 12:00 | 32.1397 | 32.1397 | 807 | 807
2019-03-17 13:00 | 29.9492 | 29.9492 | 752 | 752
2019-03-17 14:00 | 40.8218 | 40.8218 | 1025 | 1025
2019-03-17 15:00 | 119.1597 | 119.1597 | 2992 | 2992
2019-03-17 16:00 | 100.7999 | 100.7999 | 2531 | 2531
2019-03-17 17:00 | 20.1122 | 20.1122 | 505 | 505
2019-03-17 18:00 | 17.7226 | 17.7226 | 445 | 445
2019-03-17 19:00 | 19.1564 | 19.1564 | 481 | 481
2019-03-17 20:00 | 71.5277 | 71.5277 | 1796 | 1796
2019-03-17 21:00 | 60.4162 | 60.4162 | 1517 | 1517
2019-03-17 22:00 | 70.8905 | 70.8905 | 1780 | 1780
2019-03-17 23:00 | 7.5271 | 7.5271 | 189 | 189
2019-03-18 | 2.4294 | 2.4294 | 61 | 61
2019-03-18 01:00 | 3.1861 | 3.1861 | 80 | 80
2019-03-18 02:00 | 4.8986 | 4.8986 | 123 | 123
2019-03-18 03:00 | 5.6553 | 5.6553 | 142 | 142
2019-03-18 04:00 | 6.5315 | 6.5315 | 164 | 164
2019-03-18 05:00 | 7.2484 | 7.2484 | 182 | 182
2019-03-18 06:00 | 7.2882 | 7.2882 | 183 | 183
2019-03-18 07:00 | 228.801 | 228.801 | 5745 | 5745
2019-03-18 08:00 | 32.0998 | 32.0998 | 806 | 806
2019-03-18 09:00 | 28.396 | 28.396 | 713 | 713
2019-03-18 10:00 | 30.1085 | 30.1085 | 756 | 756
2019-03-18 11:00 | 33.2548 | 33.2548 | 835 | 835
2019-03-18 12:00 | 68.7399 | 68.7399 | 1726 | 1726
2019-03-18 13:00 | 32.2193 | 32.2193 | 809 | 809
2019-03-18 14:00 | 29.4713 | 29.4713 | 740 | 740
2019-03-18 15:00 | 28.6748 | 28.6748 | 720 | 720
2019-03-18 16:00 | 22.8602 | 22.8602 | 574 | 574
2019-03-18 17:00 | 28.4757 | 28.4757 | 715 | 715
2019-03-18 18:00 | 93.7905 | 93.7905 | 2355 | 2355
2019-03-18 19:00 | 91.6001 | 91.6001 | 2300 | 2300
2019-03-18 20:00 | 86.4625 | 86.4625 | 2171 | 2171
2019-03-18 21:00 | 98.8484 | 98.8484 | 2482 | 2482
2019-03-18 22:00 | 4.5004 | 4.5004 | 113 | 113
2019-03-18 23:00 | 5.8146 | 5.8146 | 146 | 146
2019-03-19 | 4.5004 | 4.5004 | 113 | 113
2019-03-19 01:00 | 4.7791 | 4.7791 | 120 | 120
2019-03-19 02:00 | 4.9783 | 4.9783 | 125 | 125
2019-03-19 03:00 | 3.8631 | 3.8631 | 97 | 97
2019-03-19 04:00 | 5.496 | 5.496 | 138 | 138
2019-03-19 05:00 | 4.1419 | 4.1419 | 104 | 104
2019-03-19 06:00 | 6.3722 | 6.3722 | 160 | 160
2019-03-19 07:00 | 233.1022 | 233.1022 | 5853 | 5853
2019-03-19 08:00 | 31.0245 | 31.0245 | 779 | 779
2019-03-19 09:00 | 29.8696 | 29.8696 | 750 | 750
2019-03-19 10:00 | 28.4358 | 28.4358 | 714 | 714
2019-03-19 11:00 | 32.2193 | 32.2193 | 809 | 809
2019-03-19 12:00 | 81.8028 | 81.8028 | 2054 | 2054
2019-03-19 13:00 | 26.0463 | 26.0463 | 654 | 654
2019-03-19 14:00 | 31.2237 | 31.2237 | 784 | 784
2019-03-19 15:00 | 28.8341 | 28.8341 | 724 | 724
2019-03-19 16:00 | 25.7277 | 25.7277 | 646 | 646
2019-03-19 17:00 | 34.6089 | 34.6089 | 869 | 869
2019-03-19 18:00 | 96.6181 | 96.6181 | 2426 | 2426
2019-03-19 19:00 | 89.0114 | 89.0114 | 2235 | 2235
2019-03-19 20:00 | 100.5609 | 100.5609 | 2525 | 2525
2019-03-19 21:00 | 97.8528 | 97.8528 | 2457 | 2457
2019-03-19 22:00 | 4.5004 | 4.5004 | 113 | 113
2019-03-19 23:00 | 6.7306 | 6.7306 | 169 | 169
2019-03-20 | 5.0579 | 5.0579 | 127 | 127
2019-03-20 01:00 | 5.4164 | 5.4164 | 136 | 136
2019-03-20 02:00 | 5.0977 | 5.0977 | 128 | 128
2019-03-20 03:00 | 3.8631 | 3.8631 | 97 | 97
2019-03-20 04:00 | 4.1817 | 4.1817 | 105 | 105
2019-03-20 05:00 | 7.4077 | 7.4077 | 186 | 186
2019-03-20 06:00 | 6.3722 | 6.3722 | 160 | 160
2019-03-20 07:00 | 233.4208 | 233.4208 | 5861 | 5861
2019-03-20 08:00 | 31.8211 | 31.8211 | 799 | 799
2019-03-20 09:00 | 29.7501 | 29.7501 | 747 | 747
2019-03-20 10:00 | 27.6791 | 27.6791 | 695 | 695
2019-03-20 11:00 | 30.5865 | 30.5865 | 768 | 768
2019-03-20 12:00 | 75.8289 | 75.8289 | 1904 | 1904
2019-03-20 13:00 | 33.1752 | 33.1752 | 833 | 833
2019-03-20 14:00 | 24.732 | 24.732 | 621 | 621
2019-03-20 15:00 | 28.396 | 28.396 | 713 | 713
2019-03-20 16:00 | 32.7769 | 32.7769 | 823 | 823
2019-03-20 17:00 | 23.4974 | 23.4974 | 590 | 590
2019-03-20 18:00 | 93.4719 | 93.4719 | 2347 | 2347
2019-03-20 19:00 | 88.7724 | 88.7724 | 2229 | 2229
2019-03-20 20:00 | 97.4545 | 97.4545 | 2447 | 2447
2019-03-20 21:00 | 93.2728 | 93.2728 | 2342 | 2342
2019-03-20 22:00 | 9.5184 | 9.5184 | 239 | 239
2019-03-20 23:00 | 4.2216 | 4.2216 | 106 | 106
2019-03-21 | 4.8986 | 4.8986 | 123 | 123
2019-03-21 01:00 | 3.664 | 3.664 | 92 | 92
2019-03-21 02:00 | 4.1021 | 4.1021 | 103 | 103
2019-03-21 03:00 | 4.9384 | 4.9384 | 124 | 124
2019-03-21 04:00 | 5.6155 | 5.6155 | 141 | 141
2019-03-21 05:00 | 3.9826 | 3.9826 | 100 | 100
2019-03-21 06:00 | 5.8943 | 5.8943 | 148 | 148
2019-03-21 07:00 | 224.3007 | 224.3007 | 5632 | 5632
2019-03-21 08:00 | 29.7899 | 29.7899 | 748 | 748
2019-03-21 09:00 | 25.4887 | 25.4887 | 640 | 640
2019-03-21 10:00 | 24.1744 | 24.1744 | 607 | 607
2019-03-21 11:00 | 29.7899 | 29.7899 | 748 | 748
2019-03-21 12:00 | 76.506 | 76.506 | 1921 | 1921
2019-03-21 13:00 | 26.4047 | 26.4047 | 663 | 663
2019-03-21 14:00 | 31.8211 | 31.8211 | 799 | 799
2019-03-21 15:00 | 32.1795 | 32.1795 | 808 | 808
2019-03-21 16:00 | 23.9753 | 23.9753 | 602 | 602
2019-03-21 17:00 | 25.4489 | 25.4489 | 639 | 639
2019-03-21 18:00 | 101.5964 | 101.5964 | 2551 | 2551
2019-03-21 19:00 | 85.4668 | 85.4668 | 2146 | 2146
2019-03-21 20:00 | 94.9056 | 94.9056 | 2383 | 2383
2019-03-21 21:00 | 95.7021 | 95.7021 | 2403 | 2403
2019-03-21 22:00 | 7.5271 | 7.5271 | 189 | 189
2019-03-21 23:00 | 6.8103 | 6.8103 | 171 | 171
2019-03-22 | 6.3324 | 6.3324 | 159 | 159
2019-03-22 01:00 | 4.5402 | 4.5402 | 114 | 114
2019-03-22 02:00 | 7.8457 | 7.8457 | 197 | 197
2019-03-22 03:00 | 4.0224 | 4.0224 | 101 | 101
2019-03-22 04:00 | 5.1774 | 5.1774 | 130 | 130
2019-03-22 05:00 | 5.6553 | 5.6553 | 142 | 142
2019-03-22 06:00 | 4.7393 | 4.7393 | 119 | 119
2019-03-22 07:00 | 237.6822 | 237.6822 | 5968 | 5968
2019-03-22 08:00 | 28.0774 | 28.0774 | 705 | 705
2019-03-22 09:00 | 28.7545 | 28.7545 | 722 | 722
2019-03-22 10:00 | 28.1571 | 28.1571 | 707 | 707
2019-03-22 11:00 | 32.8964 | 32.8964 | 826 | 826
2019-03-22 12:00 | 76.6254 | 76.6254 | 1924 | 1924
2019-03-22 13:00 | 29.9891 | 29.9891 | 753 | 753
2019-03-22 14:00 | 28.9138 | 28.9138 | 726 | 726
2019-03-22 15:00 | 28.396 | 28.396 | 713 | 713
2019-03-22 16:00 | 23.5372 | 23.5372 | 591 | 591
2019-03-22 17:00 | 30.1484 | 30.1484 | 757 | 757
2019-03-22 18:00 | 97.9722 | 97.9722 | 2460 | 2460
2019-03-22 19:00 | 98.9281 | 98.9281 | 2484 | 2484
2019-03-22 20:00 | 86.8607 | 86.8607 | 2181 | 2181
2019-03-22 21:00 | 94.587 | 94.587 | 2375 | 2375
2019-03-22 22:00 | 4.1419 | 4.1419 | 104 | 104
2019-03-22 23:00 | 4.58 | 4.58 | 115 | 115
2019-03-23 | 10.2751 | 10.2751 | 258 | 258
2019-03-23 01:00 | 10.3946 | 10.3946 | 261 | 261
2019-03-23 02:00 | 9.7574 | 9.7574 | 245 | 245
2019-03-23 03:00 | 8.005 | 8.005 | 201 | 201
2019-03-23 04:00 | 13.9391 | 13.9391 | 350 | 350
2019-03-23 05:00 | 7.1289 | 7.1289 | 179 | 179
2019-03-23 06:00 | 9.3193 | 9.3193 | 234 | 234
2019-03-23 07:00 | 217.5302 | 217.5302 | 5462 | 5462
2019-03-23 08:00 | 215.8973 | 215.8973 | 5421 | 5421
2019-03-23 09:00 | 35.1266 | 35.1266 | 882 | 882
2019-03-23 10:00 | 31.3431 | 31.3431 | 787 | 787
2019-03-23 11:00 | 30.3475 | 30.3475 | 762 | 762
2019-03-23 12:00 | 34.0513 | 34.0513 | 855 | 855
2019-03-23 13:00 | 31.383 | 31.383 | 788 | 788
2019-03-23 14:00 | 31.8211 | 31.8211 | 799 | 799
2019-03-23 15:00 | 111.6724 | 111.6724 | 2804 | 2804
2019-03-23 16:00 | 111.1945 | 111.1945 | 2792 | 2792
2019-03-23 17:00 | 17.2049 | 17.2049 | 432 | 432
2019-03-23 18:00 | 15.4924 | 15.4924 | 389 | 389
2019-03-23 19:00 | 12.7444 | 12.7444 | 320 | 320
2019-03-23 20:00 | 72.5233 | 72.5233 | 1821 | 1821
2019-03-23 21:00 | 71.01 | 71.01 | 1783 | 1783
2019-03-23 22:00 | 56.4734 | 56.4734 | 1418 | 1418
2019-03-23 23:00 | 12.1071 | 12.1071 | 304 | 304
2019-03-24 | 13.063 | 13.063 | 328 | 328
2019-03-24 01:00 | 12.0673 | 12.0673 | 303 | 303
2019-03-24 02:00 | 9.1998 | 9.1998 | 231 | 231
2019-03-24 03:00 | 8.3635 | 8.3635 | 210 | 210
2019-03-24 04:00 | 9.9565 | 9.9565 | 250 | 250
2019-03-24 05:00 | 10.4743 | 10.4743 | 263 | 263
2019-03-24 06:00 | 11.0318 | 11.0318 | 277 | 277
2019-03-24 07:00 | 214.8619 | 214.8619 | 5395 | 5395
2019-03-24 08:00 | 208.888 | 208.888 | 5245 | 5245
2019-03-24 09:00 | 34.3699 | 34.3699 | 863 | 863
2019-03-24 10:00 | 32.3388 | 32.3388 | 812 | 812
2019-03-24 11:00 | 30.5466 | 30.5466 | 767 | 767
2019-03-24 12:00 | 38.1534 | 38.1534 | 958 | 958
2019-03-24 13:00 | 34.0115 | 34.0115 | 854 | 854
2019-03-24 14:00 | 36.4807 | 36.4807 | 916 | 916
2019-03-24 15:00 | 102.9107 | 102.9107 | 2584 | 2584
2019-03-24 16:00 | 94.1888 | 94.1888 | 2365 | 2365
2019-03-24 17:00 | 14.0586 | 14.0586 | 353 | 353
2019-03-24 18:00 | 13.979 | 13.979 | 351 | 351
2019-03-24 19:00 | 17.1651 | 17.1651 | 431 | 431
2019-03-24 20:00 | 64.5183 | 64.5183 | 1620 | 1620
2019-03-24 21:00 | 72.9614 | 72.9614 | 1832 | 1832
2019-03-24 22:00 | 69.2178 | 69.2178 | 1738 | 1738
2019-03-24 23:00 | 9.3193 | 9.3193 | 234 | 234
2019-03-25 | 5.0977 | 5.0977 | 128 | 128
2019-03-25 01:00 | 4.1419 | 4.1419 | 104 | 104
2019-03-25 02:00 | 4.1419 | 4.1419 | 104 | 104
2019-03-25 03:00 | 6.651 | 6.651 | 167 | 167
2019-03-25 04:00 | 4.6597 | 4.6597 | 117 | 117
2019-03-25 05:00 | 6.2129 | 6.2129 | 156 | 156
2019-03-25 06:00 | 4.9783 | 4.9783 | 125 | 125
2019-03-25 07:00 | 238.3593 | 238.3593 | 5985 | 5985
2019-03-25 08:00 | 26.564 | 26.564 | 667 | 667
2019-03-25 09:00 | 28.4358 | 28.4358 | 714 | 714
2019-03-25 10:00 | 32.6972 | 32.6972 | 821 | 821
2019-03-25 11:00 | 34.808 | 34.808 | 874 | 874
2019-03-25 12:00 | 75.9484 | 75.9484 | 1907 | 1907
2019-03-25 13:00 | 26.803 | 26.803 | 673 | 673
2019-03-25 14:00 | 27.2411 | 27.2411 | 684 | 684
2019-03-25 15:00 | 30.0687 | 30.0687 | 755 | 755
2019-03-25 16:00 | 32.976 | 32.976 | 828 | 828
2019-03-25 17:00 | 30.8652 | 30.8652 | 775 | 775
2019-03-25 18:00 | 95.5827 | 95.5827 | 2400 | 2400
2019-03-25 19:00 | 91.3611 | 91.3611 | 2294 | 2294
2019-03-25 20:00 | 80.7674 | 80.7674 | 2028 | 2028
2019-03-25 21:00 | 94.1489 | 94.1489 | 2364 | 2364
2019-03-25 22:00 | 5.9341 | 5.9341 | 149 | 149
2019-03-25 23:00 | 6.3722 | 6.3722 | 160 | 160
2019-03-26 | 4.8588 | 4.8588 | 122 | 122
2019-03-26 01:00 | 5.2969 | 5.2969 | 133 | 133
2019-03-26 02:00 | 8.2838 | 8.2838 | 208 | 208
2019-03-26 03:00 | 6.3324 | 6.3324 | 159 | 159
2019-03-26 04:00 | 4.819 | 4.819 | 121 | 121
2019-03-26 05:00 | 5.2172 | 5.2172 | 131 | 131
2019-03-26 06:00 | 5.8146 | 5.8146 | 146 | 146
2019-03-26 07:00 | 226.6504 | 226.6504 | 5691 | 5691
2019-03-26 08:00 | 28.2367 | 28.2367 | 709 | 709
2019-03-26 09:00 | 28.6748 | 28.6748 | 720 | 720
2019-03-26 10:00 | 26.1259 | 26.1259 | 656 | 656
2019-03-26 11:00 | 32.5379 | 32.5379 | 817 | 817
2019-03-26 12:00 | 72.7225 | 72.7225 | 1826 | 1826
2019-03-26 13:00 | 29.0731 | 29.0731 | 730 | 730
2019-03-26 14:00 | 27.6791 | 27.6791 | 695 | 695
2019-03-26 15:00 | 38.3525 | 38.3525 | 963 | 963
2019-03-26 16:00 | 30.9449 | 30.9449 | 777 | 777
2019-03-26 17:00 | 22.8602 | 22.8602 | 574 | 574
2019-03-26 18:00 | 106.4154 | 106.4154 | 2672 | 2672
2019-03-26 19:00 | 87.9361 | 87.9361 | 2208 | 2208
2019-03-26 20:00 | 91.1221 | 91.1221 | 2288 | 2288
2019-03-26 21:00 | 93.5515 | 93.5515 | 2349 | 2349
2019-03-26 22:00 | 4.8986 | 4.8986 | 123 | 123
2019-03-26 23:00 | 6.0934 | 6.0934 | 153 | 153
2019-03-27 | 3.5445 | 3.5445 | 89 | 89
2019-03-27 01:00 | 5.496 | 5.496 | 138 | 138
2019-03-27 02:00 | 6.1332 | 6.1332 | 154 | 154
2019-03-27 03:00 | 5.0181 | 5.0181 | 126 | 126
2019-03-27 04:00 | 5.5358 | 5.5358 | 139 | 139
2019-03-27 05:00 | 5.3765 | 5.3765 | 135 | 135
2019-03-27 06:00 | 4.6597 | 4.6597 | 117 | 117
2019-03-27 07:00 | 224.7387 | 224.7387 | 5643 | 5643
2019-03-27 08:00 | 32.8964 | 32.8964 | 826 | 826
2019-03-27 09:00 | 26.564 | 26.564 | 667 | 667
2019-03-27 10:00 | 29.0332 | 29.0332 | 729 | 729
2019-03-27 11:00 | 28.0376 | 28.0376 | 704 | 704
2019-03-27 12:00 | 63.8413 | 63.8413 | 1603 | 1603
2019-03-27 13:00 | 35.8833 | 35.8833 | 901 | 901
2019-03-27 14:00 | 28.7545 | 28.7545 | 722 | 722
2019-03-27 15:00 | 30.3077 | 30.3077 | 761 | 761
2019-03-27 16:00 | 25.2896 | 25.2896 | 635 | 635
2019-03-27 17:00 | 30.3077 | 30.3077 | 761 | 761
2019-03-27 18:00 | 89.8477 | 89.8477 | 2256 | 2256
2019-03-27 19:00 | 89.0114 | 89.0114 | 2235 | 2235
2019-03-27 20:00 | 90.0867 | 90.0867 | 2262 | 2262
2019-03-27 21:00 | 82.002 | 82.002 | 2059 | 2059
2019-03-27 22:00 | 4.9384 | 4.9384 | 124 | 124
2019-03-27 23:00 | 3.1861 | 3.1861 | 80 | 80
2019-03-28 | 2.748 | 2.748 | 69 | 69
2019-03-28 01:00 | 3.8631 | 3.8631 | 97 | 97
2019-03-28 02:00 | 5.1774 | 5.1774 | 130 | 130
2019-03-28 03:00 | 3.9826 | 3.9826 | 100 | 100
2019-03-28 04:00 | 4.0224 | 4.0224 | 101 | 101
2019-03-28 05:00 | 7.8059 | 7.8059 | 196 | 196
2019-03-28 06:00 | 6.5315 | 6.5315 | 164 | 164
2019-03-28 07:00 | 225.4158 | 225.4158 | 5660 | 5660
2019-03-28 08:00 | 26.3649 | 26.3649 | 662 | 662
2019-03-28 09:00 | 28.2765 | 28.2765 | 710 | 710
2019-03-28 10:00 | 34.8877 | 34.8877 | 876 | 876
2019-03-28 11:00 | 28.4358 | 28.4358 | 714 | 714
2019-03-28 12:00 | 79.015 | 79.015 | 1984 | 1984
2019-03-28 13:00 | 31.1838 | 31.1838 | 783 | 783
2019-03-28 14:00 | 27.5995 | 27.5995 | 693 | 693
2019-03-28 15:00 | 27.6791 | 27.6791 | 695 | 695
2019-03-28 16:00 | 32.8565 | 32.8565 | 825 | 825
2019-03-28 17:00 | 34.5691 | 34.5691 | 868 | 868
2019-03-28 18:00 | 82.918 | 82.918 | 2082 | 2082
2019-03-28 19:00 | 90.4053 | 90.4053 | 2270 | 2270
2019-03-28 20:00 | 86.1041 | 86.1041 | 2162 | 2162
2019-03-28 21:00 | 89.8477 | 89.8477 | 2256 | 2256
2019-03-28 22:00 | 8.0449 | 8.0449 | 202 | 202
2019-03-28 23:00 | 7.4077 | 7.4077 | 186 | 186
2019-03-29 | 3.3852 | 3.3852 | 85 | 85
2019-03-29 01:00 | 6.6111 | 6.6111 | 166 | 166
2019-03-29 02:00 | 5.6553 | 5.6553 | 142 | 142
2019-03-29 03:00 | 4.7791 | 4.7791 | 120 | 120
2019-03-29 04:00 | 5.2969 | 5.2969 | 133 | 133
2019-03-29 05:00 | 6.651 | 6.651 | 167 | 167
2019-03-29 06:00 | 3.2657 | 3.2657 | 82 | 82
2019-03-29 07:00 | 207.4542 | 207.4542 | 5209 | 5209
2019-03-29 08:00 | 25.9666 | 25.9666 | 652 | 652
2019-03-29 09:00 | 24.055 | 24.055 | 604 | 604
2019-03-29 10:00 | 28.5553 | 28.5553 | 717 | 717
2019-03-29 11:00 | 28.1571 | 28.1571 | 707 | 707
2019-03-29 12:00 | 77.8202 | 77.8202 | 1954 | 1954
2019-03-29 13:00 | 30.5865 | 30.5865 | 768 | 768
2019-03-29 14:00 | 25.8073 | 25.8073 | 648 | 648
2019-03-29 15:00 | 27.1216 | 27.1216 | 681 | 681
2019-03-29 16:00 | 30.3077 | 30.3077 | 761 | 761
2019-03-29 17:00 | 29.7899 | 29.7899 | 748 | 748
2019-03-29 18:00 | 90.6044 | 90.6044 | 2275 | 2275
2019-03-29 19:00 | 86.2235 | 86.2235 | 2165 | 2165
2019-03-29 20:00 | 96.8571 | 96.8571 | 2432 | 2432
2019-03-29 21:00 | 100.2025 | 100.2025 | 2516 | 2516
2019-03-29 22:00 | 6.0934 | 6.0934 | 153 | 153
2019-03-29 23:00 | 5.9739 | 5.9739 | 150 | 150
2019-03-30 | 7.328 | 7.328 | 184 | 184
2019-03-30 01:00 | 7.4873 | 7.4873 | 188 | 188
2019-03-30 02:00 | 10.5141 | 10.5141 | 264 | 264
2019-03-30 03:00 | 7.7263 | 7.7263 | 194 | 194
2019-03-30 04:00 | 9.5583 | 9.5583 | 240 | 240
2019-03-30 05:00 | 8.6024 | 8.6024 | 216 | 216
2019-03-30 06:00 | 7.1289 | 7.1289 | 179 | 179
2019-03-30 07:00 | 213.7866 | 213.7866 | 5368 | 5368
2019-03-30 08:00 | 213.5476 | 213.5476 | 5362 | 5362
2019-03-30 09:00 | 32.8565 | 32.8565 | 825 | 825
2019-03-30 10:00 | 31.3431 | 31.3431 | 787 | 787
2019-03-30 11:00 | 33.6929 | 33.6929 | 846 | 846
2019-03-30 12:00 | 32.976 | 32.976 | 828 | 828
2019-03-30 13:00 | 36.9586 | 36.9586 | 928 | 928
2019-03-30 14:00 | 30.228 | 30.228 | 759 | 759
2019-03-30 15:00 | 109.0439 | 109.0439 | 2738 | 2738
2019-03-30 16:00 | 103.747 | 103.747 | 2605 | 2605
2019-03-30 17:00 | 12.5851 | 12.5851 | 316 | 316
2019-03-30 18:00 | 20.4706 | 20.4706 | 514 | 514
2019-03-30 19:00 | 14.8551 | 14.8551 | 373 | 373
2019-03-30 20:00 | 63.0846 | 63.0846 | 1584 | 1584
2019-03-30 21:00 | 70.1338 | 70.1338 | 1761 | 1761
2019-03-30 22:00 | 66.3503 | 66.3503 | 1666 | 1666
2019-03-30 23:00 | 9.0804 | 9.0804 | 228 | 228
2019-03-31 | 10.315 | 10.315 | 259 | 259
2019-03-31 01:00 | 7.9652 | 7.9652 | 200 | 200
2019-03-31 02:00 | 10.5539 | 10.5539 | 265 | 265
2019-03-31 03:00 | 7.5271 | 7.5271 | 189 | 189
2019-03-31 04:00 | 7.8059 | 7.8059 | 196 | 196
2019-03-31 05:00 | 8.483 | 8.483 | 213 | 213
2019-03-31 06:00 | 8.8016 | 8.8016 | 221 | 221
2019-03-31 07:00 | 210.8793 | 210.8793 | 5295 | 5295
2019-03-31 08:00 | 214.4636 | 214.4636 | 5385 | 5385
2019-03-31 09:00 | 30.9847 | 30.9847 | 778 | 778
2019-03-31 10:00 | 35.5647 | 35.5647 | 893 | 893
2019-03-31 11:00 | 33.1752 | 33.1752 | 833 | 833
2019-03-31 12:00 | 32.8964 | 32.8964 | 826 | 826
2019-03-31 13:00 | 33.6531 | 33.6531 | 845 | 845
2019-03-31 14:00 | 32.6574 | 32.6574 | 820 | 820
2019-03-31 15:00 | 115.2966 | 115.2966 | 2895 | 2895
2019-03-31 16:00 | 105.6188 | 105.6188 | 2652 | 2652
2019-03-31 17:00 | 19.7139 | 19.7139 | 495 | 495
2019-03-31 18:00 | 19.9529 | 19.9529 | 501 | 501
2019-03-31 19:00 | 17.7624 | 17.7624 | 446 | 446
2019-03-31 20:00 | 56.5929 | 56.5929 | 1421 | 1421
2019-03-31 21:00 | 66.5494 | 66.5494 | 1671 | 1671
2019-03-31 22:00 | 69.0187 | 69.0187 | 1733 | 1733
2019-03-31 23:00 | 8.5228 | 8.5228 | 214 | 214
2019-04-01 | 2.9471 | 2.9471 | 74 | 74
2019-04-01 01:00 | 3.3852 | 3.3852 | 85 | 85
2019-04-01 02:00 | 7.7661 | 7.7661 | 195 | 195
2019-04-01 03:00 | 4.2216 | 4.2216 | 106 | 106
2019-04-01 04:00 | 1.832 | 1.832 | 46 | 46
2019-04-01 05:00 | 4.1419 | 4.1419 | 104 | 104
2019-04-01 06:00 | 6.4917 | 6.4917 | 163 | 163
2019-04-01 07:00 | 228.4426 | 228.4426 | 5736 | 5736
2019-04-01 08:00 | 25.2099 | 25.2099 | 633 | 633
2019-04-01 09:00 | 26.6437 | 26.6437 | 669 | 669
2019-04-01 10:00 | 29.5908 | 29.5908 | 743 | 743
2019-04-01 11:00 | 28.1571 | 28.1571 | 707 | 707
2019-04-01 12:00 | 69.8152 | 69.8152 | 1753 | 1753
2019-04-01 13:00 | 29.0731 | 29.0731 | 730 | 730
2019-04-01 14:00 | 32.4185 | 32.4185 | 814 | 814
2019-04-01 15:00 | 33.0158 | 33.0158 | 829 | 829
2019-04-01 16:00 | 28.5155 | 28.5155 | 716 | 716
2019-04-01 17:00 | 32.0998 | 32.0998 | 806 | 806
2019-04-01 18:00 | 90.2061 | 90.2061 | 2265 | 2265
2019-04-01 19:00 | 92.7152 | 92.7152 | 2328 | 2328
2019-04-01 20:00 | 92.3966 | 92.3966 | 2320 | 2320
2019-04-01 21:00 | 84.9889 | 84.9889 | 2134 | 2134
2019-04-01 22:00 | 2.3896 | 2.3896 | 60 | 60
2019-04-01 23:00 | 9.16 | 9.16 | 230 | 230
2019-04-02 | 3.1861 | 3.1861 | 80 | 80
2019-04-02 01:00 | 5.257 | 5.257 | 132 | 132
2019-04-02 02:00 | 7.3678 | 7.3678 | 185 | 185
2019-04-02 03:00 | 7.4475 | 7.4475 | 187 | 187
2019-04-02 04:00 | 5.496 | 5.496 | 138 | 138
2019-04-02 05:00 | 3.9826 | 3.9826 | 100 | 100
2019-04-02 06:00 | 6.8501 | 6.8501 | 172 | 172
2019-04-02 07:00 | 229.5975 | 229.5975 | 5765 | 5765
2019-04-02 08:00 | 27.3207 | 27.3207 | 686 | 686
2019-04-02 09:00 | 28.0774 | 28.0774 | 705 | 705
2019-04-02 10:00 | 24.8913 | 24.8913 | 625 | 625
2019-04-02 11:00 | 25.9268 | 25.9268 | 651 | 651
2019-04-02 12:00 | 72.0454 | 72.0454 | 1809 | 1809
2019-04-02 13:00 | 25.3294 | 25.3294 | 636 | 636
2019-04-02 14:00 | 26.4445 | 26.4445 | 664 | 664
2019-04-02 15:00 | 27.48 | 27.48 | 690 | 690
2019-04-02 16:00 | 32.0998 | 32.0998 | 806 | 806
2019-04-02 17:00 | 26.3649 | 26.3649 | 662 | 662
2019-04-02 18:00 | 81.3249 | 81.3249 | 2042 | 2042
2019-04-02 19:00 | 90.6442 | 90.6442 | 2276 | 2276
2019-04-02 20:00 | 84.9889 | 84.9889 | 2134 | 2134
2019-04-02 21:00 | 92.3568 | 92.3568 | 2319 | 2319
2019-04-02 22:00 | 6.4518 | 6.4518 | 162 | 162
2019-04-02 23:00 | 5.6951 | 5.6951 | 143 | 143
2019-04-03 | 4.2614 | 4.2614 | 107 | 107
2019-04-03 01:00 | 5.0181 | 5.0181 | 126 | 126
2019-04-03 02:00 | 5.6155 | 5.6155 | 141 | 141
2019-04-03 03:00 | 3.0666 | 3.0666 | 77 | 77
2019-04-03 04:00 | 5.257 | 5.257 | 132 | 132
2019-04-03 05:00 | 6.0137 | 6.0137 | 151 | 151
2019-04-03 06:00 | 2.9073 | 2.9073 | 73 | 73
2019-04-03 07:00 | 240.8285 | 240.8285 | 6047 | 6047
2019-04-03 08:00 | 32.8167 | 32.8167 | 824 | 824
2019-04-03 09:00 | 29.4713 | 29.4713 | 740 | 740
2019-04-03 10:00 | 29.3917 | 29.3917 | 738 | 738
2019-04-03 11:00 | 26.0065 | 26.0065 | 653 | 653
2019-04-03 12:00 | 73.1606 | 73.1606 | 1837 | 1837
2019-04-03 13:00 | 29.0332 | 29.0332 | 729 | 729
2019-04-03 14:00 | 29.9891 | 29.9891 | 753 | 753
2019-04-03 15:00 | 27.3207 | 27.3207 | 686 | 686
2019-04-03 16:00 | 28.635 | 28.635 | 719 | 719
2019-04-03 17:00 | 24.732 | 24.732 | 621 | 621
2019-04-03 18:00 | 93.0338 | 93.0338 | 2336 | 2336
2019-04-03 19:00 | 83.7543 | 83.7543 | 2103 | 2103
2019-04-03 20:00 | 84.5508 | 84.5508 | 2123 | 2123
2019-04-03 21:00 | 82.7985 | 82.7985 | 2079 | 2079
2019-04-03 22:00 | 4.4207 | 4.4207 | 111 | 111
2019-04-03 23:00 | 6.2129 | 6.2129 | 156 | 156
2019-04-04 | 4.341 | 4.341 | 109 | 109
2019-04-04 01:00 | 5.5757 | 5.5757 | 140 | 140
2019-04-04 02:00 | 4.0623 | 4.0623 | 102 | 102
2019-04-04 03:00 | 3.7437 | 3.7437 | 94 | 94
2019-04-04 04:00 | 5.9739 | 5.9739 | 150 | 150
2019-04-04 05:00 | 4.9783 | 4.9783 | 125 | 125
2019-04-04 06:00 | 4.4605 | 4.4605 | 112 | 112
2019-04-04 07:00 | 223.8227 | 223.8227 | 5620 | 5620
2019-04-04 08:00 | 26.3649 | 26.3649 | 662 | 662
2019-04-04 09:00 | 27.2012 | 27.2012 | 683 | 683
2019-04-04 10:00 | 30.467 | 30.467 | 765 | 765
2019-04-04 11:00 | 28.5553 | 28.5553 | 717 | 717
2019-04-04 12:00 | 74.7934 | 74.7934 | 1878 | 1878
2019-04-04 13:00 | 34.4894 | 34.4894 | 866 | 866
2019-04-04 14:00 | 32.4583 | 32.4583 | 815 | 815
2019-04-04 15:00 | 33.9318 | 33.9318 | 852 | 852
2019-04-04 16:00 | 32.1795 | 32.1795 | 808 | 808
2019-04-04 17:00 | 25.7675 | 25.7675 | 647 | 647
2019-04-04 18:00 | 83.7145 | 83.7145 | 2102 | 2102
2019-04-04 19:00 | 82.4002 | 82.4002 | 2069 | 2069
2019-04-04 20:00 | 91.5204 | 91.5204 | 2298 | 2298
2019-04-04 21:00 | 89.6884 | 89.6884 | 2252 | 2252
2019-04-04 22:00 | 4.819 | 4.819 | 121 | 121
2019-04-04 23:00 | 7.2085 | 7.2085 | 181 | 181
2019-04-05 | 4.2216 | 4.2216 | 106 | 106
2019-04-05 01:00 | 7.0094 | 7.0094 | 176 | 176
2019-04-05 02:00 | 3.9826 | 3.9826 | 100 | 100
2019-04-05 03:00 | 5.0181 | 5.0181 | 126 | 126
2019-04-05 04:00 | 6.7704 | 6.7704 | 170 | 170
2019-04-05 05:00 | 6.3722 | 6.3722 | 160 | 160
2019-04-05 06:00 | 7.4873 | 7.4873 | 188 | 188
2019-04-05 07:00 | 210.0827 | 210.0827 | 5275 | 5275
2019-04-05 08:00 | 25.3294 | 25.3294 | 636 | 636
2019-04-05 09:00 | 26.1658 | 26.1658 | 657 | 657
2019-04-05 10:00 | 29.8298 | 29.8298 | 749 | 749
2019-04-05 11:00 | 31.5025 | 31.5025 | 791 | 791
2019-04-05 12:00 | 67.8239 | 67.8239 | 1703 | 1703
2019-04-05 13:00 | 31.6219 | 31.6219 | 794 | 794
2019-04-05 14:00 | 29.1925 | 29.1925 | 733 | 733
2019-04-05 15:00 | 32.0202 | 32.0202 | 804 | 804
2019-04-05 16:00 | 29.8298 | 29.8298 | 749 | 749
2019-04-05 17:00 | 24.732 | 24.732 | 621 | 621
2019-04-05 18:00 | 91.839 | 91.839 | 2306 | 2306
2019-04-05 19:00 | 95.7021 | 95.7021 | 2403 | 2403
2019-04-05 20:00 | 88.0954 | 88.0954 | 2212 | 2212
2019-04-05 21:00 | 84.1924 | 84.1924 | 2114 | 2114
2019-04-05 22:00 | 7.328 | 7.328 | 184 | 184
2019-04-05 23:00 | 4.5402 | 4.5402 | 114 | 114
2019-04-06 | 8.6821 | 8.6821 | 218 | 218
2019-04-06 01:00 | 9.1202 | 9.1202 | 229 | 229
2019-04-06 02:00 | 8.6423 | 8.6423 | 217 | 217
2019-04-06 03:00 | 8.4431 | 8.4431 | 212 | 212
2019-04-06 04:00 | 11.1115 | 11.1115 | 279 | 279
2019-04-06 05:00 | 8.7617 | 8.7617 | 220 | 220
2019-04-06 06:00 | 11.6292 | 11.6292 | 292 | 292
2019-04-06 07:00 | 195.5064 | 195.5064 | 4909 | 4909
2019-04-06 08:00 | 216.0567 | 216.0567 | 5425 | 5425
2019-04-06 09:00 | 34.4496 | 34.4496 | 865 | 865
2019-04-06 10:00 | 29.0731 | 29.0731 | 730 | 730
2019-04-06 11:00 | 33.0557 | 33.0557 | 830 | 830
2019-04-06 12:00 | 34.9673 | 34.9673 | 878 | 878
2019-04-06 13:00 | 29.8298 | 29.8298 | 749 | 749
2019-04-06 14:00 | 35.8435 | 35.8435 | 900 | 900
2019-04-06 15:00 | 109.6413 | 109.6413 | 2753 | 2753
2019-04-06 16:00 | 103.9462 | 103.9462 | 2610 | 2610
2019-04-06 17:00 | 21.6654 | 21.6654 | 544 | 544
2019-04-06 18:00 | 16.3685 | 16.3685 | 411 | 411
2019-04-06 19:00 | 16.0101 | 16.0101 | 402 | 402
2019-04-06 20:00 | 62.4872 | 62.4872 | 1569 | 1569
2019-04-06 21:00 | 67.8637 | 67.8637 | 1704 | 1704
2019-04-06 22:00 | 66.9079 | 66.9079 | 1680 | 1680
2019-04-06 23:00 | 11.1911 | 11.1911 | 281 | 281
2019-04-07 | 9.9964 | 9.9964 | 251 | 251
2019-04-07 01:00 | 8.8414 | 8.8414 | 222 | 222
2019-04-07 02:00 | 9.7176 | 9.7176 | 244 | 244
2019-04-07 03:00 | 9.0804 | 9.0804 | 228 | 228
2019-04-07 04:00 | 11.5496 | 11.5496 | 290 | 290
2019-04-07 05:00 | 7.7263 | 7.7263 | 194 | 194
2019-04-07 06:00 | 11.1911 | 11.1911 | 281 | 281
2019-04-07 07:00 | 211.1979 | 211.1979 | 5303 | 5303
2019-04-07 08:00 | 213.7866 | 213.7866 | 5368 | 5368
2019-04-07 09:00 | 32.8565 | 32.8565 | 825 | 825
2019-04-07 10:00 | 34.9673 | 34.9673 | 878 | 878
2019-04-07 11:00 | 34.8478 | 34.8478 | 875 | 875
2019-04-07 12:00 | 33.7327 | 33.7327 | 847 | 847
2019-04-07 13:00 | 38.2729 | 38.2729 | 961 | 961
2019-04-07 14:00 | 29.7899 | 29.7899 | 748 | 748
2019-04-07 15:00 | 106.2162 | 106.2162 | 2667 | 2667
2019-04-07 16:00 | 101.7955 | 101.7955 | 2556 | 2556
2019-04-07 17:00 | 15.3729 | 15.3729 | 386 | 386
2019-04-07 18:00 | 18.4395 | 18.4395 | 463 | 463
2019-04-07 19:00 | 17.4837 | 17.4837 | 439 | 439
2019-04-07 20:00 | 57.3098 | 57.3098 | 1439 | 1439
2019-04-07 21:00 | 58.0665 | 58.0665 | 1458 | 1458
2019-04-07 22:00 | 64.6378 | 64.6378 | 1623 | 1623
2019-04-07 23:00 | 10.6734 | 10.6734 | 268 | 268
2019-04-08 | 5.7748 | 5.7748 | 145 | 145
2019-04-08 01:00 | 5.496 | 5.496 | 138 | 138
2019-04-08 02:00 | 4.58 | 4.58 | 115 | 115
2019-04-08 03:00 | 4.4605 | 4.4605 | 112 | 112
2019-04-08 04:00 | 4.1817 | 4.1817 | 105 | 105
2019-04-08 05:00 | 6.412 | 6.412 | 161 | 161
2019-04-08 06:00 | 7.8856 | 7.8856 | 198 | 198
2019-04-08 07:00 | 222.0704 | 222.0704 | 5576 | 5576
2019-04-08 08:00 | 26.1259 | 26.1259 | 656 | 656
2019-04-08 09:00 | 27.6393 | 27.6393 | 694 | 694
2019-04-08 10:00 | 29.8298 | 29.8298 | 749 | 749
2019-04-08 11:00 | 31.4626 | 31.4626 | 790 | 790
2019-04-08 12:00 | 76.1475 | 76.1475 | 1912 | 1912
2019-04-08 13:00 | 28.2765 | 28.2765 | 710 | 710
2019-04-08 14:00 | 31.6618 | 31.6618 | 795 | 795
2019-04-08 15:00 | 28.7146 | 28.7146 | 721 | 721
2019-04-08 16:00 | 30.8652 | 30.8652 | 775 | 775
2019-04-08 17:00 | 26.1259 | 26.1259 | 656 | 656
2019-04-08 18:00 | 99.7246 | 99.7246 | 2504 | 2504
2019-04-08 19:00 | 88.7326 | 88.7326 | 2228 | 2228
2019-04-08 20:00 | 89.9672 | 89.9672 | 2259 | 2259
2019-04-08 21:00 | 90.8434 | 90.8434 | 2281 | 2281
2019-04-08 22:00 | 3.2259 | 3.2259 | 81 | 81
2019-04-08 23:00 | 4.5402 | 4.5402 | 114 | 114
2019-04-09 | 5.7748 | 5.7748 | 145 | 145
2019-04-09 01:00 | 5.2172 | 5.2172 | 131 | 131
2019-04-09 02:00 | 2.5887 | 2.5887 | 65 | 65
2019-04-09 03:00 | 6.6908 | 6.6908 | 168 | 168
2019-04-09 04:00 | 6.7306 | 6.7306 | 169 | 169
2019-04-09 05:00 | 4.819 | 4.819 | 121 | 121
2019-04-09 06:00 | 5.9341 | 5.9341 | 149 | 149
2019-04-09 07:00 | 227.208 | 227.208 | 5705 | 5705
2019-04-09 08:00 | 28.1571 | 28.1571 | 707 | 707
2019-04-09 09:00 | 24.7718 | 24.7718 | 622 | 622
2019-04-09 10:00 | 28.7943 | 28.7943 | 723 | 723
2019-04-09 11:00 | 29.1129 | 29.1129 | 731 | 731
2019-04-09 12:00 | 78.4574 | 78.4574 | 1970 | 1970
2019-04-09 13:00 | 32.1795 | 32.1795 | 808 | 808
2019-04-09 14:00 | 29.1925 | 29.1925 | 733 | 733
2019-04-09 15:00 | 29.3917 | 29.3917 | 738 | 738
2019-04-09 16:00 | 26.564 | 26.564 | 667 | 667
2019-04-09 17:00 | 24.6125 | 24.6125 | 618 | 618
2019-04-09 18:00 | 89.4893 | 89.4893 | 2247 | 2247
2019-04-09 19:00 | 94.0294 | 94.0294 | 2361 | 2361
2019-04-09 20:00 | 94.1489 | 94.1489 | 2364 | 2364
2019-04-09 21:00 | 91.7594 | 91.7594 | 2304 | 2304
2019-04-09 22:00 | 5.2969 | 5.2969 | 133 | 133
2019-04-09 23:00 | 3.6242 | 3.6242 | 91 | 91
2019-04-10 | 6.5315 | 6.5315 | 164 | 164
2019-04-10 01:00 | 6.0137 | 6.0137 | 151 | 151
2019-04-10 02:00 | 7.089 | 7.089 | 178 | 178
2019-04-10 03:00 | 4.9783 | 4.9783 | 125 | 125
2019-04-10 04:00 | 6.7704 | 6.7704 | 170 | 170
2019-04-10 05:00 | 6.7306 | 6.7306 | 169 | 169
2019-04-10 06:00 | 4.4207 | 4.4207 | 111 | 111
2019-04-10 07:00 | 220.796 | 220.796 | 5544 | 5544
2019-04-10 08:00 | 24.3736 | 24.3736 | 612 | 612
2019-04-10 09:00 | 26.0065 | 26.0065 | 653 | 653
2019-04-10 10:00 | 27.3207 | 27.3207 | 686 | 686
2019-04-10 11:00 | 24.8117 | 24.8117 | 623 | 623
2019-04-10 12:00 | 67.8239 | 67.8239 | 1703 | 1703
2019-04-10 13:00 | 23.9753 | 23.9753 | 602 | 602
2019-04-10 14:00 | 26.803 | 26.803 | 673 | 673
2019-04-10 15:00 | 28.3164 | 28.3164 | 711 | 711
2019-04-10 16:00 | 31.5821 | 31.5821 | 793 | 793
2019-04-10 17:00 | 24.6922 | 24.6922 | 620 | 620
2019-04-10 18:00 | 98.1714 | 98.1714 | 2465 | 2465
2019-04-10 19:00 | 85.9846 | 85.9846 | 2159 | 2159
2019-04-10 20:00 | 96.2597 | 96.2597 | 2417 | 2417
2019-04-10 21:00 | 86.5421 | 86.5421 | 2173 | 2173
2019-04-10 22:00 | 3.4649 | 3.4649 | 87 | 87
2019-04-10 23:00 | 4.1419 | 4.1419 | 104 | 104
2019-04-11 | 4.3809 | 4.3809 | 110 | 110
2019-04-11 01:00 | 4.6597 | 4.6597 | 117 | 117
2019-04-11 02:00 | 5.4562 | 5.4562 | 137 | 137
2019-04-11 03:00 | 6.9696 | 6.9696 | 175 | 175
2019-04-11 04:00 | 7.089 | 7.089 | 178 | 178
2019-04-11 05:00 | 5.6951 | 5.6951 | 143 | 143
2019-04-11 06:00 | 2.9073 | 2.9073 | 73 | 73
2019-04-11 07:00 | 215.8575 | 215.8575 | 5420 | 5420
2019-04-11 08:00 | 29.8696 | 29.8696 | 750 | 750
2019-04-11 09:00 | 32.4981 | 32.4981 | 816 | 816
2019-04-11 10:00 | 30.7458 | 30.7458 | 772 | 772
2019-04-11 11:00 | 31.7812 | 31.7812 | 798 | 798
2019-04-11 12:00 | 71.687 | 71.687 | 1800 | 1800
2019-04-11 13:00 | 27.0818 | 27.0818 | 680 | 680
2019-04-11 14:00 | 28.3164 | 28.3164 | 711 | 711
2019-04-11 15:00 | 25.6082 | 25.6082 | 643 | 643
2019-04-11 16:00 | 24.732 | 24.732 | 621 | 621
2019-04-11 17:00 | 28.2367 | 28.2367 | 709 | 709
2019-04-11 18:00 | 95.3039 | 95.3039 | 2393 | 2393
2019-04-11 19:00 | 83.7941 | 83.7941 | 2104 | 2104
2019-04-11 20:00 | 93.9498 | 93.9498 | 2359 | 2359
2019-04-11 21:00 | 85.6261 | 85.6261 | 2150 | 2150
2019-04-11 22:00 | 7.4873 | 7.4873 | 188 | 188
2019-04-11 23:00 | 7.5271 | 7.5271 | 189 | 189
2019-04-12 | 8.0847 | 8.0847 | 203 | 203
2019-04-12 01:00 | 6.6111 | 6.6111 | 166 | 166
2019-04-12 02:00 | 6.2527 | 6.2527 | 157 | 157
2019-04-12 03:00 | 6.173 | 6.173 | 155 | 155
2019-04-12 04:00 | 6.412 | 6.412 | 161 | 161
2019-04-12 05:00 | 1.7125 | 1.7125 | 43 | 43
2019-04-12 06:00 | 5.3367 | 5.3367 | 134 | 134
2019-04-12 07:00 | 223.4245 | 223.4245 | 5610 | 5610
2019-04-12 08:00 | 21.7451 | 21.7451 | 546 | 546
2019-04-12 09:00 | 25.3294 | 25.3294 | 636 | 636
2019-04-12 10:00 | 24.5727 | 24.5727 | 617 | 617
2019-04-12 11:00 | 32.1795 | 32.1795 | 808 | 808
2019-04-12 12:00 | 64.8767 | 64.8767 | 1629 | 1629
2019-04-12 13:00 | 29.3518 | 29.3518 | 737 | 737
2019-04-12 14:00 | 29.4713 | 29.4713 | 740 | 740
2019-04-12 15:00 | 27.0021 | 27.0021 | 678 | 678
2019-04-12 16:00 | 25.8471 | 25.8471 | 649 | 649
2019-04-12 17:00 | 32.3388 | 32.3388 | 812 | 812
2019-04-12 18:00 | 101.7955 | 101.7955 | 2556 | 2556
2019-04-12 19:00 | 88.5733 | 88.5733 | 2224 | 2224
2019-04-12 20:00 | 94.0294 | 94.0294 | 2361 | 2361
2019-04-12 21:00 | 74.9527 | 74.9527 | 1882 | 1882
2019-04-12 22:00 | 3.3852 | 3.3852 | 85 | 85
2019-04-12 23:00 | 3.1861 | 3.1861 | 80 | 80
2019-04-13 | 10.7929 | 10.7929 | 271 | 271
2019-04-13 01:00 | 13.5011 | 13.5011 | 339 | 339
2019-04-13 02:00 | 7.328 | 7.328 | 184 | 184
2019-04-13 03:00 | 7.8856 | 7.8856 | 198 | 198
2019-04-13 04:00 | 10.076 | 10.076 | 253 | 253
2019-04-13 05:00 | 7.6068 | 7.6068 | 191 | 191
2019-04-13 06:00 | 5.7748 | 5.7748 | 145 | 145
2019-04-13 07:00 | 212.8307 | 212.8307 | 5344 | 5344
2019-04-13 08:00 | 213.1892 | 213.1892 | 5353 | 5353
2019-04-13 09:00 | 34.5292 | 34.5292 | 867 | 867
2019-04-13 10:00 | 33.4141 | 33.4141 | 839 | 839
2019-04-13 11:00 | 37.4365 | 37.4365 | 940 | 940
2019-04-13 12:00 | 32.8964 | 32.8964 | 826 | 826
2019-04-13 13:00 | 36.3214 | 36.3214 | 912 | 912
2019-04-13 14:00 | 27.3207 | 27.3207 | 686 | 686
2019-04-13 15:00 | 105.4197 | 105.4197 | 2647 | 2647
2019-04-13 16:00 | 106.6145 | 106.6145 | 2677 | 2677
2019-04-13 17:00 | 15.4924 | 15.4924 | 389 | 389
2019-04-13 18:00 | 15.2136 | 15.2136 | 382 | 382
2019-04-13 19:00 | 14.3374 | 14.3374 | 360 | 360
2019-04-13 20:00 | 59.2613 | 59.2613 | 1488 | 1488
2019-04-13 21:00 | 64.7971 | 64.7971 | 1627 | 1627
2019-04-13 22:00 | 72.364 | 72.364 | 1817 | 1817
2019-04-13 23:00 | 9.7176 | 9.7176 | 244 | 244
2019-04-14 | 9.9964 | 9.9964 | 251 | 251
2019-04-14 01:00 | 12.5452 | 12.5452 | 315 | 315
2019-04-14 02:00 | 8.6024 | 8.6024 | 216 | 216
2019-04-14 03:00 | 8.9609 | 8.9609 | 225 | 225
2019-04-14 04:00 | 12.3461 | 12.3461 | 310 | 310
2019-04-14 05:00 | 9.399 | 9.399 | 236 | 236
2019-04-14 06:00 | 8.5626 | 8.5626 | 215 | 215
2019-04-14 07:00 | 214.145 | 214.145 | 5377 | 5377
2019-04-14 08:00 | 208.649 | 208.649 | 5239 | 5239
2019-04-14 09:00 | 33.7327 | 33.7327 | 847 | 847
2019-04-14 10:00 | 26.7631 | 26.7631 | 672 | 672
2019-04-14 11:00 | 29.551 | 29.551 | 742 | 742
2019-04-14 12:00 | 32.9362 | 32.9362 | 827 | 827
2019-04-14 13:00 | 29.6306 | 29.6306 | 744 | 744
2019-04-14 14:00 | 34.2106 | 34.2106 | 859 | 859
2019-04-14 15:00 | 113.6637 | 113.6637 | 2854 | 2854
2019-04-14 16:00 | 109.2828 | 109.2828 | 2744 | 2744
2019-04-14 17:00 | 17.3642 | 17.3642 | 436 | 436
2019-04-14 18:00 | 18.8378 | 18.8378 | 473 | 473
2019-04-14 19:00 | 15.8906 | 15.8906 | 399 | 399
2019-04-14 20:00 | 62.2482 | 62.2482 | 1563 | 1563
2019-04-14 21:00 | 65.6334 | 65.6334 | 1648 | 1648
2019-04-14 22:00 | 62.527 | 62.527 | 1570 | 1570
2019-04-14 23:00 | 8.5626 | 8.5626 | 215 | 215
2019-04-15 | 4.8588 | 4.8588 | 122 | 122
2019-04-15 01:00 | 5.0977 | 5.0977 | 128 | 128
2019-04-15 02:00 | 6.0536 | 6.0536 | 152 | 152
2019-04-15 03:00 | 3.3852 | 3.3852 | 85 | 85
2019-04-15 04:00 | 5.0977 | 5.0977 | 128 | 128
2019-04-15 05:00 | 4.9783 | 4.9783 | 125 | 125
2019-04-15 06:00 | 5.5358 | 5.5358 | 139 | 139
2019-04-15 07:00 | 225.1768 | 225.1768 | 5654 | 5654
2019-04-15 08:00 | 27.6791 | 27.6791 | 695 | 695
2019-04-15 09:00 | 25.0506 | 25.0506 | 629 | 629
2019-04-15 10:00 | 29.2722 | 29.2722 | 735 | 735
2019-04-15 11:00 | 30.1085 | 30.1085 | 756 | 756
2019-04-15 12:00 | 73.1207 | 73.1207 | 1836 | 1836
2019-04-15 13:00 | 21.7451 | 21.7451 | 546 | 546
2019-04-15 14:00 | 29.6705 | 29.6705 | 745 | 745
2019-04-15 15:00 | 26.4844 | 26.4844 | 665 | 665
2019-04-15 16:00 | 30.2678 | 30.2678 | 760 | 760
2019-04-15 17:00 | 29.2324 | 29.2324 | 734 | 734
2019-04-15 18:00 | 86.8209 | 86.8209 | 2180 | 2180
2019-04-15 19:00 | 84.1924 | 84.1924 | 2114 | 2114
2019-04-15 20:00 | 90.7239 | 90.7239 | 2278 | 2278
2019-04-15 21:00 | 88.6529 | 88.6529 | 2226 | 2226
2019-04-15 22:00 | 5.6155 | 5.6155 | 141 | 141
2019-04-15 23:00 | 6.3722 | 6.3722 | 160 | 160
2019-04-16 | 5.6553 | 5.6553 | 142 | 142
2019-04-16 01:00 | 5.735 | 5.735 | 144 | 144
2019-04-16 02:00 | 4.9384 | 4.9384 | 124 | 124
2019-04-16 03:00 | 3.9826 | 3.9826 | 100 | 100
2019-04-16 04:00 | 5.6553 | 5.6553 | 142 | 142
2019-04-16 05:00 | 3.7835 | 3.7835 | 95 | 95
2019-04-16 06:00 | 5.5757 | 5.5757 | 140 | 140
2019-04-16 07:00 | 223.7431 | 223.7431 | 5618 | 5618
2019-04-16 08:00 | 24.5727 | 24.5727 | 617 | 617
2019-04-16 09:00 | 25.887 | 25.887 | 650 | 650
2019-04-16 10:00 | 26.0861 | 26.0861 | 655 | 655
2019-04-16 11:00 | 26.0861 | 26.0861 | 655 | 655
2019-04-16 12:00 | 70.1736 | 70.1736 | 1762 | 1762
2019-04-16 13:00 | 31.7812 | 31.7812 | 798 | 798
2019-04-16 14:00 | 29.6306 | 29.6306 | 744 | 744
2019-04-16 15:00 | 32.06 | 32.06 | 805 | 805
2019-04-16 16:00 | 28.3164 | 28.3164 | 711 | 711
2019-04-16 17:00 | 27.6393 | 27.6393 | 694 | 694
2019-04-16 18:00 | 83.2764 | 83.2764 | 2091 | 2091
2019-04-16 19:00 | 89.2105 | 89.2105 | 2240 | 2240
2019-04-16 20:00 | 88.414 | 88.414 | 2220 | 2220
2019-04-16 21:00 | 92.7152 | 92.7152 | 2328 | 2328
2019-04-16 22:00 | 4.9783 | 4.9783 | 125 | 125
2019-04-16 23:00 | 4.1419 | 4.1419 | 104 | 104
2019-04-17 | 5.7748 | 5.7748 | 145 | 145
2019-04-17 01:00 | 6.173 | 6.173 | 155 | 155
2019-04-17 02:00 | 5.257 | 5.257 | 132 | 132
2019-04-17 03:00 | 5.0181 | 5.0181 | 126 | 126
2019-04-17 04:00 | 4.9384 | 4.9384 | 124 | 124
2019-04-17 05:00 | 5.6155 | 5.6155 | 141 | 141
2019-04-17 06:00 | 3.5047 | 3.5047 | 88 | 88
2019-04-17 07:00 | 230.1949 | 230.1949 | 5780 | 5780
2019-04-17 08:00 | 25.887 | 25.887 | 650 | 650
2019-04-17 09:00 | 34.6487 | 34.6487 | 870 | 870
2019-04-17 10:00 | 31.7812 | 31.7812 | 798 | 798
2019-04-17 11:00 | 28.5553 | 28.5553 | 717 | 717
2019-04-17 12:00 | 70.1736 | 70.1736 | 1762 | 1762
2019-04-17 13:00 | 25.8471 | 25.8471 | 649 | 649
2019-04-17 14:00 | 31.3033 | 31.3033 | 786 | 786
2019-04-17 15:00 | 30.7059 | 30.7059 | 771 | 771
2019-04-17 16:00 | 23.0593 | 23.0593 | 579 | 579
2019-04-17 17:00 | 31.0245 | 31.0245 | 779 | 779
2019-04-17 18:00 | 95.7818 | 95.7818 | 2405 | 2405
2019-04-17 19:00 | 89.4494 | 89.4494 | 2246 | 2246
2019-04-17 20:00 | 96.6181 | 96.6181 | 2426 | 2426
2019-04-17 21:00 | 76.028 | 76.028 | 1909 | 1909
2019-04-17 22:00 | 3.4649 | 3.4649 | 87 | 87
2019-04-17 23:00 | 3.3852 | 3.3852 | 85 | 85
2019-04-18 | 4.58 | 4.58 | 115 | 115
2019-04-18 01:00 | 5.4164 | 5.4164 | 136 | 136
2019-04-18 02:00 | 3.8631 | 3.8631 | 97 | 97
2019-04-18 03:00 | 5.4562 | 5.4562 | 137 | 137
2019-04-18 04:00 | 4.9384 | 4.9384 | 124 | 124
2019-04-18 05:00 | 5.6155 | 5.6155 | 141 | 141
2019-04-18 06:00 | 5.1376 | 5.1376 | 129 | 129
2019-04-18 07:00 | 223.7033 | 223.7033 | 5617 | 5617
2019-04-18 08:00 | 27.2012 | 27.2012 | 683 | 683
2019-04-18 09:00 | 30.6263 | 30.6263 | 769 | 769
2019-04-18 10:00 | 29.7501 | 29.7501 | 747 | 747
2019-04-18 11:00 | 29.9094 | 29.9094 | 751 | 751
2019-04-18 12:00 | 70.6913 | 70.6913 | 1775 | 1775
2019-04-18 13:00 | 30.8652 | 30.8652 | 775 | 775
2019-04-18 14:00 | 26.7631 | 26.7631 | 672 | 672
2019-04-18 15:00 | 36.8392 | 36.8392 | 925 | 925
2019-04-18 16:00 | 24.4532 | 24.4532 | 614 | 614
2019-04-18 17:00 | 19.8334 | 19.8334 | 498 | 498
2019-04-18 18:00 | 82.4799 | 82.4799 | 2071 | 2071
2019-04-18 19:00 | 85.2677 | 85.2677 | 2141 | 2141
2019-04-18 20:00 | 87.5378 | 87.5378 | 2198 | 2198
2019-04-18 21:00 | 91.4408 | 91.4408 | 2296 | 2296
2019-04-18 22:00 | 3.8233 | 3.8233 | 96 | 96
2019-04-18 23:00 | 3.903 | 3.903 | 98 | 98
2019-04-19 | 7.4077 | 7.4077 | 186 | 186
2019-04-19 01:00 | 8.5626 | 8.5626 | 215 | 215
2019-04-19 02:00 | 10.753 | 10.753 | 270 | 270
2019-04-19 03:00 | 11.5097 | 11.5097 | 289 | 289
2019-04-19 04:00 | 12.0275 | 12.0275 | 302 | 302
2019-04-19 05:00 | 7.9652 | 7.9652 | 200 | 200
2019-04-19 06:00 | 10.1158 | 10.1158 | 254 | 254
2019-04-19 07:00 | 222.628 | 222.628 | 5590 | 5590
2019-04-19 08:00 | 211.3173 | 211.3173 | 5306 | 5306
2019-04-19 09:00 | 37.3171 | 37.3171 | 937 | 937
2019-04-19 10:00 | 25.6082 | 25.6082 | 643 | 643
2019-04-19 11:00 | 35.2063 | 35.2063 | 884 | 884
2019-04-19 12:00 | 35.3258 | 35.3258 | 887 | 887
2019-04-19 13:00 | 36.9586 | 36.9586 | 928 | 928
2019-04-19 14:00 | 30.8254 | 30.8254 | 774 | 774
2019-04-19 15:00 | 107.4907 | 107.4907 | 2699 | 2699
2019-04-19 16:00 | 94.6268 | 94.6268 | 2376 | 2376
2019-04-19 17:00 | 16.2491 | 16.2491 | 408 | 408
2019-04-19 18:00 | 16.2491 | 16.2491 | 408 | 408
2019-04-19 19:00 | 18.7979 | 18.7979 | 472 | 472
2019-04-19 20:00 | 65.0759 | 65.0759 | 1634 | 1634
2019-04-19 21:00 | 65.036 | 65.036 | 1633 | 1633
2019-04-19 22:00 | 64.598 | 64.598 | 1622 | 1622
2019-04-19 23:00 | 9.1998 | 9.1998 | 231 | 231
2019-04-20 | 9.7176 | 9.7176 | 244 | 244
2019-04-20 01:00 | 11.908 | 11.908 | 299 | 299
2019-04-20 02:00 | 10.5141 | 10.5141 | 264 | 264
2019-04-20 03:00 | 6.0137 | 6.0137 | 151 | 151
2019-04-20 04:00 | 11.0717 | 11.0717 | 278 | 278
2019-04-20 05:00 | 4.8588 | 4.8588 | 122 | 122
2019-04-20 06:00 | 11.3504 | 11.3504 | 285 | 285
2019-04-20 07:00 | 201.4405 | 201.4405 | 5058 | 5058
2019-04-20 08:00 | 208.9676 | 208.9676 | 5247 | 5247
2019-04-20 09:00 | 29.4713 | 29.4713 | 740 | 740
2019-04-20 10:00 | 31.7016 | 31.7016 | 796 | 796
2019-04-20 11:00 | 31.7812 | 31.7812 | 798 | 798
2019-04-20 12:00 | 33.892 | 33.892 | 851 | 851
2019-04-20 13:00 | 27.7588 | 27.7588 | 697 | 697
2019-04-20 14:00 | 35.724 | 35.724 | 897 | 897
2019-04-20 15:00 | 104.7028 | 104.7028 | 2629 | 2629
2019-04-20 16:00 | 95.5827 | 95.5827 | 2400 | 2400
2019-04-20 17:00 | 15.8508 | 15.8508 | 398 | 398
2019-04-20 18:00 | 14.2577 | 14.2577 | 358 | 358
2019-04-20 19:00 | 16.9659 | 16.9659 | 426 | 426
2019-04-20 20:00 | 62.6066 | 62.6066 | 1572 | 1572
2019-04-20 21:00 | 66.7884 | 66.7884 | 1677 | 1677
2019-04-20 22:00 | 53.8847 | 53.8847 | 1353 | 1353
2019-04-20 23:00 | 10.6734 | 10.6734 | 268 | 268
2019-04-21 | 9.4786 | 9.4786 | 238 | 238
2019-04-21 01:00 | 10.5141 | 10.5141 | 264 | 264
2019-04-21 02:00 | 9.6379 | 9.6379 | 242 | 242
2019-04-21 03:00 | 7.4077 | 7.4077 | 186 | 186
2019-04-21 04:00 | 6.9696 | 6.9696 | 175 | 175
2019-04-21 05:00 | 8.244 | 8.244 | 207 | 207
2019-04-21 06:00 | 11.3106 | 11.3106 | 284 | 284
2019-04-21 07:00 | 202.6751 | 202.6751 | 5089 | 5089
2019-04-21 08:00 | 207.2551 | 207.2551 | 5204 | 5204
2019-04-21 09:00 | 34.4098 | 34.4098 | 864 | 864
2019-04-21 10:00 | 32.0202 | 32.0202 | 804 | 804
2019-04-21 11:00 | 33.1353 | 33.1353 | 832 | 832
2019-04-21 12:00 | 27.8385 | 27.8385 | 699 | 699
2019-04-21 13:00 | 26.2454 | 26.2454 | 659 | 659
2019-04-21 14:00 | 27.0021 | 27.0021 | 678 | 678
2019-04-21 15:00 | 118.9208 | 118.9208 | 2986 | 2986
2019-04-21 16:00 | 94.9853 | 94.9853 | 2385 | 2385
2019-04-21 17:00 | 17.9217 | 17.9217 | 450 | 450
2019-04-21 18:00 | 17.9217 | 17.9217 | 450 | 450
2019-04-21 19:00 | 21.7052 | 21.7052 | 545 | 545
2019-04-21 20:00 | 66.9079 | 66.9079 | 1680 | 1680
2019-04-21 21:00 | 58.7833 | 58.7833 | 1476 | 1476
2019-04-21 22:00 | 71.01 | 71.01 | 1783 | 1783
2019-04-21 23:00 | 9.4786 | 9.4786 | 238 | 238
2019-04-22 | 7.8059 | 7.8059 | 196 | 196
2019-04-22 01:00 | 8.7617 | 8.7617 | 220 | 220
2019-04-22 02:00 | 9.4388 | 9.4388 | 237 | 237
2019-04-22 03:00 | 10.0362 | 10.0362 | 252 | 252
2019-04-22 04:00 | 12.9435 | 12.9435 | 325 | 325
2019-04-22 05:00 | 10.7929 | 10.7929 | 271 | 271
2019-04-22 06:00 | 8.8414 | 8.8414 | 222 | 222
2019-04-22 07:00 | 203.1132 | 203.1132 | 5100 | 5100
2019-04-22 08:00 | 213.5078 | 213.5078 | 5361 | 5361
2019-04-22 09:00 | 30.467 | 30.467 | 765 | 765
2019-04-22 10:00 | 36.3612 | 36.3612 | 913 | 913
2019-04-22 11:00 | 29.0332 | 29.0332 | 729 | 729
2019-04-22 12:00 | 32.8565 | 32.8565 | 825 | 825
2019-04-22 13:00 | 33.8124 | 33.8124 | 849 | 849
2019-04-22 14:00 | 40.4235 | 40.4235 | 1015 | 1015
2019-04-22 15:00 | 101.1583 | 101.1583 | 2540 | 2540
2019-04-22 16:00 | 98.1714 | 98.1714 | 2465 | 2465
2019-04-22 17:00 | 21.6654 | 21.6654 | 544 | 544
2019-04-22 18:00 | 16.8464 | 16.8464 | 423 | 423
2019-04-22 19:00 | 17.404 | 17.404 | 437 | 437
2019-04-22 20:00 | 64.9962 | 64.9962 | 1632 | 1632
2019-04-22 21:00 | 61.0136 | 61.0136 | 1532 | 1532
2019-04-22 22:00 | 65.0759 | 65.0759 | 1634 | 1634
2019-04-22 23:00 | 6.8501 | 6.8501 | 172 | 172
2019-04-23 | 6.3324 | 6.3324 | 159 | 159
2019-04-23 01:00 | 6.3722 | 6.3722 | 160 | 160
2019-04-23 02:00 | 4.6198 | 4.6198 | 116 | 116
2019-04-23 03:00 | 6.8501 | 6.8501 | 172 | 172
2019-04-23 04:00 | 4.6995 | 4.6995 | 118 | 118
2019-04-23 05:00 | 6.3722 | 6.3722 | 160 | 160
2019-04-23 06:00 | 4.8588 | 4.8588 | 122 | 122
2019-04-23 07:00 | 208.3304 | 208.3304 | 5231 | 5231
2019-04-23 08:00 | 26.564 | 26.564 | 667 | 667
2019-04-23 09:00 | 25.5285 | 25.5285 | 641 | 641
2019-04-23 10:00 | 28.3562 | 28.3562 | 712 | 712
2019-04-23 11:00 | 23.4576 | 23.4576 | 589 | 589
2019-04-23 12:00 | 74.3952 | 74.3952 | 1868 | 1868
2019-04-23 13:00 | 27.9579 | 27.9579 | 702 | 702
2019-04-23 14:00 | 26.4445 | 26.4445 | 664 | 664
2019-04-23 15:00 | 27.5198 | 27.5198 | 691 | 691
2019-04-23 16:00 | 31.144 | 31.144 | 782 | 782
2019-04-23 17:00 | 31.9804 | 31.9804 | 803 | 803
2019-04-23 18:00 | 88.5334 | 88.5334 | 2223 | 2223
2019-04-23 19:00 | 93.2728 | 93.2728 | 2342 | 2342
2019-04-23 20:00 | 84.9889 | 84.9889 | 2134 | 2134
2019-04-23 21:00 | 92.1576 | 92.1576 | 2314 | 2314
2019-04-23 22:00 | 6.412 | 6.412 | 161 | 161
2019-04-23 23:00 | 3.5445 | 3.5445 | 89 | 89
2019-04-24 | 7.6068 | 7.6068 | 191 | 191
2019-04-24 01:00 | 3.9826 | 3.9826 | 100 | 100
2019-04-24 02:00 | 5.1774 | 5.1774 | 130 | 130
2019-04-24 03:00 | 3.425 | 3.425 | 86 | 86
2019-04-24 04:00 | 2.1506 | 2.1506 | 54 | 54
2019-04-24 05:00 | 3.8233 | 3.8233 | 96 | 96
2019-04-24 06:00 | 6.6111 | 6.6111 | 166 | 166
2019-04-24 07:00 | 228.2434 | 228.2434 | 5731 | 5731
2019-04-24 08:00 | 26.9623 | 26.9623 | 677 | 677
2019-04-24 09:00 | 23.2186 | 23.2186 | 583 | 583
2019-04-24 10:00 | 29.4315 | 29.4315 | 739 | 739
2019-04-24 11:00 | 22.0238 | 22.0238 | 553 | 553
2019-04-24 12:00 | 73.28 | 73.28 | 1840 | 1840
2019-04-24 13:00 | 28.1172 | 28.1172 | 706 | 706
2019-04-24 14:00 | 24.4134 | 24.4134 | 613 | 613
2019-04-24 15:00 | 27.6393 | 27.6393 | 694 | 694
2019-04-24 16:00 | 27.2411 | 27.2411 | 684 | 684
2019-04-24 17:00 | 24.6125 | 24.6125 | 618 | 618
2019-04-24 18:00 | 92.3568 | 92.3568 | 2319 | 2319
2019-04-24 19:00 | 89.7681 | 89.7681 | 2254 | 2254
2019-04-24 20:00 | 86.4625 | 86.4625 | 2171 | 2171
2019-04-24 21:00 | 89.2105 | 89.2105 | 2240 | 2240
2019-04-24 22:00 | 5.8544 | 5.8544 | 147 | 147
2019-04-24 23:00 | 7.0094 | 7.0094 | 176 | 176
2019-04-25 | 6.0536 | 6.0536 | 152 | 152
2019-04-25 01:00 | 7.0094 | 7.0094 | 176 | 176
2019-04-25 02:00 | 3.4649 | 3.4649 | 87 | 87
2019-04-25 03:00 | 5.9341 | 5.9341 | 149 | 149
2019-04-25 04:00 | 6.651 | 6.651 | 167 | 167
2019-04-25 05:00 | 4.3012 | 4.3012 | 108 | 108
2019-04-25 06:00 | 4.4605 | 4.4605 | 112 | 112
2019-04-25 07:00 | 231.8278 | 231.8278 | 5821 | 5821
2019-04-25 08:00 | 24.1744 | 24.1744 | 607 | 607
2019-04-25 09:00 | 30.0687 | 30.0687 | 755 | 755
2019-04-25 10:00 | 30.3873 | 30.3873 | 763 | 763
2019-04-25 11:00 | 28.396 | 28.396 | 713 | 713
2019-04-25 12:00 | 70.7312 | 70.7312 | 1776 | 1776
2019-04-25 13:00 | 32.4981 | 32.4981 | 816 | 816
2019-04-25 14:00 | 28.3562 | 28.3562 | 712 | 712
2019-04-25 15:00 | 28.7545 | 28.7545 | 722 | 722
2019-04-25 16:00 | 25.3294 | 25.3294 | 636 | 636
2019-04-25 17:00 | 26.4047 | 26.4047 | 663 | 663
2019-04-25 18:00 | 91.3213 | 91.3213 | 2293 | 2293
2019-04-25 19:00 | 87.0997 | 87.0997 | 2187 | 2187
2019-04-25 20:00 | 89.5689 | 89.5689 | 2249 | 2249
2019-04-25 21:00 | 86.9006 | 86.9006 | 2182 | 2182
2019-04-25 22:00 | 8.005 | 8.005 | 201 | 201
2019-04-25 23:00 | 3.7038 | 3.7038 | 93 | 93
2019-04-26 | 7.1289 | 7.1289 | 179 | 179
2019-04-26 01:00 | 5.7748 | 5.7748 | 145 | 145
2019-04-26 02:00 | 2.987 | 2.987 | 75 | 75
2019-04-26 03:00 | 6.8501 | 6.8501 | 172 | 172
2019-04-26 04:00 | 2.1904 | 2.1904 | 55 | 55
2019-04-26 05:00 | 5.4562 | 5.4562 | 137 | 137
2019-04-26 06:00 | 5.5358 | 5.5358 | 139 | 139
2019-04-26 07:00 | 216.0168 | 216.0168 | 5424 | 5424
2019-04-26 08:00 | 24.8913 | 24.8913 | 625 | 625
2019-04-26 09:00 | 26.9225 | 26.9225 | 676 | 676
2019-04-26 10:00 | 36.0426 | 36.0426 | 905 | 905
2019-04-26 11:00 | 29.8298 | 29.8298 | 749 | 749
2019-04-26 12:00 | 70.6913 | 70.6913 | 1775 | 1775
2019-04-26 13:00 | 31.144 | 31.144 | 782 | 782
2019-04-26 14:00 | 29.9492 | 29.9492 | 752 | 752
2019-04-26 15:00 | 32.6972 | 32.6972 | 821 | 821
2019-04-26 16:00 | 25.0108 | 25.0108 | 628 | 628
2019-04-26 17:00 | 32.8565 | 32.8565 | 825 | 825
2019-04-26 18:00 | 81.9621 | 81.9621 | 2058 | 2058
2019-04-26 19:00 | 85.6261 | 85.6261 | 2150 | 2150
2019-04-26 20:00 | 72.7225 | 72.7225 | 1826 | 1826
2019-04-26 21:00 | 92.3568 | 92.3568 | 2319 | 2319
2019-04-26 22:00 | 8.1644 | 8.1644 | 205 | 205
2019-04-26 23:00 | 4.4207 | 4.4207 | 111 | 111
2019-04-27 | 7.567 | 7.567 | 190 | 190
2019-04-27 01:00 | 8.3237 | 8.3237 | 209 | 209
2019-04-27 02:00 | 7.4077 | 7.4077 | 186 | 186
2019-04-27 03:00 | 9.837 | 9.837 | 247 | 247
2019-04-27 04:00 | 8.8812 | 8.8812 | 223 | 223
2019-04-27 05:00 | 6.6111 | 6.6111 | 166 | 166
2019-04-27 06:00 | 9.2397 | 9.2397 | 232 | 232
2019-04-27 07:00 | 204.0292 | 204.0292 | 5123 | 5123
2019-04-27 08:00 | 192.9973 | 192.9973 | 4846 | 4846
2019-04-27 09:00 | 30.8652 | 30.8652 | 775 | 775
2019-04-27 10:00 | 34.0513 | 34.0513 | 855 | 855
2019-04-27 11:00 | 34.0115 | 34.0115 | 854 | 854
2019-04-27 12:00 | 30.4271 | 30.4271 | 764 | 764
2019-04-27 13:00 | 29.551 | 29.551 | 742 | 742
2019-04-27 14:00 | 38.5118 | 38.5118 | 967 | 967
2019-04-27 15:00 | 108.5262 | 108.5262 | 2725 | 2725
2019-04-27 16:00 | 95.5827 | 95.5827 | 2400 | 2400
2019-04-27 17:00 | 18.7581 | 18.7581 | 471 | 471
2019-04-27 18:00 | 13.7798 | 13.7798 | 346 | 346
2019-04-27 19:00 | 17.7624 | 17.7624 | 446 | 446
2019-04-27 20:00 | 66.868 | 66.868 | 1679 | 1679
2019-04-27 21:00 | 69.0585 | 69.0585 | 1734 | 1734
2019-04-27 22:00 | 60.4959 | 60.4959 | 1519 | 1519
2019-04-27 23:00 | 7.8457 | 7.8457 | 197 | 197
2019-04-28 | 7.8856 | 7.8856 | 198 | 198
2019-04-28 01:00 | 5.735 | 5.735 | 144 | 144
2019-04-28 02:00 | 10.3548 | 10.3548 | 260 | 260
2019-04-28 03:00 | 7.7263 | 7.7263 | 194 | 194
2019-04-28 04:00 | 7.7661 | 7.7661 | 195 | 195
2019-04-28 05:00 | 10.3946 | 10.3946 | 261 | 261
2019-04-28 06:00 | 9.5583 | 9.5583 | 240 | 240
2019-04-28 07:00 | 209.1269 | 209.1269 | 5251 | 5251
2019-04-28 08:00 | 230.1949 | 230.1949 | 5780 | 5780
2019-04-28 09:00 | 34.5691 | 34.5691 | 868 | 868
2019-04-28 10:00 | 29.9492 | 29.9492 | 752 | 752
2019-04-28 11:00 | 25.4489 | 25.4489 | 639 | 639
2019-04-28 12:00 | 34.0513 | 34.0513 | 855 | 855
2019-04-28 13:00 | 28.9934 | 28.9934 | 728 | 728
2019-04-28 14:00 | 27.5995 | 27.5995 | 693 | 693
2019-04-28 15:00 | 102.8708 | 102.8708 | 2583 | 2583
2019-04-28 16:00 | 110.398 | 110.398 | 2772 | 2772
2019-04-28 17:00 | 14.0984 | 14.0984 | 354 | 354
2019-04-28 18:00 | 18.4395 | 18.4395 | 463 | 463
2019-04-28 19:00 | 17.5633 | 17.5633 | 441 | 441
2019-04-28 20:00 | 60.2967 | 60.2967 | 1514 | 1514
2019-04-28 21:00 | 66.7884 | 66.7884 | 1677 | 1677
2019-04-28 22:00 | 59.3807 | 59.3807 | 1491 | 1491
2019-04-28 23:00 | 8.1245 | 8.1245 | 204 | 204
2019-04-29 | 4.341 | 4.341 | 109 | 109
2019-04-29 01:00 | 3.2259 | 3.2259 | 81 | 81
2019-04-29 02:00 | 5.496 | 5.496 | 138 | 138
2019-04-29 03:00 | 6.3722 | 6.3722 | 160 | 160
2019-04-29 04:00 | 4.2614 | 4.2614 | 107 | 107
2019-04-29 05:00 | 3.7038 | 3.7038 | 93 | 93
2019-04-29 06:00 | 6.0137 | 6.0137 | 151 | 151
2019-04-29 07:00 | 220.6765 | 220.6765 | 5541 | 5541
2019-04-29 08:00 | 26.3649 | 26.3649 | 662 | 662
2019-04-29 09:00 | 27.5995 | 27.5995 | 693 | 693
2019-04-29 10:00 | 26.0463 | 26.0463 | 654 | 654
2019-04-29 11:00 | 30.8652 | 30.8652 | 775 | 775
2019-04-29 12:00 | 72.4835 | 72.4835 | 1820 | 1820
2019-04-29 13:00 | 30.3873 | 30.3873 | 763 | 763
2019-04-29 14:00 | 31.383 | 31.383 | 788 | 788
2019-04-29 15:00 | 28.8739 | 28.8739 | 725 | 725
2019-04-29 16:00 | 22.5814 | 22.5814 | 567 | 567
2019-04-29 17:00 | 28.7146 | 28.7146 | 721 | 721
2019-04-29 18:00 | 83.3561 | 83.3561 | 2093 | 2093
2019-04-29 19:00 | 83.4357 | 83.4357 | 2095 | 2095
2019-04-29 20:00 | 92.3966 | 92.3966 | 2320 | 2320
2019-04-29 21:00 | 86.1041 | 86.1041 | 2162 | 2162
2019-04-29 22:00 | 2.9073 | 2.9073 | 73 | 73
2019-04-29 23:00 | 3.9428 | 3.9428 | 99 | 99
2019-04-30 | 4.2216 | 4.2216 | 106 | 106
2019-04-30 01:00 | 4.3012 | 4.3012 | 108 | 108
2019-04-30 02:00 | 5.1376 | 5.1376 | 129 | 129
2019-04-30 03:00 | 2.9073 | 2.9073 | 73 | 73
2019-04-30 04:00 | 6.0137 | 6.0137 | 151 | 151
2019-04-30 05:00 | 3.2657 | 3.2657 | 82 | 82
2019-04-30 06:00 | 7.328 | 7.328 | 184 | 184
2019-04-30 07:00 | 215.3 | 215.3 | 5406 | 5406
2019-04-30 08:00 | 29.6705 | 29.6705 | 745 | 745
2019-04-30 09:00 | 25.7277 | 25.7277 | 646 | 646
2019-04-30 10:00 | 27.8385 | 27.8385 | 699 | 699
2019-04-30 11:00 | 27.9181 | 27.9181 | 701 | 701
2019-04-30 12:00 | 65.6334 | 65.6334 | 1648 | 1648
2019-04-30 13:00 | 28.5553 | 28.5553 | 717 | 717
2019-04-30 14:00 | 31.9405 | 31.9405 | 802 | 802
2019-04-30 15:00 | 26.2852 | 26.2852 | 660 | 660
2019-04-30 16:00 | 23.3779 | 23.3779 | 587 | 587
2019-04-30 17:00 | 26.2852 | 26.2852 | 660 | 660
2019-04-30 18:00 | 87.0997 | 87.0997 | 2187 | 2187
2019-04-30 19:00 | 82.2409 | 82.2409 | 2065 | 2065
2019-04-30 20:00 | 84.9093 | 84.9093 | 2132 | 2132
2019-04-30 21:00 | 95.9411 | 95.9411 | 2409 | 2409
2019-04-30 22:00 | 3.5445 | 3.5445 | 89 | 89
2019-04-30 23:00 | 2.748 | 2.748 | 69 | 69
2019-05-01 | 9.7176 | 9.7176 | 244 | 244
2019-05-01 01:00 | 8.921 | 8.921 | 224 | 224
2019-05-01 02:00 | 9.6379 | 9.6379 | 242 | 242
2019-05-01 03:00 | 7.2085 | 7.2085 | 181 | 181
2019-05-01 04:00 | 7.9652 | 7.9652 | 200 | 200
2019-05-01 05:00 | 9.5583 | 9.5583 | 240 | 240
2019-05-01 06:00 | 6.1332 | 6.1332 | 154 | 154
2019-05-01 07:00 | 210.4412 | 210.4412 | 5284 | 5284
2019-05-01 08:00 | 204.7859 | 204.7859 | 5142 | 5142
2019-05-01 09:00 | 26.2056 | 26.2056 | 658 | 658
2019-05-01 10:00 | 28.1969 | 28.1969 | 708 | 708
2019-05-01 11:00 | 30.5865 | 30.5865 | 768 | 768
2019-05-01 12:00 | 28.7545 | 28.7545 | 722 | 722
2019-05-01 13:00 | 29.6306 | 29.6306 | 744 | 744
2019-05-01 14:00 | 26.7631 | 26.7631 | 672 | 672
2019-05-01 15:00 | 103.8267 | 103.8267 | 2607 | 2607
2019-05-01 16:00 | 111.7521 | 111.7521 | 2806 | 2806
2019-05-01 17:00 | 18.4793 | 18.4793 | 464 | 464
2019-05-01 18:00 | 10.753 | 10.753 | 270 | 270
2019-05-01 19:00 | 17.2447 | 17.2447 | 433 | 433
2019-05-01 20:00 | 63.8811 | 63.8811 | 1604 | 1604
2019-05-01 21:00 | 68.5407 | 68.5407 | 1721 | 1721
2019-05-01 22:00 | 55.0397 | 55.0397 | 1382 | 1382
2019-05-01 23:00 | 6.2925 | 6.2925 | 158 | 158
2019-05-02 | 4.7791 | 4.7791 | 120 | 120
2019-05-02 01:00 | 5.496 | 5.496 | 138 | 138
2019-05-02 02:00 | 7.2484 | 7.2484 | 182 | 182
2019-05-02 03:00 | 3.3454 | 3.3454 | 84 | 84
2019-05-02 04:00 | 6.3722 | 6.3722 | 160 | 160
2019-05-02 05:00 | 4.8986 | 4.8986 | 123 | 123
2019-05-02 06:00 | 3.9428 | 3.9428 | 99 | 99
2019-05-02 07:00 | 219.4817 | 219.4817 | 5511 | 5511
2019-05-02 08:00 | 25.5684 | 25.5684 | 642 | 642
2019-05-02 09:00 | 28.2765 | 28.2765 | 710 | 710
2019-05-02 10:00 | 29.5111 | 29.5111 | 741 | 741
2019-05-02 11:00 | 25.5684 | 25.5684 | 642 | 642
2019-05-02 12:00 | 66.4698 | 66.4698 | 1669 | 1669
2019-05-02 13:00 | 31.5025 | 31.5025 | 791 | 791
2019-05-02 14:00 | 28.5951 | 28.5951 | 718 | 718
2019-05-02 15:00 | 20.2317 | 20.2317 | 508 | 508
2019-05-02 16:00 | 26.1658 | 26.1658 | 657 | 657
2019-05-02 17:00 | 22.9797 | 22.9797 | 577 | 577
2019-05-02 18:00 | 87.4183 | 87.4183 | 2195 | 2195
2019-05-02 19:00 | 79.5726 | 79.5726 | 1998 | 1998
2019-05-02 20:00 | 84.1924 | 84.1924 | 2114 | 2114
2019-05-02 21:00 | 77.0237 | 77.0237 | 1934 | 1934
2019-05-02 22:00 | 3.3056 | 3.3056 | 83 | 83
2019-05-02 23:00 | 3.0666 | 3.0666 | 77 | 77
2019-05-03 | 3.5844 | 3.5844 | 90 | 90
2019-05-03 01:00 | 3.7835 | 3.7835 | 95 | 95
2019-05-03 02:00 | 4.4605 | 4.4605 | 112 | 112
2019-05-03 03:00 | 4.0623 | 4.0623 | 102 | 102
2019-05-03 04:00 | 3.3056 | 3.3056 | 83 | 83
2019-05-03 05:00 | 5.6155 | 5.6155 | 141 | 141
2019-05-03 06:00 | 5.3367 | 5.3367 | 134 | 134
2019-05-03 07:00 | 201.7193 | 201.7193 | 5065 | 5065
2019-05-03 08:00 | 30.7458 | 30.7458 | 772 | 772
2019-05-03 09:00 | 20.9087 | 20.9087 | 525 | 525
2019-05-03 10:00 | 29.7899 | 29.7899 | 748 | 748
2019-05-03 11:00 | 26.2852 | 26.2852 | 660 | 660
2019-05-03 12:00 | 74.2757 | 74.2757 | 1865 | 1865
2019-05-03 13:00 | 27.719 | 27.719 | 696 | 696
2019-05-03 14:00 | 29.9094 | 29.9094 | 751 | 751
2019-05-03 15:00 | 27.8783 | 27.8783 | 700 | 700
2019-05-03 16:00 | 26.564 | 26.564 | 667 | 667
2019-05-03 17:00 | 31.3431 | 31.3431 | 787 | 787
2019-05-03 18:00 | 91.2814 | 91.2814 | 2292 | 2292
2019-05-03 19:00 | 91.7594 | 91.7594 | 2304 | 2304
2019-05-03 20:00 | 88.2945 | 88.2945 | 2217 | 2217
2019-05-03 21:00 | 82.002 | 82.002 | 2059 | 2059
2019-05-03 22:00 | 7.4475 | 7.4475 | 187 | 187
2019-05-03 23:00 | 3.1861 | 3.1861 | 80 | 80
2019-05-04 | 7.8059 | 7.8059 | 196 | 196
2019-05-04 01:00 | 9.7176 | 9.7176 | 244 | 244
2019-05-04 02:00 | 7.9254 | 7.9254 | 199 | 199
2019-05-04 03:00 | 7.7263 | 7.7263 | 194 | 194
2019-05-04 04:00 | 9.9565 | 9.9565 | 250 | 250
2019-05-04 05:00 | 9.2795 | 9.2795 | 233 | 233
2019-05-04 06:00 | 9.16 | 9.16 | 230 | 230
2019-05-04 07:00 | 214.822 | 214.822 | 5394 | 5394
2019-05-04 08:00 | 198.8518 | 198.8518 | 4993 | 4993
2019-05-04 09:00 | 28.2367 | 28.2367 | 709 | 709
2019-05-04 10:00 | 36.879 | 36.879 | 926 | 926
2019-05-04 11:00 | 25.4887 | 25.4887 | 640 | 640
2019-05-04 12:00 | 26.5242 | 26.5242 | 666 | 666
2019-05-04 13:00 | 35.2461 | 35.2461 | 885 | 885
2019-05-04 14:00 | 27.7986 | 27.7986 | 698 | 698
2019-05-04 15:00 | 103.5081 | 103.5081 | 2599 | 2599
2019-05-04 16:00 | 98.7289 | 98.7289 | 2479 | 2479
2019-05-04 17:00 | 13.979 | 13.979 | 351 | 351
2019-05-04 18:00 | 16.8066 | 16.8066 | 422 | 422
2019-05-04 19:00 | 17.6828 | 17.6828 | 444 | 444
2019-05-04 20:00 | 61.8101 | 61.8101 | 1552 | 1552
2019-05-04 21:00 | 60.7746 | 60.7746 | 1526 | 1526
2019-05-04 22:00 | 57.5089 | 57.5089 | 1444 | 1444
2019-05-04 23:00 | 5.9341 | 5.9341 | 149 | 149
2019-05-05 | 6.412 | 6.412 | 161 | 161
2019-05-05 01:00 | 6.1332 | 6.1332 | 154 | 154
2019-05-05 02:00 | 11.0717 | 11.0717 | 278 | 278
2019-05-05 03:00 | 12.4656 | 12.4656 | 313 | 313
2019-05-05 04:00 | 13.1028 | 13.1028 | 329 | 329
2019-05-05 05:00 | 7.4475 | 7.4475 | 187 | 187
2019-05-05 06:00 | 10.4743 | 10.4743 | 263 | 263
2019-05-05 07:00 | 204.1885 | 204.1885 | 5127 | 5127
2019-05-05 08:00 | 213.9857 | 213.9857 | 5373 | 5373
2019-05-05 09:00 | 29.5111 | 29.5111 | 741 | 741
2019-05-05 10:00 | 32.8167 | 32.8167 | 824 | 824
2019-05-05 11:00 | 32.976 | 32.976 | 828 | 828
2019-05-05 12:00 | 27.7986 | 27.7986 | 698 | 698
2019-05-05 13:00 | 32.2592 | 32.2592 | 810 | 810
2019-05-05 14:00 | 30.9847 | 30.9847 | 778 | 778
2019-05-05 15:00 | 101.7955 | 101.7955 | 2556 | 2556
2019-05-05 16:00 | 103.07 | 103.07 | 2588 | 2588
2019-05-05 17:00 | 12.5054 | 12.5054 | 314 | 314
2019-05-05 18:00 | 17.1252 | 17.1252 | 430 | 430
2019-05-05 19:00 | 13.5807 | 13.5807 | 341 | 341
2019-05-05 20:00 | 68.7399 | 68.7399 | 1726 | 1726
2019-05-05 21:00 | 59.1816 | 59.1816 | 1486 | 1486
2019-05-05 22:00 | 71.0498 | 71.0498 | 1784 | 1784
2019-05-05 23:00 | 10.1158 | 10.1158 | 254 | 254
2019-05-06 | 3.903 | 3.903 | 98 | 98
2019-05-06 01:00 | 4.6995 | 4.6995 | 118 | 118
2019-05-06 02:00 | 3.7835 | 3.7835 | 95 | 95
2019-05-06 03:00 | 7.1289 | 7.1289 | 179 | 179
2019-05-06 04:00 | 5.1774 | 5.1774 | 130 | 130
2019-05-06 05:00 | 5.7748 | 5.7748 | 145 | 145
2019-05-06 06:00 | 5.2172 | 5.2172 | 131 | 131
2019-05-06 07:00 | 211.5961 | 211.5961 | 5313 | 5313
2019-05-06 08:00 | 24.8117 | 24.8117 | 623 | 623
2019-05-06 09:00 | 27.2809 | 27.2809 | 685 | 685
2019-05-06 10:00 | 25.3294 | 25.3294 | 636 | 636
2019-05-06 11:00 | 32.2193 | 32.2193 | 809 | 809
2019-05-06 12:00 | 65.275 | 65.275 | 1639 | 1639
2019-05-06 13:00 | 26.4445 | 26.4445 | 664 | 664
2019-05-06 14:00 | 25.5684 | 25.5684 | 642 | 642
2019-05-06 15:00 | 25.1701 | 25.1701 | 632 | 632
2019-05-06 16:00 | 24.8117 | 24.8117 | 623 | 623
2019-05-06 17:00 | 27.8783 | 27.8783 | 700 | 700
2019-05-06 18:00 | 84.7898 | 84.7898 | 2129 | 2129
2019-05-06 19:00 | 81.5639 | 81.5639 | 2048 | 2048
2019-05-06 20:00 | 79.8912 | 79.8912 | 2006 | 2006
2019-05-06 21:00 | 88.6131 | 88.6131 | 2225 | 2225
2019-05-06 22:00 | 7.2882 | 7.2882 | 183 | 183
2019-05-06 23:00 | 5.8544 | 5.8544 | 147 | 147
2019-05-07 | 6.3324 | 6.3324 | 159 | 159
2019-05-07 01:00 | 4.1817 | 4.1817 | 105 | 105
2019-05-07 02:00 | 5.8544 | 5.8544 | 147 | 147
2019-05-07 03:00 | 6.7704 | 6.7704 | 170 | 170
2019-05-07 04:00 | 3.1861 | 3.1861 | 80 | 80
2019-05-07 05:00 | 4.58 | 4.58 | 115 | 115
2019-05-07 06:00 | 4.8986 | 4.8986 | 123 | 123
2019-05-07 07:00 | 215.1407 | 215.1407 | 5402 | 5402
2019-05-07 08:00 | 20.7096 | 20.7096 | 520 | 520
2019-05-07 09:00 | 22.7805 | 22.7805 | 572 | 572
2019-05-07 10:00 | 23.0593 | 23.0593 | 579 | 579
2019-05-07 11:00 | 28.5553 | 28.5553 | 717 | 717
2019-05-07 12:00 | 76.1077 | 76.1077 | 1911 | 1911
2019-05-07 13:00 | 29.5908 | 29.5908 | 743 | 743
2019-05-07 14:00 | 29.7103 | 29.7103 | 746 | 746
2019-05-07 15:00 | 31.8211 | 31.8211 | 799 | 799
2019-05-07 16:00 | 29.5908 | 29.5908 | 743 | 743
2019-05-07 17:00 | 22.5416 | 22.5416 | 566 | 566
2019-05-07 18:00 | 88.6529 | 88.6529 | 2226 | 2226
2019-05-07 19:00 | 88.0157 | 88.0157 | 2210 | 2210
2019-05-07 20:00 | 94.6268 | 94.6268 | 2376 | 2376
2019-05-07 21:00 | 78.3778 | 78.3778 | 1968 | 1968
2019-05-07 22:00 | 1.7523 | 1.7523 | 44 | 44
2019-05-07 23:00 | 7.1289 | 7.1289 | 179 | 179
2019-05-08 | 3.7038 | 3.7038 | 93 | 93
2019-05-08 01:00 | 3.8233 | 3.8233 | 96 | 96
2019-05-08 02:00 | 7.0094 | 7.0094 | 176 | 176
2019-05-08 03:00 | 1.6329 | 1.6329 | 41 | 41
2019-05-08 04:00 | 3.1463 | 3.1463 | 79 | 79
2019-05-08 05:00 | 7.6068 | 7.6068 | 191 | 191
2019-05-08 06:00 | 5.496 | 5.496 | 138 | 138
2019-05-08 07:00 | 208.3702 | 208.3702 | 5232 | 5232
2019-05-08 08:00 | 25.4489 | 25.4489 | 639 | 639
2019-05-08 09:00 | 22.8602 | 22.8602 | 574 | 574
2019-05-08 10:00 | 27.8783 | 27.8783 | 700 | 700
2019-05-08 11:00 | 27.4402 | 27.4402 | 689 | 689
2019-05-08 12:00 | 69.0983 | 69.0983 | 1735 | 1735
2019-05-08 13:00 | 32.8964 | 32.8964 | 826 | 826
2019-05-08 14:00 | 24.055 | 24.055 | 604 | 604
2019-05-08 15:00 | 29.5908 | 29.5908 | 743 | 743
2019-05-08 16:00 | 27.9579 | 27.9579 | 702 | 702
2019-05-08 17:00 | 20.152 | 20.152 | 506 | 506
2019-05-08 18:00 | 89.0114 | 89.0114 | 2235 | 2235
2019-05-08 19:00 | 88.175 | 88.175 | 2214 | 2214
2019-05-08 20:00 | 87.1395 | 87.1395 | 2188 | 2188
2019-05-08 21:00 | 89.8875 | 89.8875 | 2257 | 2257
2019-05-08 22:00 | 5.2969 | 5.2969 | 133 | 133
2019-05-08 23:00 | 5.496 | 5.496 | 138 | 138
2019-05-09 | 6.9696 | 6.9696 | 175 | 175
2019-05-09 01:00 | 4.0623 | 4.0623 | 102 | 102
2019-05-09 02:00 | 5.6155 | 5.6155 | 141 | 141
2019-05-09 03:00 | 4.6995 | 4.6995 | 118 | 118
2019-05-09 04:00 | 3.8233 | 3.8233 | 96 | 96
2019-05-09 05:00 | 7.2484 | 7.2484 | 182 | 182
2019-05-09 06:00 | 6.2129 | 6.2129 | 156 | 156
2019-05-09 07:00 | 208.8083 | 208.8083 | 5243 | 5243
2019-05-09 08:00 | 25.7675 | 25.7675 | 647 | 647
2019-05-09 09:00 | 24.6524 | 24.6524 | 619 | 619
2019-05-09 10:00 | 30.4271 | 30.4271 | 764 | 764
2019-05-09 11:00 | 31.6618 | 31.6618 | 795 | 795
2019-05-09 12:00 | 71.2091 | 71.2091 | 1788 | 1788
2019-05-09 13:00 | 27.8385 | 27.8385 | 699 | 699
2019-05-09 14:00 | 26.4047 | 26.4047 | 663 | 663
2019-05-09 15:00 | 19.9529 | 19.9529 | 501 | 501
2019-05-09 16:00 | 26.4445 | 26.4445 | 664 | 664
2019-05-09 17:00 | 25.2099 | 25.2099 | 633 | 633
2019-05-09 18:00 | 82.6392 | 82.6392 | 2075 | 2075
2019-05-09 19:00 | 91.839 | 91.839 | 2306 | 2306
2019-05-09 20:00 | 87.5776 | 87.5776 | 2199 | 2199
2019-05-09 21:00 | 85.1881 | 85.1881 | 2139 | 2139
2019-05-09 22:00 | 4.6995 | 4.6995 | 118 | 118
2019-05-09 23:00 | 5.257 | 5.257 | 132 | 132
2019-05-10 | 4.341 | 4.341 | 109 | 109
2019-05-10 01:00 | 3.7437 | 3.7437 | 94 | 94
2019-05-10 02:00 | 5.496 | 5.496 | 138 | 138
2019-05-10 03:00 | 3.664 | 3.664 | 92 | 92
2019-05-10 04:00 | 4.9384 | 4.9384 | 124 | 124
2019-05-10 05:00 | 5.2172 | 5.2172 | 131 | 131
2019-05-10 06:00 | 6.5713 | 6.5713 | 165 | 165
2019-05-10 07:00 | 212.552 | 212.552 | 5337 | 5337
2019-05-10 08:00 | 23.4178 | 23.4178 | 588 | 588
2019-05-10 09:00 | 27.6393 | 27.6393 | 694 | 694
2019-05-10 10:00 | 26.4445 | 26.4445 | 664 | 664
2019-05-10 11:00 | 32.2591 | 32.2591 | 810 | 810
2019-05-10 12:00 | 73.758 | 73.758 | 1852 | 1852
2019-05-10 13:00 | 28.4358 | 28.4358 | 714 | 714
2019-05-10 14:00 | 24.7718 | 24.7718 | 622 | 622
2019-05-10 15:00 | 29.4315 | 29.4315 | 739 | 739
2019-05-10 16:00 | 25.2099 | 25.2099 | 633 | 633
2019-05-10 17:00 | 27.719 | 27.719 | 696 | 696
2019-05-10 18:00 | 85.5863 | 85.5863 | 2149 | 2149
2019-05-10 19:00 | 79.7319 | 79.7319 | 2002 | 2002
2019-05-10 20:00 | 86.4625 | 86.4625 | 2171 | 2171
2019-05-10 21:00 | 86.1837 | 86.1837 | 2164 | 2164
2019-05-10 22:00 | 4.9783 | 4.9783 | 125 | 125
2019-05-10 23:00 | 4.4605 | 4.4605 | 112 | 112
2019-05-11 | 8.5228 | 8.5228 | 214 | 214
2019-05-11 01:00 | 10.7929 | 10.7929 | 271 | 271
2019-05-11 02:00 | 11.4699 | 11.4699 | 288 | 288
2019-05-11 03:00 | 8.4033 | 8.4033 | 211 | 211
2019-05-11 04:00 | 5.1376 | 5.1376 | 129 | 129
2019-05-11 05:00 | 7.8457 | 7.8457 | 197 | 197
2019-05-11 06:00 | 11.9877 | 11.9877 | 301 | 301
2019-05-11 07:00 | 184.594 | 184.594 | 4635 | 4635
2019-05-11 08:00 | 205.5426 | 205.5426 | 5161 | 5161
2019-05-11 09:00 | 34.5691 | 34.5691 | 868 | 868
2019-05-11 10:00 | 32.8167 | 32.8167 | 824 | 824
2019-05-11 11:00 | 31.0245 | 31.0245 | 779 | 779
2019-05-11 12:00 | 34.131 | 34.131 | 857 | 857
2019-05-11 13:00 | 32.6176 | 32.6176 | 819 | 819
2019-05-11 14:00 | 27.6791 | 27.6791 | 695 | 695
2019-05-11 15:00 | 95.503 | 95.503 | 2398 | 2398
2019-05-11 16:00 | 120.5138 | 120.5138 | 3026 | 3026
2019-05-11 17:00 | 18.8776 | 18.8776 | 474 | 474
2019-05-11 18:00 | 15.3729 | 15.3729 | 386 | 386
2019-05-11 19:00 | 13.4214 | 13.4214 | 337 | 337
2019-05-11 20:00 | 65.2352 | 65.2352 | 1638 | 1638
2019-05-11 21:00 | 58.7435 | 58.7435 | 1475 | 1475
2019-05-11 22:00 | 62.2482 | 62.2482 | 1563 | 1563
2019-05-11 23:00 | 8.0847 | 8.0847 | 203 | 203
2019-05-12 | 7.4873 | 7.4873 | 188 | 188
2019-05-12 01:00 | 6.6111 | 6.6111 | 166 | 166
2019-05-12 02:00 | 5.6553 | 5.6553 | 142 | 142
2019-05-12 03:00 | 8.5228 | 8.5228 | 214 | 214
2019-05-12 04:00 | 10.6734 | 10.6734 | 268 | 268
2019-05-12 05:00 | 9.0405 | 9.0405 | 227 | 227
2019-05-12 06:00 | 10.7132 | 10.7132 | 269 | 269
2019-05-12 07:00 | 200.0067 | 200.0067 | 5022 | 5022
2019-05-12 08:00 | 208.9676 | 208.9676 | 5247 | 5247
2019-05-12 09:00 | 35.4851 | 35.4851 | 891 | 891
2019-05-12 10:00 | 30.9847 | 30.9847 | 778 | 778
2019-05-12 11:00 | 31.383 | 31.383 | 788 | 788
2019-05-12 12:00 | 39.0296 | 39.0296 | 980 | 980
2019-05-12 13:00 | 26.1658 | 26.1658 | 657 | 657
2019-05-12 14:00 | 33.0158 | 33.0158 | 829 | 829
2019-05-12 15:00 | 102.1141 | 102.1141 | 2564 | 2564
2019-05-12 16:00 | 112.1902 | 112.1902 | 2817 | 2817
2019-05-12 17:00 | 13.1426 | 13.1426 | 330 | 330
2019-05-12 18:00 | 12.1868 | 12.1868 | 306 | 306
2019-05-12 19:00 | 14.5365 | 14.5365 | 365 | 365
2019-05-12 20:00 | 56.2345 | 56.2345 | 1412 | 1412
2019-05-12 21:00 | 76.1077 | 76.1077 | 1911 | 1911
2019-05-12 22:00 | 56.9115 | 56.9115 | 1429 | 1429
2019-05-12 23:00 | 9.0405 | 9.0405 | 227 | 227
2019-05-13 | 6.6111 | 6.6111 | 166 | 166
2019-05-13 01:00 | 6.412 | 6.412 | 161 | 161
2019-05-13 02:00 | 5.0181 | 5.0181 | 126 | 126
2019-05-13 03:00 | 3.7835 | 3.7835 | 95 | 95
2019-05-13 04:00 | 6.1332 | 6.1332 | 154 | 154
2019-05-13 05:00 | 5.8943 | 5.8943 | 148 | 148
2019-05-13 06:00 | 7.1289 | 7.1289 | 179 | 179
2019-05-13 07:00 | 206.3789 | 206.3789 | 5182 | 5182
2019-05-13 08:00 | 26.8826 | 26.8826 | 675 | 675
2019-05-13 09:00 | 24.0151 | 24.0151 | 603 | 603
2019-05-13 10:00 | 29.3917 | 29.3917 | 738 | 738
2019-05-13 11:00 | 31.383 | 31.383 | 788 | 788
2019-05-13 12:00 | 73.1606 | 73.1606 | 1837 | 1837
2019-05-13 13:00 | 27.2411 | 27.2411 | 684 | 684
2019-05-13 14:00 | 30.3873 | 30.3873 | 763 | 763
2019-05-13 15:00 | 30.0687 | 30.0687 | 755 | 755
2019-05-13 16:00 | 27.9579 | 27.9579 | 702 | 702
2019-05-13 17:00 | 28.635 | 28.635 | 719 | 719
2019-05-13 18:00 | 78.6167 | 78.6167 | 1974 | 1974
2019-05-13 19:00 | 84.1924 | 84.1924 | 2114 | 2114
2019-05-13 20:00 | 74.3952 | 74.3952 | 1868 | 1868
2019-05-13 21:00 | 86.7413 | 86.7413 | 2178 | 2178
2019-05-13 22:00 | 4.6597 | 4.6597 | 117 | 117
2019-05-13 23:00 | 3.9826 | 3.9826 | 100 | 100
2019-05-14 | 7.0492 | 7.0492 | 177 | 177
2019-05-14 01:00 | 6.9297 | 6.9297 | 174 | 174
2019-05-14 02:00 | 3.8233 | 3.8233 | 96 | 96
2019-05-14 03:00 | 3.425 | 3.425 | 86 | 86
2019-05-14 04:00 | 5.1376 | 5.1376 | 129 | 129
2019-05-14 05:00 | 6.412 | 6.412 | 161 | 161
2019-05-14 06:00 | 4.3012 | 4.3012 | 108 | 108
2019-05-14 07:00 | 215.9372 | 215.9372 | 5422 | 5422
2019-05-14 08:00 | 27.7588 | 27.7588 | 697 | 697
2019-05-14 09:00 | 25.2099 | 25.2099 | 633 | 633
2019-05-14 10:00 | 27.9978 | 27.9978 | 703 | 703
2019-05-14 11:00 | 26.4844 | 26.4844 | 665 | 665
2019-05-14 12:00 | 69.6559 | 69.6559 | 1749 | 1749
2019-05-14 13:00 | 24.5329 | 24.5329 | 616 | 616
2019-05-14 14:00 | 30.6661 | 30.6661 | 770 | 770
2019-05-14 15:00 | 33.0955 | 33.0955 | 831 | 831
2019-05-14 16:00 | 23.5771 | 23.5771 | 592 | 592
2019-05-14 17:00 | 21.7451 | 21.7451 | 546 | 546
2019-05-14 18:00 | 84.1924 | 84.1924 | 2114 | 2114
2019-05-14 19:00 | 94.8658 | 94.8658 | 2382 | 2382
2019-05-14 20:00 | 81.8825 | 81.8825 | 2056 | 2056
2019-05-14 21:00 | 90.7239 | 90.7239 | 2278 | 2278
2019-05-14 22:00 | 6.6111 | 6.6111 | 166 | 166
2019-05-14 23:00 | 6.1332 | 6.1332 | 154 | 154
2019-05-15 | 3.3852 | 3.3852 | 85 | 85
2019-05-15 01:00 | 5.1376 | 5.1376 | 129 | 129
2019-05-15 02:00 | 4.8588 | 4.8588 | 122 | 122
2019-05-15 03:00 | 4.2614 | 4.2614 | 107 | 107
2019-05-15 04:00 | 5.4562 | 5.4562 | 137 | 137
2019-05-15 05:00 | 4.1419 | 4.1419 | 104 | 104
2019-05-15 06:00 | 4.5402 | 4.5402 | 114 | 114
2019-05-15 07:00 | 216.4151 | 216.4151 | 5434 | 5434
2019-05-15 08:00 | 28.1969 | 28.1969 | 708 | 708
2019-05-15 09:00 | 30.467 | 30.467 | 765 | 765
2019-05-15 10:00 | 29.6705 | 29.6705 | 745 | 745
2019-05-15 11:00 | 32.2592 | 32.2592 | 810 | 810
2019-05-15 12:00 | 73.6385 | 73.6385 | 1849 | 1849
2019-05-15 13:00 | 24.0948 | 24.0948 | 605 | 605
2019-05-15 14:00 | 29.312 | 29.312 | 736 | 736
2019-05-15 15:00 | 27.5995 | 27.5995 | 693 | 693
2019-05-15 16:00 | 24.055 | 24.055 | 604 | 604
2019-05-15 17:00 | 24.6524 | 24.6524 | 619 | 619
2019-05-15 18:00 | 87.498 | 87.498 | 2197 | 2197
2019-05-15 19:00 | 87.8564 | 87.8564 | 2206 | 2206
2019-05-15 20:00 | 82.8781 | 82.8781 | 2081 | 2081
2019-05-15 21:00 | 96.9766 | 96.9766 | 2435 | 2435
2019-05-15 22:00 | 4.3012 | 4.3012 | 108 | 108
2019-05-15 23:00 | 4.819 | 4.819 | 121 | 121
2019-05-16 | 6.2129 | 6.2129 | 156 | 156
2019-05-16 01:00 | 5.257 | 5.257 | 132 | 132
2019-05-16 02:00 | 4.58 | 4.58 | 115 | 115
2019-05-16 03:00 | 4.1817 | 4.1817 | 105 | 105
2019-05-16 04:00 | 4.5402 | 4.5402 | 114 | 114
2019-05-16 05:00 | 2.4294 | 2.4294 | 61 | 61
2019-05-16 06:00 | 5.257 | 5.257 | 132 | 132
2019-05-16 07:00 | 206.2594 | 206.2594 | 5179 | 5179
2019-05-16 08:00 | 27.4004 | 27.4004 | 688 | 688
2019-05-16 09:00 | 28.5553 | 28.5553 | 717 | 717
2019-05-16 10:00 | 28.1172 | 28.1172 | 706 | 706
2019-05-16 11:00 | 26.8428 | 26.8428 | 674 | 674
2019-05-16 12:00 | 64.9166 | 64.9166 | 1630 | 1630
2019-05-16 13:00 | 23.4974 | 23.4974 | 590 | 590
2019-05-16 14:00 | 26.9225 | 26.9225 | 676 | 676
2019-05-16 15:00 | 21.5858 | 21.5858 | 542 | 542
2019-05-16 16:00 | 30.9449 | 30.9449 | 777 | 777
2019-05-16 17:00 | 26.6437 | 26.6437 | 669 | 669
2019-05-16 18:00 | 81.763 | 81.763 | 2053 | 2053
2019-05-16 19:00 | 90.6841 | 90.6841 | 2277 | 2277
2019-05-16 20:00 | 88.7326 | 88.7326 | 2228 | 2228
2019-05-16 21:00 | 84.3119 | 84.3119 | 2117 | 2117
2019-05-16 22:00 | 4.341 | 4.341 | 109 | 109
2019-05-16 23:00 | 4.1021 | 4.1021 | 103 | 103
2019-05-17 | 4.7791 | 4.7791 | 120 | 120
2019-05-17 01:00 | 4.8986 | 4.8986 | 123 | 123
2019-05-17 02:00 | 5.7748 | 5.7748 | 145 | 145
2019-05-17 03:00 | 4.1419 | 4.1419 | 104 | 104
2019-05-17 04:00 | 4.2614 | 4.2614 | 107 | 107
2019-05-17 05:00 | 4.1817 | 4.1817 | 105 | 105
2019-05-17 06:00 | 4.8588 | 4.8588 | 122 | 122
2019-05-17 07:00 | 222.15 | 222.15 | 5578 | 5578
2019-05-17 08:00 | 20.4706 | 20.4706 | 514 | 514
2019-05-17 09:00 | 26.6835 | 26.6835 | 670 | 670
2019-05-17 10:00 | 28.0376 | 28.0376 | 704 | 704
2019-05-17 11:00 | 30.5068 | 30.5068 | 766 | 766
2019-05-17 12:00 | 62.8058 | 62.8058 | 1577 | 1577
2019-05-17 13:00 | 27.2012 | 27.2012 | 683 | 683
2019-05-17 14:00 | 25.648 | 25.648 | 644 | 644
2019-05-17 15:00 | 25.648 | 25.648 | 644 | 644
2019-05-17 16:00 | 25.6082 | 25.6082 | 643 | 643
2019-05-17 17:00 | 23.1788 | 23.1788 | 582 | 582
2019-05-17 18:00 | 82.002 | 82.002 | 2059 | 2059
2019-05-17 19:00 | 87.1395 | 87.1395 | 2188 | 2188
2019-05-17 20:00 | 87.6971 | 87.6971 | 2202 | 2202
2019-05-17 21:00 | 76.1874 | 76.1874 | 1913 | 1913
2019-05-17 22:00 | 4.9384 | 4.9384 | 124 | 124
2019-05-17 23:00 | 3.6242 | 3.6242 | 91 | 91
2019-05-18 | 7.2484 | 7.2484 | 182 | 182
2019-05-18 01:00 | 6.8501 | 6.8501 | 172 | 172
2019-05-18 02:00 | 10.6336 | 10.6336 | 267 | 267
2019-05-18 03:00 | 7.7263 | 7.7263 | 194 | 194
2019-05-18 04:00 | 11.7885 | 11.7885 | 296 | 296
2019-05-18 05:00 | 7.4873 | 7.4873 | 188 | 188
2019-05-18 06:00 | 8.005 | 8.005 | 201 | 201
2019-05-18 07:00 | 192.5194 | 192.5194 | 4834 | 4834
2019-05-18 08:00 | 188.6563 | 188.6563 | 4737 | 4737
2019-05-18 09:00 | 26.7631 | 26.7631 | 672 | 672
2019-05-18 10:00 | 30.3873 | 30.3873 | 763 | 763
2019-05-18 11:00 | 27.0021 | 27.0021 | 678 | 678
2019-05-18 12:00 | 26.8826 | 26.8826 | 675 | 675
2019-05-18 13:00 | 33.3345 | 33.3345 | 837 | 837
2019-05-18 14:00 | 34.7284 | 34.7284 | 872 | 872
2019-05-18 15:00 | 103.4682 | 103.4682 | 2598 | 2598
2019-05-18 16:00 | 104.5834 | 104.5834 | 2626 | 2626
2019-05-18 17:00 | 16.0101 | 16.0101 | 402 | 402
2019-05-18 18:00 | 14.6958 | 14.6958 | 369 | 369
2019-05-18 19:00 | 14.9746 | 14.9746 | 376 | 376
2019-05-18 20:00 | 61.7703 | 61.7703 | 1551 | 1551
2019-05-18 21:00 | 64.3192 | 64.3192 | 1615 | 1615
2019-05-18 22:00 | 66.43 | 66.43 | 1668 | 1668
2019-05-18 23:00 | 8.244 | 8.244 | 207 | 207
2019-05-19 | 9.9964 | 9.9964 | 251 | 251
2019-05-19 01:00 | 9.7972 | 9.7972 | 246 | 246
2019-05-19 02:00 | 7.4077 | 7.4077 | 186 | 186
2019-05-19 03:00 | 7.6864 | 7.6864 | 193 | 193
2019-05-19 04:00 | 9.3193 | 9.3193 | 234 | 234
2019-05-19 05:00 | 9.3591 | 9.3591 | 235 | 235
2019-05-19 06:00 | 7.2484 | 7.2484 | 182 | 182
2019-05-19 07:00 | 197.6172 | 197.6172 | 4962 | 4962
2019-05-19 08:00 | 197.2587 | 197.2587 | 4953 | 4953
2019-05-19 09:00 | 26.6038 | 26.6038 | 668 | 668
2019-05-19 10:00 | 25.2896 | 25.2896 | 635 | 635
2019-05-19 11:00 | 33.5734 | 33.5734 | 843 | 843
2019-05-19 12:00 | 29.2722 | 29.2722 | 735 | 735
2019-05-19 13:00 | 33.4539 | 33.4539 | 840 | 840
2019-05-19 14:00 | 26.4445 | 26.4445 | 664 | 664
2019-05-19 15:00 | 95.9013 | 95.9013 | 2408 | 2408
2019-05-19 16:00 | 104.7825 | 104.7825 | 2631 | 2631
2019-05-19 17:00 | 21.9442 | 21.9442 | 551 | 551
2019-05-19 18:00 | 18.8776 | 18.8776 | 474 | 474
2019-05-19 19:00 | 15.6118 | 15.6118 | 392 | 392
2019-05-19 20:00 | 59.8586 | 59.8586 | 1503 | 1503
2019-05-19 21:00 | 58.1859 | 58.1859 | 1461 | 1461
2019-05-19 22:00 | 64.5183 | 64.5183 | 1620 | 1620
2019-05-19 23:00 | 8.6821 | 8.6821 | 218 | 218
2019-05-20 | 3.8631 | 3.8631 | 97 | 97
2019-05-20 01:00 | 2.748 | 2.748 | 69 | 69
2019-05-20 02:00 | 4.8986 | 4.8986 | 123 | 123
2019-05-20 03:00 | 5.0579 | 5.0579 | 127 | 127
2019-05-20 04:00 | 5.4164 | 5.4164 | 136 | 136
2019-05-20 05:00 | 4.6597 | 4.6597 | 117 | 117
2019-05-20 06:00 | 5.3765 | 5.3765 | 135 | 135
2019-05-20 07:00 | 200.8033 | 200.8033 | 5042 | 5042
2019-05-20 08:00 | 28.9934 | 28.9934 | 728 | 728
2019-05-20 09:00 | 23.0593 | 23.0593 | 579 | 579
2019-05-20 10:00 | 30.228 | 30.228 | 759 | 759
2019-05-20 11:00 | 23.7762 | 23.7762 | 597 | 597
2019-05-20 12:00 | 76.1874 | 76.1874 | 1913 | 1913
2019-05-20 13:00 | 30.3873 | 30.3873 | 763 | 763
2019-05-20 14:00 | 26.3649 | 26.3649 | 662 | 662
2019-05-20 15:00 | 23.7364 | 23.7364 | 596 | 596
2019-05-20 16:00 | 24.5727 | 24.5727 | 617 | 617
2019-05-20 17:00 | 29.1129 | 29.1129 | 731 | 731
2019-05-20 18:00 | 85.2279 | 85.2279 | 2140 | 2140
2019-05-20 19:00 | 76.8644 | 76.8644 | 1930 | 1930
2019-05-20 20:00 | 94.0294 | 94.0294 | 2361 | 2361
2019-05-20 21:00 | 81.4842 | 81.4842 | 2046 | 2046
2019-05-20 22:00 | 4.1817 | 4.1817 | 105 | 105
2019-05-20 23:00 | 5.735 | 5.735 | 144 | 144
2019-05-21 | 5.1774 | 5.1774 | 130 | 130
2019-05-21 01:00 | 4.3809 | 4.3809 | 110 | 110
2019-05-21 02:00 | 3.664 | 3.664 | 92 | 92
2019-05-21 03:00 | 6.7704 | 6.7704 | 170 | 170
2019-05-21 04:00 | 3.7038 | 3.7038 | 93 | 93
2019-05-21 05:00 | 3.9826 | 3.9826 | 100 | 100
2019-05-21 06:00 | 5.1376 | 5.1376 | 129 | 129
2019-05-21 07:00 | 221.1942 | 221.1942 | 5554 | 5554
2019-05-21 08:00 | 27.7986 | 27.7986 | 698 | 698
2019-05-21 09:00 | 25.648 | 25.648 | 644 | 644
2019-05-21 10:00 | 30.5466 | 30.5466 | 767 | 767
2019-05-21 11:00 | 30.7856 | 30.7856 | 773 | 773
2019-05-21 12:00 | 74.7138 | 74.7138 | 1876 | 1876
2019-05-21 13:00 | 25.1701 | 25.1701 | 632 | 632
2019-05-21 14:00 | 30.3475 | 30.3475 | 762 | 762
2019-05-21 15:00 | 30.6263 | 30.6263 | 769 | 769
2019-05-21 16:00 | 22.9797 | 22.9797 | 577 | 577
2019-05-21 17:00 | 28.6748 | 28.6748 | 720 | 720
2019-05-21 18:00 | 82.7587 | 82.7587 | 2078 | 2078
2019-05-21 19:00 | 92.5161 | 92.5161 | 2323 | 2323
2019-05-21 20:00 | 88.8919 | 88.8919 | 2232 | 2232
2019-05-21 21:00 | 89.1308 | 89.1308 | 2238 | 2238
2019-05-21 22:00 | 6.3722 | 6.3722 | 160 | 160
2019-05-21 23:00 | 4.1021 | 4.1021 | 103 | 103
2019-05-22 | 3.7835 | 3.7835 | 95 | 95
2019-05-22 01:00 | 4.3012 | 4.3012 | 108 | 108
2019-05-22 02:00 | 3.5445 | 3.5445 | 89 | 89
2019-05-22 03:00 | 5.5358 | 5.5358 | 139 | 139
2019-05-22 04:00 | 4.6995 | 4.6995 | 118 | 118
2019-05-22 05:00 | 5.3765 | 5.3765 | 135 | 135
2019-05-22 06:00 | 4.6198 | 4.6198 | 116 | 116
2019-05-22 07:00 | 222.3094 | 222.3094 | 5582 | 5582
2019-05-22 08:00 | 24.2939 | 24.2939 | 610 | 610
2019-05-22 09:00 | 25.9268 | 25.9268 | 651 | 651
2019-05-22 10:00 | 32.4583 | 32.4583 | 815 | 815
2019-05-22 11:00 | 22.1433 | 22.1433 | 556 | 556
2019-05-22 12:00 | 69.9347 | 69.9347 | 1756 | 1756
2019-05-22 13:00 | 30.8254 | 30.8254 | 774 | 774
2019-05-22 14:00 | 26.1259 | 26.1259 | 656 | 656
2019-05-22 15:00 | 31.0644 | 31.0644 | 780 | 780
2019-05-22 16:00 | 22.4221 | 22.4221 | 563 | 563
2019-05-22 17:00 | 27.1216 | 27.1216 | 681 | 681
2019-05-22 18:00 | 84.3915 | 84.3915 | 2119 | 2119
2019-05-22 19:00 | 77.7007 | 77.7007 | 1951 | 1951
2019-05-22 20:00 | 78.1787 | 78.1787 | 1963 | 1963
2019-05-22 21:00 | 85.7854 | 85.7854 | 2154 | 2154
2019-05-22 22:00 | 5.5757 | 5.5757 | 140 | 140
2019-05-22 23:00 | 6.0934 | 6.0934 | 153 | 153
2019-05-23 | 3.1064 | 3.1064 | 78 | 78
2019-05-23 01:00 | 4.6198 | 4.6198 | 116 | 116
2019-05-23 02:00 | 7.089 | 7.089 | 178 | 178
2019-05-23 03:00 | 6.2527 | 6.2527 | 157 | 157
2019-05-23 04:00 | 5.0977 | 5.0977 | 128 | 128
2019-05-23 05:00 | 5.257 | 5.257 | 132 | 132
2019-05-23 06:00 | 3.3056 | 3.3056 | 83 | 83
2019-05-23 07:00 | 220.9553 | 220.9553 | 5548 | 5548
2019-05-23 08:00 | 24.6922 | 24.6922 | 620 | 620
2019-05-23 09:00 | 29.551 | 29.551 | 742 | 742
2019-05-23 10:00 | 26.9623 | 26.9623 | 677 | 677
2019-05-23 11:00 | 27.0419 | 27.0419 | 679 | 679
2019-05-23 12:00 | 57.7877 | 57.7877 | 1451 | 1451
2019-05-23 13:00 | 27.4004 | 27.4004 | 688 | 688
2019-05-23 14:00 | 28.7146 | 28.7146 | 721 | 721
2019-05-23 15:00 | 24.4931 | 24.4931 | 615 | 615
2019-05-23 16:00 | 28.396 | 28.396 | 713 | 713
2019-05-23 17:00 | 28.9138 | 28.9138 | 726 | 726
2019-05-23 18:00 | 78.9752 | 78.9752 | 1983 | 1983
2019-05-23 19:00 | 86.4625 | 86.4625 | 2171 | 2171
2019-05-23 20:00 | 80.7674 | 80.7674 | 2028 | 2028
2019-05-23 21:00 | 95.9809 | 95.9809 | 2410 | 2410
2019-05-23 22:00 | 4.7791 | 4.7791 | 120 | 120
2019-05-23 23:00 | 4.0224 | 4.0224 | 101 | 101
2019-05-24 | 7.2882 | 7.2882 | 183 | 183
2019-05-24 01:00 | 4.341 | 4.341 | 109 | 109
2019-05-24 02:00 | 4.819 | 4.819 | 121 | 121
2019-05-24 03:00 | 4.8986 | 4.8986 | 123 | 123
2019-05-24 04:00 | 6.8899 | 6.8899 | 173 | 173
2019-05-24 05:00 | 4.8986 | 4.8986 | 123 | 123
2019-05-24 06:00 | 6.8899 | 6.8899 | 173 | 173
2019-05-24 07:00 | 192.6389 | 192.6389 | 4837 | 4837
2019-05-24 08:00 | 27.2809 | 27.2809 | 685 | 685
2019-05-24 09:00 | 23.4576 | 23.4576 | 589 | 589
2019-05-24 10:00 | 24.2939 | 24.2939 | 610 | 610
2019-05-24 11:00 | 28.0376 | 28.0376 | 704 | 704
2019-05-24 12:00 | 70.532 | 70.532 | 1771 | 1771
2019-05-24 13:00 | 22.9 | 22.9 | 575 | 575
2019-05-24 14:00 | 22.6212 | 22.6212 | 568 | 568
2019-05-24 15:00 | 30.9051 | 30.9051 | 776 | 776
2019-05-24 16:00 | 25.887 | 25.887 | 650 | 650
2019-05-24 17:00 | 27.2411 | 27.2411 | 684 | 684
2019-05-24 18:00 | 81.2851 | 81.2851 | 2041 | 2041
2019-05-24 19:00 | 86.3828 | 86.3828 | 2169 | 2169
2019-05-24 20:00 | 78.4574 | 78.4574 | 1970 | 1970
2019-05-24 21:00 | 83.9534 | 83.9534 | 2108 | 2108
2019-05-24 22:00 | 4.6198 | 4.6198 | 116 | 116
2019-05-24 23:00 | 3.2259 | 3.2259 | 81 | 81
2019-05-25 | 8.8016 | 8.8016 | 221 | 221
2019-05-25 01:00 | 5.5757 | 5.5757 | 140 | 140
2019-05-25 02:00 | 5.4164 | 5.4164 | 136 | 136
2019-05-25 03:00 | 12.6647 | 12.6647 | 318 | 318
2019-05-25 04:00 | 9.6379 | 9.6379 | 242 | 242
2019-05-25 05:00 | 11.0318 | 11.0318 | 277 | 277
2019-05-25 06:00 | 10.1955 | 10.1955 | 256 | 256
2019-05-25 07:00 | 211.9944 | 211.9944 | 5323 | 5323
2019-05-25 08:00 | 205.3036 | 205.3036 | 5155 | 5155
2019-05-25 09:00 | 25.7277 | 25.7277 | 646 | 646
2019-05-25 10:00 | 28.8341 | 28.8341 | 724 | 724
2019-05-25 11:00 | 33.8522 | 33.8522 | 850 | 850
2019-05-25 12:00 | 32.0998 | 32.0998 | 806 | 806
2019-05-25 13:00 | 25.1701 | 25.1701 | 632 | 632
2019-05-25 14:00 | 30.3475 | 30.3475 | 762 | 762
2019-05-25 15:00 | 97.5341 | 97.5341 | 2449 | 2449
2019-05-25 16:00 | 95.3835 | 95.3835 | 2395 | 2395
2019-05-25 17:00 | 16.9659 | 16.9659 | 426 | 426
2019-05-25 18:00 | 16.5278 | 16.5278 | 415 | 415
2019-05-25 19:00 | 13.7002 | 13.7002 | 344 | 344
2019-05-25 20:00 | 63.1642 | 63.1642 | 1586 | 1586
2019-05-25 21:00 | 62.3279 | 62.3279 | 1565 | 1565
2019-05-25 22:00 | 64.5183 | 64.5183 | 1620 | 1620
2019-05-25 23:00 | 9.8769 | 9.8769 | 248 | 248
2019-05-26 | 9.3193 | 9.3193 | 234 | 234
2019-05-26 01:00 | 12.0275 | 12.0275 | 302 | 302
2019-05-26 02:00 | 10.9124 | 10.9124 | 274 | 274
2019-05-26 03:00 | 9.6777 | 9.6777 | 243 | 243
2019-05-26 04:00 | 8.2042 | 8.2042 | 206 | 206
2019-05-26 05:00 | 7.8457 | 7.8457 | 197 | 197
2019-05-26 06:00 | 8.005 | 8.005 | 201 | 201
2019-05-26 07:00 | 196.3029 | 196.3029 | 4929 | 4929
2019-05-26 08:00 | 196.7012 | 196.7012 | 4939 | 4939
2019-05-26 09:00 | 28.5553 | 28.5553 | 717 | 717
2019-05-26 10:00 | 24.1346 | 24.1346 | 606 | 606
2019-05-26 11:00 | 34.131 | 34.131 | 857 | 857
2019-05-26 12:00 | 27.1614 | 27.1614 | 682 | 682
2019-05-26 13:00 | 26.803 | 26.803 | 673 | 673
2019-05-26 14:00 | 22.1433 | 22.1433 | 556 | 556
2019-05-26 15:00 | 101.8354 | 101.8354 | 2557 | 2557
2019-05-26 16:00 | 105.9375 | 105.9375 | 2660 | 2660
2019-05-26 17:00 | 14.6958 | 14.6958 | 369 | 369
2019-05-26 18:00 | 16.2491 | 16.2491 | 408 | 408
2019-05-26 19:00 | 11.4301 | 11.4301 | 287 | 287
2019-05-26 20:00 | 58.7037 | 58.7037 | 1474 | 1474
2019-05-26 21:00 | 62.1686 | 62.1686 | 1561 | 1561
2019-05-26 22:00 | 60.7348 | 60.7348 | 1525 | 1525
2019-05-26 23:00 | 8.7617 | 8.7617 | 220 | 220
2019-05-27 | 5.257 | 5.257 | 132 | 132
2019-05-27 01:00 | 3.4649 | 3.4649 | 87 | 87
2019-05-27 02:00 | 3.2657 | 3.2657 | 82 | 82
2019-05-27 03:00 | 5.6155 | 5.6155 | 141 | 141
2019-05-27 04:00 | 9.4786 | 9.4786 | 238 | 238
2019-05-27 05:00 | 4.5402 | 4.5402 | 114 | 114
2019-05-27 06:00 | 4.6597 | 4.6597 | 117 | 117
2019-05-27 07:00 | 213.906 | 213.906 | 5371 | 5371
2019-05-27 08:00 | 31.7016 | 31.7016 | 796 | 796
2019-05-27 09:00 | 21.9442 | 21.9442 | 551 | 551
2019-05-27 10:00 | 25.648 | 25.648 | 644 | 644
2019-05-27 11:00 | 26.6437 | 26.6437 | 669 | 669
2019-05-27 12:00 | 73.519 | 73.519 | 1846 | 1846
2019-05-27 13:00 | 27.9181 | 27.9181 | 701 | 701
2019-05-27 14:00 | 26.9623 | 26.9623 | 677 | 677
2019-05-27 15:00 | 29.1129 | 29.1129 | 731 | 731
2019-05-27 16:00 | 28.8739 | 28.8739 | 725 | 725
2019-05-27 17:00 | 24.8913 | 24.8913 | 625 | 625
2019-05-27 18:00 | 88.7724 | 88.7724 | 2229 | 2229
2019-05-27 19:00 | 85.1881 | 85.1881 | 2139 | 2139
2019-05-27 20:00 | 75.8289 | 75.8289 | 1904 | 1904
2019-05-27 21:00 | 84.1924 | 84.1924 | 2114 | 2114
2019-05-27 22:00 | 4.7393 | 4.7393 | 119 | 119
2019-05-27 23:00 | 3.664 | 3.664 | 92 | 92
2019-05-28 | 3.7437 | 3.7437 | 94 | 94
2019-05-28 01:00 | 5.6155 | 5.6155 | 141 | 141
2019-05-28 02:00 | 7.1687 | 7.1687 | 180 | 180
2019-05-28 03:00 | 4.1419 | 4.1419 | 104 | 104
2019-05-28 04:00 | 3.2259 | 3.2259 | 81 | 81
2019-05-28 05:00 | 5.5358 | 5.5358 | 139 | 139
2019-05-28 06:00 | 5.257 | 5.257 | 132 | 132
2019-05-28 07:00 | 206.7373 | 206.7373 | 5191 | 5191
2019-05-28 08:00 | 22.7009 | 22.7009 | 570 | 570
2019-05-28 09:00 | 23.8957 | 23.8957 | 600 | 600
2019-05-28 10:00 | 25.0108 | 25.0108 | 628 | 628
2019-05-28 11:00 | 25.6082 | 25.6082 | 643 | 643
2019-05-28 12:00 | 63.204 | 63.204 | 1587 | 1587
2019-05-28 13:00 | 26.8428 | 26.8428 | 674 | 674
2019-05-28 14:00 | 26.0065 | 26.0065 | 653 | 653
2019-05-28 15:00 | 26.7233 | 26.7233 | 671 | 671
2019-05-28 16:00 | 25.7277 | 25.7277 | 646 | 646
2019-05-28 17:00 | 29.2324 | 29.2324 | 734 | 734
2019-05-28 18:00 | 90.0867 | 90.0867 | 2262 | 2262
2019-05-28 19:00 | 87.1395 | 87.1395 | 2188 | 2188
2019-05-28 20:00 | 78.6566 | 78.6566 | 1975 | 1975
2019-05-28 21:00 | 89.4893 | 89.4893 | 2247 | 2247
2019-05-28 22:00 | 5.5358 | 5.5358 | 139 | 139
2019-05-28 23:00 | 4.6995 | 4.6995 | 118 | 118
2019-05-29 | 3.7835 | 3.7835 | 95 | 95
2019-05-29 01:00 | 7.1289 | 7.1289 | 179 | 179
2019-05-29 02:00 | 6.4917 | 6.4917 | 163 | 163
2019-05-29 03:00 | 4.4207 | 4.4207 | 111 | 111
2019-05-29 04:00 | 7.1687 | 7.1687 | 180 | 180
2019-05-29 05:00 | 7.1687 | 7.1687 | 180 | 180
2019-05-29 06:00 | 5.2969 | 5.2969 | 133 | 133
2019-05-29 07:00 | 229.3984 | 229.3984 | 5760 | 5760
2019-05-29 08:00 | 28.5553 | 28.5553 | 717 | 717
2019-05-29 09:00 | 23.3779 | 23.3779 | 587 | 587
2019-05-29 10:00 | 27.719 | 27.719 | 696 | 696
2019-05-29 11:00 | 25.6878 | 25.6878 | 645 | 645
2019-05-29 12:00 | 63.443 | 63.443 | 1593 | 1593
2019-05-29 13:00 | 27.2411 | 27.2411 | 684 | 684
2019-05-29 14:00 | 26.2056 | 26.2056 | 658 | 658
2019-05-29 15:00 | 26.9225 | 26.9225 | 676 | 676
2019-05-29 16:00 | 27.719 | 27.719 | 696 | 696
2019-05-29 17:00 | 25.1701 | 25.1701 | 632 | 632
2019-05-29 18:00 | 81.8825 | 81.8825 | 2056 | 2056
2019-05-29 19:00 | 92.5161 | 92.5161 | 2323 | 2323
2019-05-29 20:00 | 88.4538 | 88.4538 | 2221 | 2221
2019-05-29 21:00 | 83.3162 | 83.3162 | 2092 | 2092
2019-05-29 22:00 | 6.1332 | 6.1332 | 154 | 154
2019-05-29 23:00 | 4.6597 | 4.6597 | 117 | 117
2019-05-30 | 7.9652 | 7.9652 | 200 | 200
2019-05-30 01:00 | 6.9696 | 6.9696 | 175 | 175
2019-05-30 02:00 | 7.8856 | 7.8856 | 198 | 198
2019-05-30 03:00 | 8.6821 | 8.6821 | 218 | 218
2019-05-30 04:00 | 7.8059 | 7.8059 | 196 | 196
2019-05-30 05:00 | 7.8059 | 7.8059 | 196 | 196
2019-05-30 06:00 | 6.651 | 6.651 | 167 | 167
2019-05-30 07:00 | 190.09 | 190.09 | 4773 | 4773
2019-05-30 08:00 | 192.4398 | 192.4398 | 4832 | 4832
2019-05-30 09:00 | 32.3388 | 32.3388 | 812 | 812
2019-05-30 10:00 | 29.2722 | 29.2722 | 735 | 735
2019-05-30 11:00 | 27.8783 | 27.8783 | 700 | 700
2019-05-30 12:00 | 30.0687 | 30.0687 | 755 | 755
2019-05-30 13:00 | 31.0245 | 31.0245 | 779 | 779
2019-05-30 14:00 | 32.0202 | 32.0202 | 804 | 804
2019-05-30 15:00 | 104.1453 | 104.1453 | 2615 | 2615
2019-05-30 16:00 | 109.3227 | 109.3227 | 2745 | 2745
2019-05-30 17:00 | 12.824 | 12.824 | 322 | 322
2019-05-30 18:00 | 15.6118 | 15.6118 | 392 | 392
2019-05-30 19:00 | 18.8776 | 18.8776 | 474 | 474
2019-05-30 20:00 | 64.5183 | 64.5183 | 1620 | 1620
2019-05-30 21:00 | 55.8362 | 55.8362 | 1402 | 1402
2019-05-30 22:00 | 62.6863 | 62.6863 | 1574 | 1574
2019-05-30 23:00 | 8.1644 | 8.1644 | 205 | 205
2019-05-31 | 3.7038 | 3.7038 | 93 | 93
2019-05-31 01:00 | 2.8277 | 2.8277 | 71 | 71
2019-05-31 02:00 | 4.1021 | 4.1021 | 103 | 103
2019-05-31 03:00 | 6.651 | 6.651 | 167 | 167
2019-05-31 04:00 | 6.8501 | 6.8501 | 172 | 172
2019-05-31 05:00 | 4.5402 | 4.5402 | 114 | 114
2019-05-31 06:00 | 6.6111 | 6.6111 | 166 | 166
2019-05-31 07:00 | 205.3434 | 205.3434 | 5156 | 5156
2019-05-31 08:00 | 22.6212 | 22.6212 | 568 | 568
2019-05-31 09:00 | 19.3953 | 19.3953 | 487 | 487
2019-05-31 10:00 | 24.8117 | 24.8117 | 623 | 623
2019-05-31 11:00 | 30.6263 | 30.6263 | 769 | 769
2019-05-31 12:00 | 60.0179 | 60.0179 | 1507 | 1507
2019-05-31 13:00 | 31.5025 | 31.5025 | 791 | 791
2019-05-31 14:00 | 29.1129 | 29.1129 | 731 | 731
2019-05-31 15:00 | 18.9572 | 18.9572 | 476 | 476
2019-05-31 16:00 | 21.3468 | 21.3468 | 536 | 536
2019-05-31 17:00 | 27.48 | 27.48 | 690 | 690
2019-05-31 18:00 | 86.1041 | 86.1041 | 2162 | 2162
2019-05-31 19:00 | 86.5023 | 86.5023 | 2172 | 2172
2019-05-31 20:00 | 77.2627 | 77.2627 | 1940 | 1940
2019-05-31 21:00 | 87.0599 | 87.0599 | 2186 | 2186
2019-05-31 22:00 | 4.6995 | 4.6995 | 118 | 118
2019-05-31 23:00 | 4.819 | 4.819 | 121 | 121
2019-06-01 | 10.5141 | 10.5141 | 264 | 264
2019-06-01 01:00 | 10.1557 | 10.1557 | 255 | 255
2019-06-01 02:00 | 9.5583 | 9.5583 | 240 | 240
2019-06-01 03:00 | 9.0804 | 9.0804 | 228 | 228
2019-06-01 04:00 | 8.3635 | 8.3635 | 210 | 210
2019-06-01 05:00 | 7.1289 | 7.1289 | 179 | 179
2019-06-01 06:00 | 10.6336 | 10.6336 | 267 | 267
2019-06-01 07:00 | 194.9488 | 194.9488 | 4895 | 4895
2019-06-01 08:00 | 191.1653 | 191.1653 | 4800 | 4800
2019-06-01 09:00 | 29.7899 | 29.7899 | 748 | 748
2019-06-01 10:00 | 34.9275 | 34.9275 | 877 | 877
2019-06-01 11:00 | 29.6306 | 29.6306 | 744 | 744
2019-06-01 12:00 | 27.4402 | 27.4402 | 689 | 689
2019-06-01 13:00 | 30.7059 | 30.7059 | 771 | 771
2019-06-01 14:00 | 32.3786 | 32.3786 | 813 | 813
2019-06-01 15:00 | 91.6399 | 91.6399 | 2301 | 2301
2019-06-01 16:00 | 96.1402 | 96.1402 | 2414 | 2414
2019-06-01 17:00 | 18.32 | 18.32 | 460 | 460
2019-06-01 18:00 | 14.3772 | 14.3772 | 361 | 361
2019-06-01 19:00 | 14.9348 | 14.9348 | 375 | 375
2019-06-01 20:00 | 54.8804 | 54.8804 | 1378 | 1378
2019-06-01 21:00 | 63.8413 | 63.8413 | 1603 | 1603
2019-06-01 22:00 | 61.372 | 61.372 | 1541 | 1541
2019-06-01 23:00 | 8.1644 | 8.1644 | 205 | 205
2019-06-02 | 10.1158 | 10.1158 | 254 | 254
2019-06-02 01:00 | 6.3722 | 6.3722 | 160 | 160
2019-06-02 02:00 | 9.399 | 9.399 | 236 | 236
2019-06-02 03:00 | 9.7176 | 9.7176 | 244 | 244
2019-06-02 04:00 | 7.089 | 7.089 | 178 | 178
2019-06-02 05:00 | 11.1513 | 11.1513 | 280 | 280
2019-06-02 06:00 | 9.3591 | 9.3591 | 235 | 235
2019-06-02 07:00 | 188.5766 | 188.5766 | 4735 | 4735
2019-06-02 08:00 | 178.5405 | 178.5405 | 4483 | 4483
2019-06-02 09:00 | 29.4713 | 29.4713 | 740 | 740
2019-06-02 10:00 | 35.1266 | 35.1266 | 882 | 882
2019-06-02 11:00 | 33.4141 | 33.4141 | 839 | 839
2019-06-02 12:00 | 24.9311 | 24.9311 | 626 | 626
2019-06-02 13:00 | 34.1708 | 34.1708 | 858 | 858
2019-06-02 14:00 | 27.719 | 27.719 | 696 | 696
2019-06-02 15:00 | 86.343 | 86.343 | 2168 | 2168
2019-06-02 16:00 | 108.566 | 108.566 | 2726 | 2726
2019-06-02 17:00 | 15.2932 | 15.2932 | 384 | 384
2019-06-02 18:00 | 16.6473 | 16.6473 | 418 | 418
2019-06-02 19:00 | 15.0144 | 15.0144 | 377 | 377
2019-06-02 20:00 | 58.624 | 58.624 | 1472 | 1472
2019-06-02 21:00 | 54.3228 | 54.3228 | 1364 | 1364
2019-06-02 22:00 | 56.9912 | 56.9912 | 1431 | 1431
2019-06-02 23:00 | 7.0492 | 7.0492 | 177 | 177
2019-06-03 | 4.5402 | 4.5402 | 114 | 114
2019-06-03 01:00 | 5.6553 | 5.6553 | 142 | 142
2019-06-03 02:00 | 4.0224 | 4.0224 | 101 | 101
2019-06-03 03:00 | 3.7835 | 3.7835 | 95 | 95
2019-06-03 04:00 | 4.5004 | 4.5004 | 113 | 113
2019-06-03 05:00 | 4.1817 | 4.1817 | 105 | 105
2019-06-03 06:00 | 6.7704 | 6.7704 | 170 | 170
2019-06-03 07:00 | 203.3521 | 203.3521 | 5106 | 5106
2019-06-03 08:00 | 27.5198 | 27.5198 | 691 | 691
2019-06-03 09:00 | 23.9355 | 23.9355 | 601 | 601
2019-06-03 10:00 | 24.4134 | 24.4134 | 613 | 613
2019-06-03 11:00 | 28.8739 | 28.8739 | 725 | 725
2019-06-03 12:00 | 65.4741 | 65.4741 | 1644 | 1644
2019-06-03 13:00 | 21.0282 | 21.0282 | 528 | 528
2019-06-03 14:00 | 31.5025 | 31.5025 | 791 | 791
2019-06-03 15:00 | 26.1658 | 26.1658 | 657 | 657
2019-06-03 16:00 | 23.5771 | 23.5771 | 592 | 592
2019-06-03 17:00 | 28.9138 | 28.9138 | 726 | 726
2019-06-03 18:00 | 88.6927 | 88.6927 | 2227 | 2227
2019-06-03 19:00 | 83.9136 | 83.9136 | 2107 | 2107
2019-06-03 20:00 | 83.0773 | 83.0773 | 2086 | 2086
2019-06-03 21:00 | 83.1569 | 83.1569 | 2088 | 2088
2019-06-03 22:00 | 6.0536 | 6.0536 | 152 | 152
2019-06-03 23:00 | 2.6683 | 2.6683 | 67 | 67
2019-06-04 | 5.8146 | 5.8146 | 146 | 146
2019-06-04 01:00 | 3.6242 | 3.6242 | 91 | 91
2019-06-04 02:00 | 5.2969 | 5.2969 | 133 | 133
2019-06-04 03:00 | 4.8588 | 4.8588 | 122 | 122
2019-06-04 04:00 | 3.3056 | 3.3056 | 83 | 83
2019-06-04 05:00 | 4.1817 | 4.1817 | 105 | 105
2019-06-04 06:00 | 5.0579 | 5.0579 | 127 | 127
2019-06-04 07:00 | 200.0067 | 200.0067 | 5022 | 5022
2019-06-04 08:00 | 23.2983 | 23.2983 | 585 | 585
2019-06-04 09:00 | 27.5198 | 27.5198 | 691 | 691
2019-06-04 10:00 | 28.4358 | 28.4358 | 714 | 714
2019-06-04 11:00 | 19.1962 | 19.1962 | 482 | 482
2019-06-04 12:00 | 68.5407 | 68.5407 | 1721 | 1721
2019-06-04 13:00 | 29.3518 | 29.3518 | 737 | 737
2019-06-04 14:00 | 25.4489 | 25.4489 | 639 | 639
2019-06-04 15:00 | 29.0332 | 29.0332 | 729 | 729
2019-06-04 16:00 | 21.5459 | 21.5459 | 541 | 541
2019-06-04 17:00 | 28.396 | 28.396 | 713 | 713
2019-06-04 18:00 | 80.2098 | 80.2098 | 2014 | 2014
2019-06-04 19:00 | 73.0411 | 73.0411 | 1834 | 1834
2019-06-04 20:00 | 87.2988 | 87.2988 | 2192 | 2192
2019-06-04 21:00 | 78.2583 | 78.2583 | 1965 | 1965
2019-06-04 22:00 | 4.3809 | 4.3809 | 110 | 110
2019-06-04 23:00 | 5.257 | 5.257 | 132 | 132
2019-06-05 | 5.0579 | 5.0579 | 127 | 127
2019-06-05 01:00 | 4.8986 | 4.8986 | 123 | 123
2019-06-05 02:00 | 4.58 | 4.58 | 115 | 115
2019-06-05 03:00 | 4.1817 | 4.1817 | 105 | 105
2019-06-05 04:00 | 6.0934 | 6.0934 | 153 | 153
2019-06-05 05:00 | 3.5047 | 3.5047 | 88 | 88
2019-06-05 06:00 | 5.0181 | 5.0181 | 126 | 126
2019-06-05 07:00 | 213.229 | 213.229 | 5354 | 5354
2019-06-05 08:00 | 25.1701 | 25.1701 | 632 | 632
2019-06-05 09:00 | 24.3736 | 24.3736 | 612 | 612
2019-06-05 10:00 | 21.2273 | 21.2273 | 533 | 533
2019-06-05 11:00 | 22.7009 | 22.7009 | 570 | 570
2019-06-05 12:00 | 72.1251 | 72.1251 | 1811 | 1811
2019-06-05 13:00 | 26.4445 | 26.4445 | 664 | 664
2019-06-05 14:00 | 32.9362 | 32.9362 | 827 | 827
2019-06-05 15:00 | 28.2765 | 28.2765 | 710 | 710
2019-06-05 16:00 | 23.6965 | 23.6965 | 595 | 595
2019-06-05 17:00 | 33.1353 | 33.1353 | 832 | 832
2019-06-05 18:00 | 80.847 | 80.847 | 2030 | 2030
2019-06-05 19:00 | 76.9042 | 76.9042 | 1931 | 1931
2019-06-05 20:00 | 87.498 | 87.498 | 2197 | 2197
2019-06-05 21:00 | 79.3734 | 79.3734 | 1993 | 1993
2019-06-05 22:00 | 4.3809 | 4.3809 | 110 | 110
2019-06-05 23:00 | 7.2085 | 7.2085 | 181 | 181
2019-06-06 | 5.6951 | 5.6951 | 143 | 143
2019-06-06 01:00 | 4.2216 | 4.2216 | 106 | 106
2019-06-06 02:00 | 4.7791 | 4.7791 | 120 | 120
2019-06-06 03:00 | 4.9783 | 4.9783 | 125 | 125
2019-06-06 04:00 | 5.9341 | 5.9341 | 149 | 149
2019-06-06 05:00 | 4.1817 | 4.1817 | 105 | 105
2019-06-06 06:00 | 6.412 | 6.412 | 161 | 161
2019-06-06 07:00 | 208.4499 | 208.4499 | 5234 | 5234
2019-06-06 08:00 | 31.2635 | 31.2635 | 785 | 785
2019-06-06 09:00 | 20.0724 | 20.0724 | 504 | 504
2019-06-06 10:00 | 30.5865 | 30.5865 | 768 | 768
2019-06-06 11:00 | 24.971 | 24.971 | 627 | 627
2019-06-06 12:00 | 72.0853 | 72.0853 | 1810 | 1810
2019-06-06 13:00 | 23.4576 | 23.4576 | 589 | 589
2019-06-06 14:00 | 28.5951 | 28.5951 | 718 | 718
2019-06-06 15:00 | 25.4887 | 25.4887 | 640 | 640
2019-06-06 16:00 | 23.9753 | 23.9753 | 602 | 602
2019-06-06 17:00 | 21.3866 | 21.3866 | 537 | 537
2019-06-06 18:00 | 91.2814 | 91.2814 | 2292 | 2292
2019-06-06 19:00 | 82.8383 | 82.8383 | 2080 | 2080
2019-06-06 20:00 | 79.8912 | 79.8912 | 2006 | 2006
2019-06-06 21:00 | 83.5154 | 83.5154 | 2097 | 2097
2019-06-06 22:00 | 5.0181 | 5.0181 | 126 | 126
2019-06-06 23:00 | 5.8943 | 5.8943 | 148 | 148
2019-06-07 | 10.1955 | 10.1955 | 256 | 256
2019-06-07 01:00 | 5.257 | 5.257 | 132 | 132
2019-06-07 02:00 | 4.9384 | 4.9384 | 124 | 124
2019-06-07 03:00 | 4.58 | 4.58 | 115 | 115
2019-06-07 04:00 | 5.4562 | 5.4562 | 137 | 137
2019-06-07 05:00 | 5.735 | 5.735 | 144 | 144
2019-06-07 06:00 | 5.257 | 5.257 | 132 | 132
2019-06-07 07:00 | 203.9893 | 203.9893 | 5122 | 5122
2019-06-07 08:00 | 25.9666 | 25.9666 | 652 | 652
2019-06-07 09:00 | 23.8957 | 23.8957 | 600 | 600
2019-06-07 10:00 | 22.5416 | 22.5416 | 566 | 566
2019-06-07 11:00 | 23.4178 | 23.4178 | 588 | 588
2019-06-07 12:00 | 79.4133 | 79.4133 | 1994 | 1994
2019-06-07 13:00 | 36.1621 | 36.1621 | 908 | 908
2019-06-07 14:00 | 28.3164 | 28.3164 | 711 | 711
2019-06-07 15:00 | 23.4974 | 23.4974 | 590 | 590
2019-06-07 16:00 | 28.3164 | 28.3164 | 711 | 711
2019-06-07 17:00 | 27.2411 | 27.2411 | 684 | 684
2019-06-07 18:00 | 79.8115 | 79.8115 | 2004 | 2004
2019-06-07 19:00 | 77.3423 | 77.3423 | 1942 | 1942
2019-06-07 20:00 | 85.2677 | 85.2677 | 2141 | 2141
2019-06-07 21:00 | 84.7101 | 84.7101 | 2127 | 2127
2019-06-07 22:00 | 3.9826 | 3.9826 | 100 | 100
2019-06-07 23:00 | 2.7878 | 2.7878 | 70 | 70
2019-06-08 | 9.2795 | 9.2795 | 233 | 233
2019-06-08 01:00 | 9.0007 | 9.0007 | 226 | 226
2019-06-08 02:00 | 8.7617 | 8.7617 | 220 | 220
2019-06-08 03:00 | 6.8103 | 6.8103 | 171 | 171
2019-06-08 04:00 | 12.3063 | 12.3063 | 309 | 309
2019-06-08 05:00 | 9.8769 | 9.8769 | 248 | 248
2019-06-08 06:00 | 10.1955 | 10.1955 | 256 | 256
2019-06-08 07:00 | 183.0408 | 183.0408 | 4596 | 4596
2019-06-08 08:00 | 179.2175 | 179.2175 | 4500 | 4500
2019-06-08 09:00 | 27.6393 | 27.6393 | 694 | 694
2019-06-08 10:00 | 32.8964 | 32.8964 | 826 | 826
2019-06-08 11:00 | 29.7103 | 29.7103 | 746 | 746
2019-06-08 12:00 | 32.4185 | 32.4185 | 814 | 814
2019-06-08 13:00 | 30.7856 | 30.7856 | 773 | 773
2019-06-08 14:00 | 30.228 | 30.228 | 759 | 759
2019-06-08 15:00 | 95.2242 | 95.2242 | 2391 | 2391
2019-06-08 16:00 | 101.8354 | 101.8354 | 2557 | 2557
2019-06-08 17:00 | 17.8421 | 17.8421 | 448 | 448
2019-06-08 18:00 | 15.0144 | 15.0144 | 377 | 377
2019-06-08 19:00 | 13.1028 | 13.1028 | 329 | 329
2019-06-08 20:00 | 58.3054 | 58.3054 | 1464 | 1464
2019-06-08 21:00 | 56.1946 | 56.1946 | 1411 | 1411
2019-06-08 22:00 | 56.3141 | 56.3141 | 1414 | 1414
2019-06-08 23:00 | 5.5358 | 5.5358 | 139 | 139
2019-06-09 | 5.8544 | 5.8544 | 147 | 147
2019-06-09 01:00 | 10.1955 | 10.1955 | 256 | 256
2019-06-09 02:00 | 7.9254 | 7.9254 | 199 | 199
2019-06-09 03:00 | 12.5452 | 12.5452 | 315 | 315
2019-06-09 04:00 | 7.089 | 7.089 | 178 | 178
2019-06-09 05:00 | 9.4786 | 9.4786 | 238 | 238
2019-06-09 06:00 | 10.1158 | 10.1158 | 254 | 254
2019-06-09 07:00 | 186.1871 | 186.1871 | 4675 | 4675
2019-06-09 08:00 | 198.7323 | 198.7323 | 4990 | 4990
2019-06-09 09:00 | 28.0774 | 28.0774 | 705 | 705
2019-06-09 10:00 | 35.1665 | 35.1665 | 883 | 883
2019-06-09 11:00 | 24.2541 | 24.2541 | 609 | 609
2019-06-09 12:00 | 26.6437 | 26.6437 | 669 | 669
2019-06-09 13:00 | 33.1353 | 33.1353 | 832 | 832
2019-06-09 14:00 | 26.6038 | 26.6038 | 668 | 668
2019-06-09 15:00 | 91.4408 | 91.4408 | 2296 | 2296
2019-06-09 16:00 | 104.7427 | 104.7427 | 2630 | 2630
2019-06-09 17:00 | 15.9304 | 15.9304 | 400 | 400
2019-06-09 18:00 | 15.9703 | 15.9703 | 401 | 401
2019-06-09 19:00 | 13.3417 | 13.3417 | 335 | 335
2019-06-09 20:00 | 56.8319 | 56.8319 | 1427 | 1427
2019-06-09 21:00 | 65.8724 | 65.8724 | 1654 | 1654
2019-06-09 22:00 | 66.191 | 66.191 | 1662 | 1662
2019-06-09 23:00 | 9.0405 | 9.0405 | 227 | 227
2019-06-10 | 8.483 | 8.483 | 213 | 213
2019-06-10 01:00 | 10.5539 | 10.5539 | 265 | 265
2019-06-10 02:00 | 9.6379 | 9.6379 | 242 | 242
2019-06-10 03:00 | 7.2882 | 7.2882 | 183 | 183
2019-06-10 04:00 | 10.2353 | 10.2353 | 257 | 257
2019-06-10 05:00 | 11.3106 | 11.3106 | 284 | 284
2019-06-10 06:00 | 9.837 | 9.837 | 247 | 247
2019-06-10 07:00 | 190.7671 | 190.7671 | 4790 | 4790
2019-06-10 08:00 | 197.5773 | 197.5773 | 4961 | 4961
2019-06-10 09:00 | 28.6748 | 28.6748 | 720 | 720
2019-06-10 10:00 | 28.4757 | 28.4757 | 715 | 715
2019-06-10 11:00 | 30.8652 | 30.8652 | 775 | 775
2019-06-10 12:00 | 33.7327 | 33.7327 | 847 | 847
2019-06-10 13:00 | 33.5734 | 33.5734 | 843 | 843
2019-06-10 14:00 | 28.5553 | 28.5553 | 717 | 717
2019-06-10 15:00 | 91.3213 | 91.3213 | 2293 | 2293
2019-06-10 16:00 | 96.2995 | 96.2995 | 2418 | 2418
2019-06-10 17:00 | 14.895 | 14.895 | 374 | 374
2019-06-10 18:00 | 14.6162 | 14.6162 | 367 | 367
2019-06-10 19:00 | 16.9261 | 16.9261 | 425 | 425
2019-06-10 20:00 | 52.1722 | 52.1722 | 1310 | 1310
2019-06-10 21:00 | 57.3098 | 57.3098 | 1439 | 1439
2019-06-10 22:00 | 62.6066 | 62.6066 | 1572 | 1572
2019-06-10 23:00 | 9.9565 | 9.9565 | 250 | 250
2019-06-11 | 7.1687 | 7.1687 | 180 | 180
2019-06-11 01:00 | 3.7835 | 3.7835 | 95 | 95
2019-06-11 02:00 | 3.1861 | 3.1861 | 80 | 80
2019-06-11 03:00 | 5.8943 | 5.8943 | 148 | 148
2019-06-11 04:00 | 4.4605 | 4.4605 | 112 | 112
2019-06-11 05:00 | 5.7748 | 5.7748 | 145 | 145
2019-06-11 06:00 | 4.4605 | 4.4605 | 112 | 112
2019-06-11 07:00 | 196.0639 | 196.0639 | 4923 | 4923
2019-06-11 08:00 | 20.9884 | 20.9884 | 527 | 527
2019-06-11 09:00 | 22.8204 | 22.8204 | 573 | 573
2019-06-11 10:00 | 24.8913 | 24.8913 | 625 | 625
2019-06-11 11:00 | 25.6082 | 25.6082 | 643 | 643
2019-06-11 12:00 | 63.8014 | 63.8014 | 1602 | 1602
2019-06-11 13:00 | 24.0151 | 24.0151 | 603 | 603
2019-06-11 14:00 | 28.9934 | 28.9934 | 728 | 728
2019-06-11 15:00 | 22.1433 | 22.1433 | 556 | 556
2019-06-11 16:00 | 25.1701 | 25.1701 | 632 | 632
2019-06-11 17:00 | 27.8783 | 27.8783 | 700 | 700
2019-06-11 18:00 | 74.9129 | 74.9129 | 1881 | 1881
2019-06-11 19:00 | 75.8687 | 75.8687 | 1905 | 1905
2019-06-11 20:00 | 80.1301 | 80.1301 | 2012 | 2012
2019-06-11 21:00 | 85.7058 | 85.7058 | 2152 | 2152
2019-06-11 22:00 | 6.2527 | 6.2527 | 157 | 157
2019-06-11 23:00 | 3.0666 | 3.0666 | 77 | 77
2019-06-12 | 7.4873 | 7.4873 | 188 | 188
2019-06-12 01:00 | 7.1289 | 7.1289 | 179 | 179
2019-06-12 02:00 | 5.7748 | 5.7748 | 145 | 145
2019-06-12 03:00 | 4.2614 | 4.2614 | 107 | 107
2019-06-12 04:00 | 3.3056 | 3.3056 | 83 | 83
2019-06-12 05:00 | 4.819 | 4.819 | 121 | 121
2019-06-12 06:00 | 5.6155 | 5.6155 | 141 | 141
2019-06-12 07:00 | 209.2464 | 209.2464 | 5254 | 5254
2019-06-12 08:00 | 22.4619 | 22.4619 | 564 | 564
2019-06-12 09:00 | 24.1744 | 24.1744 | 607 | 607
2019-06-12 10:00 | 32.3388 | 32.3388 | 812 | 812
2019-06-12 11:00 | 29.8696 | 29.8696 | 750 | 750
2019-06-12 12:00 | 54.4025 | 54.4025 | 1366 | 1366
2019-06-12 13:00 | 27.9579 | 27.9579 | 702 | 702
2019-06-12 14:00 | 23.3381 | 23.3381 | 586 | 586
2019-06-12 15:00 | 30.1085 | 30.1085 | 756 | 756
2019-06-12 16:00 | 29.2722 | 29.2722 | 735 | 735
2019-06-12 17:00 | 30.4271 | 30.4271 | 764 | 764
2019-06-12 18:00 | 75.9882 | 75.9882 | 1908 | 1908
2019-06-12 19:00 | 69.8152 | 69.8152 | 1753 | 1753
2019-06-12 20:00 | 82.3604 | 82.3604 | 2068 | 2068
2019-06-12 21:00 | 77.5016 | 77.5016 | 1946 | 1946
2019-06-12 22:00 | 3.4649 | 3.4649 | 87 | 87
2019-06-12 23:00 | 3.5844 | 3.5844 | 90 | 90
2019-06-13 | 2.9073 | 2.9073 | 73 | 73
2019-06-13 01:00 | 5.257 | 5.257 | 132 | 132
2019-06-13 02:00 | 5.0977 | 5.0977 | 128 | 128
2019-06-13 03:00 | 5.0977 | 5.0977 | 128 | 128
2019-06-13 04:00 | 7.1687 | 7.1687 | 180 | 180
2019-06-13 05:00 | 3.5445 | 3.5445 | 89 | 89
2019-06-13 06:00 | 3.9428 | 3.9428 | 99 | 99
2019-06-13 07:00 | 193.7142 | 193.7142 | 4864 | 4864
2019-06-13 08:00 | 27.719 | 27.719 | 696 | 696
2019-06-13 09:00 | 24.971 | 24.971 | 627 | 627
2019-06-13 10:00 | 24.8515 | 24.8515 | 624 | 624
2019-06-13 11:00 | 30.0687 | 30.0687 | 755 | 755
2019-06-13 12:00 | 65.7131 | 65.7131 | 1650 | 1650
2019-06-13 13:00 | 25.7675 | 25.7675 | 647 | 647
2019-06-13 14:00 | 21.4663 | 21.4663 | 539 | 539
2019-06-13 15:00 | 24.5727 | 24.5727 | 617 | 617
2019-06-13 16:00 | 24.5727 | 24.5727 | 617 | 617
2019-06-13 17:00 | 23.6169 | 23.6169 | 593 | 593
2019-06-13 18:00 | 76.6653 | 76.6653 | 1925 | 1925
2019-06-13 19:00 | 84.0331 | 84.0331 | 2110 | 2110
2019-06-13 20:00 | 81.524 | 81.524 | 2047 | 2047
2019-06-13 21:00 | 78.8159 | 78.8159 | 1979 | 1979
2019-06-13 22:00 | 2.3497 | 2.3497 | 59 | 59
2019-06-13 23:00 | 5.6951 | 5.6951 | 143 | 143
2019-06-14 | 2.9471 | 2.9471 | 74 | 74
2019-06-14 01:00 | 6.173 | 6.173 | 155 | 155
2019-06-14 02:00 | 7.4873 | 7.4873 | 188 | 188
2019-06-14 03:00 | 5.0579 | 5.0579 | 127 | 127
2019-06-14 04:00 | 5.0977 | 5.0977 | 128 | 128
2019-06-14 05:00 | 5.0181 | 5.0181 | 126 | 126
2019-06-14 06:00 | 3.5047 | 3.5047 | 88 | 88
2019-06-14 07:00 | 176.7881 | 176.7881 | 4439 | 4439
2019-06-14 08:00 | 22.4619 | 22.4619 | 564 | 564
2019-06-14 09:00 | 26.5242 | 26.5242 | 666 | 666
2019-06-14 10:00 | 28.4358 | 28.4358 | 714 | 714
2019-06-14 11:00 | 30.5068 | 30.5068 | 766 | 766
2019-06-14 12:00 | 63.2837 | 63.2837 | 1589 | 1589
2019-06-14 13:00 | 23.6567 | 23.6567 | 594 | 594
2019-06-14 14:00 | 30.228 | 30.228 | 759 | 759
2019-06-14 15:00 | 26.4445 | 26.4445 | 664 | 664
2019-06-14 16:00 | 22.3823 | 22.3823 | 562 | 562
2019-06-14 17:00 | 26.1658 | 26.1658 | 657 | 657
2019-06-14 18:00 | 70.2134 | 70.2134 | 1763 | 1763
2019-06-14 19:00 | 74.9527 | 74.9527 | 1882 | 1882
2019-06-14 20:00 | 80.7275 | 80.7275 | 2027 | 2027
2019-06-14 21:00 | 73.1606 | 73.1606 | 1837 | 1837
2019-06-14 22:00 | 3.1463 | 3.1463 | 79 | 79
2019-06-14 23:00 | 4.0224 | 4.0224 | 101 | 101
2019-06-15 | 10.753 | 10.753 | 270 | 270
2019-06-15 01:00 | 10.2353 | 10.2353 | 257 | 257
2019-06-15 02:00 | 8.8016 | 8.8016 | 221 | 221
2019-06-15 03:00 | 9.3193 | 9.3193 | 234 | 234
2019-06-15 04:00 | 6.9297 | 6.9297 | 174 | 174
2019-06-15 05:00 | 9.3591 | 9.3591 | 235 | 235
2019-06-15 06:00 | 7.2882 | 7.2882 | 183 | 183
2019-06-15 07:00 | 186.7048 | 186.7048 | 4688 | 4688
2019-06-15 08:00 | 194.7895 | 194.7895 | 4891 | 4891
2019-06-15 09:00 | 34.131 | 34.131 | 857 | 857
2019-06-15 10:00 | 23.2983 | 23.2983 | 585 | 585
2019-06-15 11:00 | 33.3743 | 33.3743 | 838 | 838
2019-06-15 12:00 | 31.9804 | 31.9804 | 803 | 803
2019-06-15 13:00 | 33.8124 | 33.8124 | 849 | 849
2019-06-15 14:00 | 27.6791 | 27.6791 | 695 | 695
2019-06-15 15:00 | 85.5067 | 85.5067 | 2147 | 2147
2019-06-15 16:00 | 104.9418 | 104.9418 | 2635 | 2635
2019-06-15 17:00 | 13.4612 | 13.4612 | 338 | 338
2019-06-15 18:00 | 17.5633 | 17.5633 | 441 | 441
2019-06-15 19:00 | 14.9746 | 14.9746 | 376 | 376
2019-06-15 20:00 | 65.1555 | 65.1555 | 1636 | 1636
2019-06-15 21:00 | 66.1512 | 66.1512 | 1661 | 1661
2019-06-15 22:00 | 59.8586 | 59.8586 | 1503 | 1503
2019-06-15 23:00 | 8.0847 | 8.0847 | 203 | 203
2019-06-16 | 7.8856 | 7.8856 | 198 | 198
2019-06-16 01:00 | 7.3678 | 7.3678 | 185 | 185
2019-06-16 02:00 | 8.1245 | 8.1245 | 204 | 204
2019-06-16 03:00 | 6.9696 | 6.9696 | 175 | 175
2019-06-16 04:00 | 6.651 | 6.651 | 167 | 167
2019-06-16 05:00 | 7.4077 | 7.4077 | 186 | 186
2019-06-16 06:00 | 8.3635 | 8.3635 | 210 | 210
2019-06-16 07:00 | 181.6867 | 181.6867 | 4562 | 4562
2019-06-16 08:00 | 198.6128 | 198.6128 | 4987 | 4987
2019-06-16 09:00 | 29.1527 | 29.1527 | 732 | 732
2019-06-16 10:00 | 30.2678 | 30.2678 | 760 | 760
2019-06-16 11:00 | 26.6038 | 26.6038 | 668 | 668
2019-06-16 12:00 | 29.7501 | 29.7501 | 747 | 747
2019-06-16 13:00 | 33.0955 | 33.0955 | 831 | 831
2019-06-16 14:00 | 31.3431 | 31.3431 | 787 | 787
2019-06-16 15:00 | 89.4096 | 89.4096 | 2245 | 2245
2019-06-16 16:00 | 95.8216 | 95.8216 | 2406 | 2406
2019-06-16 17:00 | 13.2223 | 13.2223 | 332 | 332
2019-06-16 18:00 | 13.4214 | 13.4214 | 337 | 337
2019-06-16 19:00 | 15.9304 | 15.9304 | 400 | 400
2019-06-16 20:00 | 54.8406 | 54.8406 | 1377 | 1377
2019-06-16 21:00 | 57.0708 | 57.0708 | 1433 | 1433
2019-06-16 22:00 | 52.8492 | 52.8492 | 1327 | 1327
2019-06-16 23:00 | 8.5228 | 8.5228 | 214 | 214
2019-06-17 | 5.9739 | 5.9739 | 150 | 150
2019-06-17 01:00 | 4.9384 | 4.9384 | 124 | 124
2019-06-17 02:00 | 6.173 | 6.173 | 155 | 155
2019-06-17 03:00 | 4.3809 | 4.3809 | 110 | 110
2019-06-17 04:00 | 4.3012 | 4.3012 | 108 | 108
2019-06-17 05:00 | 6.0137 | 6.0137 | 151 | 151
2019-06-17 06:00 | 4.4605 | 4.4605 | 112 | 112
2019-06-17 07:00 | 204.3876 | 204.3876 | 5132 | 5132
2019-06-17 08:00 | 28.3562 | 28.3562 | 712 | 712
2019-06-17 09:00 | 25.0108 | 25.0108 | 628 | 628
2019-06-17 10:00 | 28.1969 | 28.1969 | 708 | 708
2019-06-17 11:00 | 25.5285 | 25.5285 | 641 | 641
2019-06-17 12:00 | 60.8941 | 60.8941 | 1529 | 1529
2019-06-17 13:00 | 27.9579 | 27.9579 | 702 | 702
2019-06-17 14:00 | 29.9891 | 29.9891 | 753 | 753
2019-06-17 15:00 | 20.4706 | 20.4706 | 514 | 514
2019-06-17 16:00 | 22.7805 | 22.7805 | 572 | 572
2019-06-17 17:00 | 24.5329 | 24.5329 | 616 | 616
2019-06-17 18:00 | 81.9223 | 81.9223 | 2057 | 2057
2019-06-17 19:00 | 83.7543 | 83.7543 | 2103 | 2103
2019-06-17 20:00 | 86.5023 | 86.5023 | 2172 | 2172
2019-06-17 21:00 | 76.5856 | 76.5856 | 1923 | 1923
2019-06-17 22:00 | 3.3454 | 3.3454 | 84 | 84
2019-06-17 23:00 | 5.8544 | 5.8544 | 147 | 147
2019-06-18 | 4.5004 | 4.5004 | 113 | 113
2019-06-18 01:00 | 5.0181 | 5.0181 | 126 | 126
2019-06-18 02:00 | 5.4164 | 5.4164 | 136 | 136
2019-06-18 03:00 | 4.2614 | 4.2614 | 107 | 107
2019-06-18 04:00 | 6.7306 | 6.7306 | 169 | 169
2019-06-18 05:00 | 3.3454 | 3.3454 | 84 | 84
2019-06-18 06:00 | 4.2614 | 4.2614 | 107 | 107
2019-06-18 07:00 | 190.7671 | 190.7671 | 4790 | 4790
2019-06-18 08:00 | 24.971 | 24.971 | 627 | 627
2019-06-18 09:00 | 26.7233 | 26.7233 | 671 | 671
2019-06-18 10:00 | 29.0332 | 29.0332 | 729 | 729
2019-06-18 11:00 | 29.7103 | 29.7103 | 746 | 746
2019-06-18 12:00 | 70.6117 | 70.6117 | 1773 | 1773
2019-06-18 13:00 | 28.0376 | 28.0376 | 704 | 704
2019-06-18 14:00 | 25.0108 | 25.0108 | 628 | 628
2019-06-18 15:00 | 29.2324 | 29.2324 | 734 | 734
2019-06-18 16:00 | 29.3917 | 29.3917 | 738 | 738
2019-06-18 17:00 | 28.9934 | 28.9934 | 728 | 728
2019-06-18 18:00 | 78.9354 | 78.9354 | 1982 | 1982
2019-06-18 19:00 | 77.7804 | 77.7804 | 1953 | 1953
2019-06-18 20:00 | 76.7847 | 76.7847 | 1928 | 1928
2019-06-18 21:00 | 91.839 | 91.839 | 2306 | 2306
2019-06-18 22:00 | 3.664 | 3.664 | 92 | 92
2019-06-18 23:00 | 4.8588 | 4.8588 | 122 | 122
2019-06-19 | 4.7393 | 4.7393 | 119 | 119
2019-06-19 01:00 | 7.5271 | 7.5271 | 189 | 189
2019-06-19 02:00 | 5.4164 | 5.4164 | 136 | 136
2019-06-19 03:00 | 4.5402 | 4.5402 | 114 | 114
2019-06-19 04:00 | 1.4337 | 1.4337 | 36 | 36
2019-06-19 05:00 | 3.5047 | 3.5047 | 88 | 88
2019-06-19 06:00 | 4.3809 | 4.3809 | 110 | 110
2019-06-19 07:00 | 203.3123 | 203.3123 | 5105 | 5105
2019-06-19 08:00 | 23.2584 | 23.2584 | 584 | 584
2019-06-19 09:00 | 24.5329 | 24.5329 | 616 | 616
2019-06-19 10:00 | 30.1882 | 30.1882 | 758 | 758
2019-06-19 11:00 | 22.2628 | 22.2628 | 559 | 559
2019-06-19 12:00 | 62.6066 | 62.6066 | 1572 | 1572
2019-06-19 13:00 | 23.1788 | 23.1788 | 582 | 582
2019-06-19 14:00 | 26.564 | 26.564 | 667 | 667
2019-06-19 15:00 | 28.8341 | 28.8341 | 724 | 724
2019-06-19 16:00 | 25.6082 | 25.6082 | 643 | 643
2019-06-19 17:00 | 26.5242 | 26.5242 | 666 | 666
2019-06-19 18:00 | 84.1924 | 84.1924 | 2114 | 2114
2019-06-19 19:00 | 78.776 | 78.776 | 1978 | 1978
2019-06-19 20:00 | 72.4835 | 72.4835 | 1820 | 1820
2019-06-19 21:00 | 80.6877 | 80.6877 | 2026 | 2026
2019-06-19 22:00 | 4.7393 | 4.7393 | 119 | 119
2019-06-19 23:00 | 4.7791 | 4.7791 | 120 | 120
2019-06-20 | 3.8233 | 3.8233 | 96 | 96
2019-06-20 01:00 | 1.832 | 1.832 | 46 | 46
2019-06-20 02:00 | 3.5844 | 3.5844 | 90 | 90
2019-06-20 03:00 | 4.819 | 4.819 | 121 | 121
2019-06-20 04:00 | 4.0623 | 4.0623 | 102 | 102
2019-06-20 05:00 | 5.2969 | 5.2969 | 133 | 133
2019-06-20 06:00 | 5.9739 | 5.9739 | 150 | 150
2019-06-20 07:00 | 201.6794 | 201.6794 | 5064 | 5064
2019-06-20 08:00 | 19.7936 | 19.7936 | 497 | 497
2019-06-20 09:00 | 24.0151 | 24.0151 | 603 | 603
2019-06-20 10:00 | 25.9666 | 25.9666 | 652 | 652
2019-06-20 11:00 | 25.4091 | 25.4091 | 638 | 638
2019-06-20 12:00 | 71.2091 | 71.2091 | 1788 | 1788
2019-06-20 13:00 | 27.0818 | 27.0818 | 680 | 680
2019-06-20 14:00 | 27.7588 | 27.7588 | 697 | 697
2019-06-20 15:00 | 27.2012 | 27.2012 | 683 | 683
2019-06-20 16:00 | 23.1788 | 23.1788 | 582 | 582
2019-06-20 17:00 | 22.223 | 22.223 | 558 | 558
2019-06-20 18:00 | 93.671 | 93.671 | 2352 | 2352
2019-06-20 19:00 | 88.8521 | 88.8521 | 2231 | 2231
2019-06-20 20:00 | 90.7637 | 90.7637 | 2279 | 2279
2019-06-20 21:00 | 87.3785 | 87.3785 | 2194 | 2194
2019-06-20 22:00 | 4.7393 | 4.7393 | 119 | 119
2019-06-20 23:00 | 5.1376 | 5.1376 | 129 | 129
2019-06-21 | 6.7306 | 6.7306 | 169 | 169
2019-06-21 01:00 | 5.496 | 5.496 | 138 | 138
2019-06-21 02:00 | 6.1332 | 6.1332 | 154 | 154
2019-06-21 03:00 | 6.651 | 6.651 | 167 | 167
2019-06-21 04:00 | 4.2614 | 4.2614 | 107 | 107
2019-06-21 05:00 | 4.5004 | 4.5004 | 113 | 113
2019-06-21 06:00 | 4.2614 | 4.2614 | 107 | 107
2019-06-21 07:00 | 181.3283 | 181.3283 | 4553 | 4553
2019-06-21 08:00 | 21.1875 | 21.1875 | 532 | 532
2019-06-21 09:00 | 31.3431 | 31.3431 | 787 | 787
2019-06-21 10:00 | 31.6219 | 31.6219 | 794 | 794
2019-06-21 11:00 | 26.4047 | 26.4047 | 663 | 663
2019-06-21 12:00 | 59.1816 | 59.1816 | 1486 | 1486
2019-06-21 13:00 | 25.3692 | 25.3692 | 637 | 637
2019-06-21 14:00 | 26.6038 | 26.6038 | 668 | 668
2019-06-21 15:00 | 25.9268 | 25.9268 | 651 | 651
2019-06-21 16:00 | 22.7407 | 22.7407 | 571 | 571
2019-06-21 17:00 | 28.635 | 28.635 | 719 | 719
2019-06-21 18:00 | 76.7449 | 76.7449 | 1927 | 1927
2019-06-21 19:00 | 83.5154 | 83.5154 | 2097 | 2097
2019-06-21 20:00 | 77.9795 | 77.9795 | 1958 | 1958
2019-06-21 21:00 | 88.8521 | 88.8521 | 2231 | 2231
2019-06-21 22:00 | 7.2882 | 7.2882 | 183 | 183
2019-06-21 23:00 | 2.7878 | 2.7878 | 70 | 70
2019-06-22 | 9.5184 | 9.5184 | 239 | 239
2019-06-22 01:00 | 4.8986 | 4.8986 | 123 | 123
2019-06-22 02:00 | 8.3635 | 8.3635 | 210 | 210
2019-06-22 03:00 | 7.8856 | 7.8856 | 198 | 198
2019-06-22 04:00 | 5.6951 | 5.6951 | 143 | 143
2019-06-22 05:00 | 8.9609 | 8.9609 | 225 | 225
2019-06-22 06:00 | 7.2085 | 7.2085 | 181 | 181
2019-06-22 07:00 | 182.762 | 182.762 | 4589 | 4589
2019-06-22 08:00 | 195.5064 | 195.5064 | 4909 | 4909
2019-06-22 09:00 | 26.2852 | 26.2852 | 660 | 660
2019-06-22 10:00 | 29.3518 | 29.3518 | 737 | 737
2019-06-22 11:00 | 26.0463 | 26.0463 | 654 | 654
2019-06-22 12:00 | 24.5329 | 24.5329 | 616 | 616
2019-06-22 13:00 | 22.9 | 22.9 | 575 | 575
2019-06-22 14:00 | 34.7284 | 34.7284 | 872 | 872
2019-06-22 15:00 | 95.2641 | 95.2641 | 2392 | 2392
2019-06-22 16:00 | 101.4769 | 101.4769 | 2548 | 2548
2019-06-22 17:00 | 16.0499 | 16.0499 | 403 | 403
2019-06-22 18:00 | 12.8638 | 12.8638 | 323 | 323
2019-06-22 19:00 | 17.3244 | 17.3244 | 435 | 435
2019-06-22 20:00 | 59.9383 | 59.9383 | 1505 | 1505
2019-06-22 21:00 | 57.5886 | 57.5886 | 1446 | 1446
2019-06-22 22:00 | 64.6378 | 64.6378 | 1623 | 1623
2019-06-22 23:00 | 7.0094 | 7.0094 | 176 | 176
2019-06-23 | 6.3324 | 6.3324 | 159 | 159
2019-06-23 01:00 | 4.8588 | 4.8588 | 122 | 122
2019-06-23 02:00 | 10.9522 | 10.9522 | 275 | 275
2019-06-23 03:00 | 5.5358 | 5.5358 | 139 | 139
2019-06-23 04:00 | 9.0007 | 9.0007 | 226 | 226
2019-06-23 05:00 | 8.3237 | 8.3237 | 209 | 209
2019-06-23 06:00 | 6.1332 | 6.1332 | 154 | 154
2019-06-23 07:00 | 192.0415 | 192.0415 | 4822 | 4822
2019-06-23 08:00 | 185.2312 | 185.2312 | 4651 | 4651
2019-06-23 09:00 | 31.4228 | 31.4228 | 789 | 789
2019-06-23 10:00 | 25.4887 | 25.4887 | 640 | 640
2019-06-23 11:00 | 26.4844 | 26.4844 | 665 | 665
2019-06-23 12:00 | 29.5111 | 29.5111 | 741 | 741
2019-06-23 13:00 | 30.5865 | 30.5865 | 768 | 768
2019-06-23 14:00 | 29.8298 | 29.8298 | 749 | 749
2019-06-23 15:00 | 95.7818 | 95.7818 | 2405 | 2405
2019-06-23 16:00 | 98.5298 | 98.5298 | 2474 | 2474
2019-06-23 17:00 | 12.824 | 12.824 | 322 | 322
2019-06-23 18:00 | 14.3772 | 14.3772 | 361 | 361
2019-06-23 19:00 | 15.2136 | 15.2136 | 382 | 382
2019-06-23 20:00 | 60.1374 | 60.1374 | 1510 | 1510
2019-06-23 21:00 | 66.3105 | 66.3105 | 1665 | 1665
2019-06-23 22:00 | 54.4025 | 54.4025 | 1366 | 1366
2019-06-23 23:00 | 8.5228 | 8.5228 | 214 | 214
2019-06-24 | 4.341 | 4.341 | 109 | 109
2019-06-24 01:00 | 6.2925 | 6.2925 | 158 | 158
2019-06-24 02:00 | 4.6198 | 4.6198 | 116 | 116
2019-06-24 03:00 | 4.6995 | 4.6995 | 118 | 118
2019-06-24 04:00 | 5.3367 | 5.3367 | 134 | 134
2019-06-24 05:00 | 4.6995 | 4.6995 | 118 | 118
2019-06-24 06:00 | 2.6683 | 2.6683 | 67 | 67
2019-06-24 07:00 | 192.7186 | 192.7186 | 4839 | 4839
2019-06-24 08:00 | 25.3294 | 25.3294 | 636 | 636
2019-06-24 09:00 | 27.1216 | 27.1216 | 681 | 681
2019-06-24 10:00 | 26.4844 | 26.4844 | 665 | 665
2019-06-24 11:00 | 28.1969 | 28.1969 | 708 | 708
2019-06-24 12:00 | 74.8333 | 74.8333 | 1879 | 1879
2019-06-24 13:00 | 24.8117 | 24.8117 | 623 | 623
2019-06-24 14:00 | 23.4576 | 23.4576 | 589 | 589
2019-06-24 15:00 | 22.4619 | 22.4619 | 564 | 564
2019-06-24 16:00 | 22.9 | 22.9 | 575 | 575
2019-06-24 17:00 | 22.7805 | 22.7805 | 572 | 572
2019-06-24 18:00 | 81.8028 | 81.8028 | 2054 | 2054
2019-06-24 19:00 | 75.1519 | 75.1519 | 1887 | 1887
2019-06-24 20:00 | 79.7319 | 79.7319 | 2002 | 2002
2019-06-24 21:00 | 90.6044 | 90.6044 | 2275 | 2275
2019-06-24 22:00 | 3.5844 | 3.5844 | 90 | 90
2019-06-24 23:00 | 3.3454 | 3.3454 | 84 | 84
2019-06-25 | 4.4605 | 4.4605 | 112 | 112
2019-06-25 01:00 | 4.4207 | 4.4207 | 111 | 111
2019-06-25 02:00 | 5.0977 | 5.0977 | 128 | 128
2019-06-25 03:00 | 5.0579 | 5.0579 | 127 | 127
2019-06-25 04:00 | 3.9826 | 3.9826 | 100 | 100
2019-06-25 05:00 | 4.6995 | 4.6995 | 118 | 118
2019-06-25 06:00 | 4.5004 | 4.5004 | 113 | 113
2019-06-25 07:00 | 200.5245 | 200.5245 | 5035 | 5035
2019-06-25 08:00 | 25.4091 | 25.4091 | 638 | 638
2019-06-25 09:00 | 22.2628 | 22.2628 | 559 | 559
2019-06-25 10:00 | 21.3468 | 21.3468 | 536 | 536
2019-06-25 11:00 | 22.5416 | 22.5416 | 566 | 566
2019-06-25 12:00 | 69.5364 | 69.5364 | 1746 | 1746
2019-06-25 13:00 | 22.5814 | 22.5814 | 567 | 567
2019-06-25 14:00 | 26.6437 | 26.6437 | 669 | 669
2019-06-25 15:00 | 24.971 | 24.971 | 627 | 627
2019-06-25 16:00 | 25.7675 | 25.7675 | 647 | 647
2019-06-25 17:00 | 24.732 | 24.732 | 621 | 621
2019-06-25 18:00 | 79.8115 | 79.8115 | 2004 | 2004
2019-06-25 19:00 | 75.112 | 75.112 | 1886 | 1886
2019-06-25 20:00 | 69.1381 | 69.1381 | 1736 | 1736
2019-06-25 21:00 | 76.3068 | 76.3068 | 1916 | 1916
2019-06-25 22:00 | 4.341 | 4.341 | 109 | 109
2019-06-25 23:00 | 5.1376 | 5.1376 | 129 | 129
2019-06-26 | 3.425 | 3.425 | 86 | 86
2019-06-26 01:00 | 3.5844 | 3.5844 | 90 | 90
2019-06-26 02:00 | 4.5402 | 4.5402 | 114 | 114
2019-06-26 03:00 | 3.3852 | 3.3852 | 85 | 85
2019-06-26 04:00 | 4.1419 | 4.1419 | 104 | 104
2019-06-26 05:00 | 2.5489 | 2.5489 | 64 | 64
2019-06-26 06:00 | 3.1861 | 3.1861 | 80 | 80
2019-06-26 07:00 | 194.3514 | 194.3514 | 4880 | 4880
2019-06-26 08:00 | 28.4358 | 28.4358 | 714 | 714
2019-06-26 09:00 | 20.8291 | 20.8291 | 523 | 523
2019-06-26 10:00 | 26.1259 | 26.1259 | 656 | 656
2019-06-26 11:00 | 26.803 | 26.803 | 673 | 673
2019-06-26 12:00 | 62.2084 | 62.2084 | 1562 | 1562
2019-06-26 13:00 | 27.8385 | 27.8385 | 699 | 699
2019-06-26 14:00 | 26.7233 | 26.7233 | 671 | 671
2019-06-26 15:00 | 27.8783 | 27.8783 | 700 | 700
2019-06-26 16:00 | 22.0637 | 22.0637 | 554 | 554
2019-06-26 17:00 | 27.4402 | 27.4402 | 689 | 689
2019-06-26 18:00 | 71.448 | 71.448 | 1794 | 1794
2019-06-26 19:00 | 82.002 | 82.002 | 2059 | 2059
2019-06-26 20:00 | 83.3959 | 83.3959 | 2094 | 2094
2019-06-26 21:00 | 81.2453 | 81.2453 | 2040 | 2040
2019-06-26 22:00 | 3.2259 | 3.2259 | 81 | 81
2019-06-26 23:00 | 3.0268 | 3.0268 | 76 | 76
2019-06-27 | 5.8146 | 5.8146 | 146 | 146
2019-06-27 01:00 | 6.651 | 6.651 | 167 | 167
2019-06-27 02:00 | 2.4692 | 2.4692 | 62 | 62
2019-06-27 03:00 | 2.4294 | 2.4294 | 61 | 61
2019-06-27 04:00 | 5.0579 | 5.0579 | 127 | 127
2019-06-27 05:00 | 3.4649 | 3.4649 | 87 | 87
2019-06-27 06:00 | 7.1289 | 7.1289 | 179 | 179
2019-06-27 07:00 | 192.5194 | 192.5194 | 4834 | 4834
2019-06-27 08:00 | 21.5858 | 21.5858 | 542 | 542
2019-06-27 09:00 | 23.0991 | 23.0991 | 580 | 580
2019-06-27 10:00 | 23.3779 | 23.3779 | 587 | 587
2019-06-27 11:00 | 26.4047 | 26.4047 | 663 | 663
2019-06-27 12:00 | 59.9383 | 59.9383 | 1505 | 1505
2019-06-27 13:00 | 24.0948 | 24.0948 | 605 | 605
2019-06-27 14:00 | 29.8696 | 29.8696 | 750 | 750
2019-06-27 15:00 | 23.816 | 23.816 | 598 | 598
2019-06-27 16:00 | 21.5858 | 21.5858 | 542 | 542
2019-06-27 17:00 | 22.1035 | 22.1035 | 555 | 555
2019-06-27 18:00 | 75.351 | 75.351 | 1892 | 1892
2019-06-27 19:00 | 84.1924 | 84.1924 | 2114 | 2114
2019-06-27 20:00 | 82.2011 | 82.2011 | 2064 | 2064
2019-06-27 21:00 | 77.422 | 77.422 | 1944 | 1944
2019-06-27 22:00 | 6.0137 | 6.0137 | 151 | 151
2019-06-27 23:00 | 4.3012 | 4.3012 | 108 | 108
2019-06-28 | 6.3722 | 6.3722 | 160 | 160
2019-06-28 01:00 | 4.4207 | 4.4207 | 111 | 111
2019-06-28 02:00 | 5.6155 | 5.6155 | 141 | 141
2019-06-28 03:00 | 4.3809 | 4.3809 | 110 | 110
2019-06-28 04:00 | 3.7437 | 3.7437 | 94 | 94
2019-06-28 05:00 | 4.1021 | 4.1021 | 103 | 103
2019-06-28 06:00 | 2.5887 | 2.5887 | 65 | 65
2019-06-28 07:00 | 202.3565 | 202.3565 | 5081 | 5081
2019-06-28 08:00 | 23.7762 | 23.7762 | 597 | 597
2019-06-28 09:00 | 25.3294 | 25.3294 | 636 | 636
2019-06-28 10:00 | 30.1484 | 30.1484 | 757 | 757
2019-06-28 11:00 | 27.2012 | 27.2012 | 683 | 683
2019-06-28 12:00 | 64.2793 | 64.2793 | 1614 | 1614
2019-06-28 13:00 | 23.0593 | 23.0593 | 579 | 579
2019-06-28 14:00 | 25.3692 | 25.3692 | 637 | 637
2019-06-28 15:00 | 28.5553 | 28.5553 | 717 | 717
2019-06-28 16:00 | 24.6524 | 24.6524 | 619 | 619
2019-06-28 17:00 | 26.2454 | 26.2454 | 659 | 659
2019-06-28 18:00 | 80.8072 | 80.8072 | 2029 | 2029
2019-06-28 19:00 | 76.8644 | 76.8644 | 1930 | 1930
2019-06-28 20:00 | 78.6964 | 78.6964 | 1976 | 1976
2019-06-28 21:00 | 81.086 | 81.086 | 2036 | 2036
2019-06-28 22:00 | 5.0977 | 5.0977 | 128 | 128
2019-06-28 23:00 | 1.9913 | 1.9913 | 50 | 50
2019-06-29 | 5.8943 | 5.8943 | 148 | 148
2019-06-29 01:00 | 8.7617 | 8.7617 | 220 | 220
2019-06-29 02:00 | 6.412 | 6.412 | 161 | 161
2019-06-29 03:00 | 9.0405 | 9.0405 | 227 | 227
2019-06-29 04:00 | 7.2484 | 7.2484 | 182 | 182
2019-06-29 05:00 | 10.1557 | 10.1557 | 255 | 255
2019-06-29 06:00 | 6.8103 | 6.8103 | 171 | 171
2019-06-29 07:00 | 194.7099 | 194.7099 | 4889 | 4889
2019-06-29 08:00 | 170.0575 | 170.0575 | 4270 | 4270
2019-06-29 09:00 | 30.467 | 30.467 | 765 | 765
2019-06-29 10:00 | 27.0818 | 27.0818 | 680 | 680
2019-06-29 11:00 | 26.2056 | 26.2056 | 658 | 658
2019-06-29 12:00 | 27.8385 | 27.8385 | 699 | 699
2019-06-29 13:00 | 26.1658 | 26.1658 | 657 | 657
2019-06-29 14:00 | 31.0644 | 31.0644 | 780 | 780
2019-06-29 15:00 | 87.0201 | 87.0201 | 2185 | 2185
2019-06-29 16:00 | 83.0374 | 83.0374 | 2085 | 2085
2019-06-29 17:00 | 18.2005 | 18.2005 | 457 | 457
2019-06-29 18:00 | 16.1296 | 16.1296 | 405 | 405
2019-06-29 19:00 | 17.8023 | 17.8023 | 447 | 447
2019-06-29 20:00 | 55.2786 | 55.2786 | 1388 | 1388
2019-06-29 21:00 | 58.1859 | 58.1859 | 1461 | 1461
2019-06-29 22:00 | 55.7167 | 55.7167 | 1399 | 1399
2019-06-29 23:00 | 6.9696 | 6.9696 | 175 | 175
2019-06-30 | 10.1557 | 10.1557 | 255 | 255
2019-06-30 01:00 | 8.1644 | 8.1644 | 205 | 205
2019-06-30 02:00 | 9.16 | 9.16 | 230 | 230
2019-06-30 03:00 | 11.908 | 11.908 | 299 | 299
2019-06-30 04:00 | 8.7617 | 8.7617 | 220 | 220
2019-06-30 05:00 | 10.4344 | 10.4344 | 262 | 262
2019-06-30 06:00 | 6.5713 | 6.5713 | 165 | 165
2019-06-30 07:00 | 188.497 | 188.497 | 4733 | 4733
2019-06-30 08:00 | 177.5846 | 177.5846 | 4459 | 4459
2019-06-30 09:00 | 27.4004 | 27.4004 | 688 | 688
2019-06-30 10:00 | 30.1085 | 30.1085 | 756 | 756
2019-06-30 11:00 | 31.6618 | 31.6618 | 795 | 795
2019-06-30 12:00 | 28.2367 | 28.2367 | 709 | 709
2019-06-30 13:00 | 26.4844 | 26.4844 | 665 | 665
2019-06-30 14:00 | 31.5025 | 31.5025 | 791 | 791
2019-06-30 15:00 | 94.7861 | 94.7861 | 2380 | 2380
2019-06-30 16:00 | 92.7948 | 92.7948 | 2330 | 2330
2019-06-30 17:00 | 14.2179 | 14.2179 | 357 | 357
2019-06-30 18:00 | 12.7444 | 12.7444 | 320 | 320
2019-06-30 19:00 | 14.8153 | 14.8153 | 372 | 372
2019-06-30 20:00 | 55.6371 | 55.6371 | 1397 | 1397
2019-06-30 21:00 | 50.6986 | 50.6986 | 1273 | 1273
2019-06-30 22:00 | 59.3807 | 59.3807 | 1491 | 1491
2019-06-30 23:00 | 7.7661 | 7.7661 | 195 | 195
2019-07-01 | 5.496 | 5.496 | 138 | 138
2019-07-01 01:00 | 4.1419 | 4.1419 | 104 | 104
2019-07-01 02:00 | 1.9913 | 1.9913 | 50 | 50
2019-07-01 03:00 | 4.4605 | 4.4605 | 112 | 112
2019-07-01 04:00 | 2.9073 | 2.9073 | 73 | 73
2019-07-01 05:00 | 4.2614 | 4.2614 | 107 | 107
2019-07-01 06:00 | 6.9297 | 6.9297 | 174 | 174
2019-07-01 07:00 | 200.8033 | 200.8033 | 5042 | 5042
2019-07-01 08:00 | 24.0948 | 24.0948 | 605 | 605
2019-07-01 09:00 | 26.2056 | 26.2056 | 658 | 658
2019-07-01 10:00 | 24.4931 | 24.4931 | 615 | 615
2019-07-01 11:00 | 27.4402 | 27.4402 | 689 | 689
2019-07-01 12:00 | 70.2134 | 70.2134 | 1763 | 1763
2019-07-01 13:00 | 27.2012 | 27.2012 | 683 | 683
2019-07-01 14:00 | 23.7762 | 23.7762 | 597 | 597
2019-07-01 15:00 | 29.8696 | 29.8696 | 750 | 750
2019-07-01 16:00 | 30.3873 | 30.3873 | 763 | 763
2019-07-01 17:00 | 23.0593 | 23.0593 | 579 | 579
2019-07-01 18:00 | 85.9049 | 85.9049 | 2157 | 2157
2019-07-01 19:00 | 73.9173 | 73.9173 | 1856 | 1856
2019-07-01 20:00 | 72.5233 | 72.5233 | 1821 | 1821
2019-07-01 21:00 | 82.002 | 82.002 | 2059 | 2059
2019-07-01 22:00 | 5.3367 | 5.3367 | 134 | 134
2019-07-01 23:00 | 5.0181 | 5.0181 | 126 | 126
2019-07-02 | 4.2216 | 4.2216 | 106 | 106
2019-07-02 01:00 | 3.4649 | 3.4649 | 87 | 87
2019-07-02 02:00 | 5.9341 | 5.9341 | 149 | 149
2019-07-02 03:00 | 4.8588 | 4.8588 | 122 | 122
2019-07-02 04:00 | 4.1817 | 4.1817 | 105 | 105
2019-07-02 05:00 | 6.0536 | 6.0536 | 152 | 152
2019-07-02 06:00 | 3.2657 | 3.2657 | 82 | 82
2019-07-02 07:00 | 210.6005 | 210.6005 | 5288 | 5288
2019-07-02 08:00 | 24.7718 | 24.7718 | 622 | 622
2019-07-02 09:00 | 27.0818 | 27.0818 | 680 | 680
2019-07-02 10:00 | 19.0369 | 19.0369 | 478 | 478
2019-07-02 11:00 | 22.5814 | 22.5814 | 567 | 567
2019-07-02 12:00 | 69.7355 | 69.7355 | 1751 | 1751
2019-07-02 13:00 | 23.4178 | 23.4178 | 588 | 588
2019-07-02 14:00 | 23.4974 | 23.4974 | 590 | 590
2019-07-02 15:00 | 25.2099 | 25.2099 | 633 | 633
2019-07-02 16:00 | 25.5285 | 25.5285 | 641 | 641
2019-07-02 17:00 | 21.3468 | 21.3468 | 536 | 536
2019-07-02 18:00 | 75.9484 | 75.9484 | 1907 | 1907
2019-07-02 19:00 | 76.5856 | 76.5856 | 1923 | 1923
2019-07-02 20:00 | 78.099 | 78.099 | 1961 | 1961
2019-07-02 21:00 | 83.9534 | 83.9534 | 2108 | 2108
2019-07-02 22:00 | 5.8146 | 5.8146 | 146 | 146
2019-07-02 23:00 | 5.0181 | 5.0181 | 126 | 126
2019-07-03 | 6.9696 | 6.9696 | 175 | 175
2019-07-03 01:00 | 3.903 | 3.903 | 98 | 98
2019-07-03 02:00 | 5.735 | 5.735 | 144 | 144
2019-07-03 03:00 | 3.9428 | 3.9428 | 99 | 99
2019-07-03 04:00 | 4.6198 | 4.6198 | 116 | 116
2019-07-03 05:00 | 4.0224 | 4.0224 | 101 | 101
2019-07-03 06:00 | 5.5358 | 5.5358 | 139 | 139
2019-07-03 07:00 | 190.4086 | 190.4086 | 4781 | 4781
2019-07-03 08:00 | 29.0731 | 29.0731 | 730 | 730
2019-07-03 09:00 | 21.0282 | 21.0282 | 528 | 528
2019-07-03 10:00 | 23.5372 | 23.5372 | 591 | 591
2019-07-03 11:00 | 24.8913 | 24.8913 | 625 | 625
2019-07-03 12:00 | 56.6726 | 56.6726 | 1423 | 1423
2019-07-03 13:00 | 24.8117 | 24.8117 | 623 | 623
2019-07-03 14:00 | 28.6748 | 28.6748 | 720 | 720
2019-07-03 15:00 | 27.0021 | 27.0021 | 678 | 678
2019-07-03 16:00 | 21.9442 | 21.9442 | 551 | 551
2019-07-03 17:00 | 18.6386 | 18.6386 | 468 | 468
2019-07-03 18:00 | 74.2757 | 74.2757 | 1865 | 1865
2019-07-03 19:00 | 77.6609 | 77.6609 | 1950 | 1950
2019-07-03 20:00 | 87.4183 | 87.4183 | 2195 | 2195
2019-07-03 21:00 | 78.4973 | 78.4973 | 1971 | 1971
2019-07-03 22:00 | 5.1774 | 5.1774 | 130 | 130
2019-07-03 23:00 | 3.1064 | 3.1064 | 78 | 78
2019-07-04 | 4.8588 | 4.8588 | 122 | 122
2019-07-04 01:00 | 4.5004 | 4.5004 | 113 | 113
2019-07-04 02:00 | 5.0977 | 5.0977 | 128 | 128
2019-07-04 03:00 | 5.4164 | 5.4164 | 136 | 136
2019-07-04 04:00 | 4.9384 | 4.9384 | 124 | 124
2019-07-04 05:00 | 4.3012 | 4.3012 | 108 | 108
2019-07-04 06:00 | 4.7791 | 4.7791 | 120 | 120
2019-07-04 07:00 | 197.8959 | 197.8959 | 4969 | 4969
2019-07-04 08:00 | 28.2367 | 28.2367 | 709 | 709
2019-07-04 09:00 | 21.4663 | 21.4663 | 539 | 539
2019-07-04 10:00 | 29.1527 | 29.1527 | 732 | 732
2019-07-04 11:00 | 25.3294 | 25.3294 | 636 | 636
2019-07-04 12:00 | 58.863 | 58.863 | 1478 | 1478
2019-07-04 13:00 | 22.5814 | 22.5814 | 567 | 567
2019-07-04 14:00 | 29.6306 | 29.6306 | 744 | 744
2019-07-04 15:00 | 19.6741 | 19.6741 | 494 | 494
2019-07-04 16:00 | 21.5858 | 21.5858 | 542 | 542
2019-07-04 17:00 | 26.6437 | 26.6437 | 669 | 669
2019-07-04 18:00 | 88.9317 | 88.9317 | 2233 | 2233
2019-07-04 19:00 | 69.3373 | 69.3373 | 1741 | 1741
2019-07-04 20:00 | 68.7797 | 68.7797 | 1727 | 1727
2019-07-04 21:00 | 86.4625 | 86.4625 | 2171 | 2171
2019-07-04 22:00 | 6.0137 | 6.0137 | 151 | 151
2019-07-04 23:00 | 3.9428 | 3.9428 | 99 | 99
2019-07-05 | 3.0666 | 3.0666 | 77 | 77
2019-07-05 01:00 | 4.6597 | 4.6597 | 117 | 117
2019-07-05 02:00 | 5.257 | 5.257 | 132 | 132
2019-07-05 03:00 | 3.3852 | 3.3852 | 85 | 85
2019-07-05 04:00 | 6.3722 | 6.3722 | 160 | 160
2019-07-05 05:00 | 4.6597 | 4.6597 | 117 | 117
2019-07-05 06:00 | 4.6198 | 4.6198 | 116 | 116
2019-07-05 07:00 | 187.4217 | 187.4217 | 4706 | 4706
2019-07-05 08:00 | 25.3294 | 25.3294 | 636 | 636
2019-07-05 09:00 | 22.6611 | 22.6611 | 569 | 569
2019-07-05 10:00 | 24.055 | 24.055 | 604 | 604
2019-07-05 11:00 | 24.3736 | 24.3736 | 612 | 612
2019-07-05 12:00 | 62.7261 | 62.7261 | 1575 | 1575
2019-07-05 13:00 | 20.8291 | 20.8291 | 523 | 523
2019-07-05 14:00 | 22.7805 | 22.7805 | 572 | 572
2019-07-05 15:00 | 25.6878 | 25.6878 | 645 | 645
2019-07-05 16:00 | 21.8645 | 21.8645 | 549 | 549
2019-07-05 17:00 | 23.3381 | 23.3381 | 586 | 586
2019-07-05 18:00 | 66.868 | 66.868 | 1679 | 1679
2019-07-05 19:00 | 81.3249 | 81.3249 | 2042 | 2042
2019-07-05 20:00 | 84.9491 | 84.9491 | 2133 | 2133
2019-07-05 21:00 | 84.0729 | 84.0729 | 2111 | 2111
2019-07-05 22:00 | 4.0224 | 4.0224 | 101 | 101
2019-07-05 23:00 | 7.6864 | 7.6864 | 193 | 193
2019-07-06 | 4.5004 | 4.5004 | 113 | 113
2019-07-06 01:00 | 9.0804 | 9.0804 | 228 | 228
2019-07-06 02:00 | 7.4077 | 7.4077 | 186 | 186
2019-07-06 03:00 | 8.2042 | 8.2042 | 206 | 206
2019-07-06 04:00 | 8.9609 | 8.9609 | 225 | 225
2019-07-06 05:00 | 6.8103 | 6.8103 | 171 | 171
2019-07-06 06:00 | 6.2129 | 6.2129 | 156 | 156
2019-07-06 07:00 | 186.7845 | 186.7845 | 4690 | 4690
2019-07-06 08:00 | 178.182 | 178.182 | 4474 | 4474
2019-07-06 09:00 | 23.3381 | 23.3381 | 586 | 586
2019-07-06 10:00 | 25.3692 | 25.3692 | 637 | 637
2019-07-06 11:00 | 28.4757 | 28.4757 | 715 | 715
2019-07-06 12:00 | 29.2324 | 29.2324 | 734 | 734
2019-07-06 13:00 | 22.3026 | 22.3026 | 560 | 560
2019-07-06 14:00 | 27.7986 | 27.7986 | 698 | 698
2019-07-06 15:00 | 103.4682 | 103.4682 | 2598 | 2598
2019-07-06 16:00 | 90.3654 | 90.3654 | 2269 | 2269
2019-07-06 17:00 | 13.2621 | 13.2621 | 333 | 333
2019-07-06 18:00 | 12.5851 | 12.5851 | 316 | 316
2019-07-06 19:00 | 13.5807 | 13.5807 | 341 | 341
2019-07-06 20:00 | 51.296 | 51.296 | 1288 | 1288
2019-07-06 21:00 | 47.4727 | 47.4727 | 1192 | 1192
2019-07-06 22:00 | 56.7522 | 56.7522 | 1425 | 1425
2019-07-06 23:00 | 4.9783 | 4.9783 | 125 | 125
2019-07-07 | 8.3635 | 8.3635 | 210 | 210
2019-07-07 01:00 | 8.9609 | 8.9609 | 225 | 225
2019-07-07 02:00 | 9.0804 | 9.0804 | 228 | 228
2019-07-07 03:00 | 6.5713 | 6.5713 | 165 | 165
2019-07-07 04:00 | 8.7617 | 8.7617 | 220 | 220
2019-07-07 05:00 | 8.6821 | 8.6821 | 218 | 218
2019-07-07 06:00 | 10.2751 | 10.2751 | 258 | 258
2019-07-07 07:00 | 172.9648 | 172.9648 | 4343 | 4343
2019-07-07 08:00 | 188.0987 | 188.0987 | 4723 | 4723
2019-07-07 09:00 | 24.3338 | 24.3338 | 611 | 611
2019-07-07 10:00 | 25.8471 | 25.8471 | 649 | 649
2019-07-07 11:00 | 29.5111 | 29.5111 | 741 | 741
2019-07-07 12:00 | 25.5285 | 25.5285 | 641 | 641
2019-07-07 13:00 | 25.6878 | 25.6878 | 645 | 645
2019-07-07 14:00 | 33.215 | 33.215 | 834 | 834
2019-07-07 15:00 | 96.3394 | 96.3394 | 2419 | 2419
2019-07-07 16:00 | 87.498 | 87.498 | 2197 | 2197
2019-07-07 17:00 | 11.3903 | 11.3903 | 286 | 286
2019-07-07 18:00 | 14.2179 | 14.2179 | 357 | 357
2019-07-07 19:00 | 11.3504 | 11.3504 | 285 | 285
2019-07-07 20:00 | 55.7964 | 55.7964 | 1401 | 1401
2019-07-07 21:00 | 56.0752 | 56.0752 | 1408 | 1408
2019-07-07 22:00 | 53.8051 | 53.8051 | 1351 | 1351
2019-07-07 23:00 | 10.3946 | 10.3946 | 261 | 261
2019-07-08 | 6.4917 | 6.4917 | 163 | 163
2019-07-08 01:00 | 5.3367 | 5.3367 | 134 | 134
2019-07-08 02:00 | 2.1506 | 2.1506 | 54 | 54
2019-07-08 03:00 | 4.7393 | 4.7393 | 119 | 119
2019-07-08 04:00 | 5.2969 | 5.2969 | 133 | 133
2019-07-08 05:00 | 4.6597 | 4.6597 | 117 | 117
2019-07-08 06:00 | 3.8631 | 3.8631 | 97 | 97
2019-07-08 07:00 | 187.581 | 187.581 | 4710 | 4710
2019-07-08 08:00 | 24.8515 | 24.8515 | 624 | 624
2019-07-08 09:00 | 22.1433 | 22.1433 | 556 | 556
2019-07-08 10:00 | 25.887 | 25.887 | 650 | 650
2019-07-08 11:00 | 25.3692 | 25.3692 | 637 | 637
2019-07-08 12:00 | 56.6726 | 56.6726 | 1423 | 1423
2019-07-08 13:00 | 21.7451 | 21.7451 | 546 | 546
2019-07-08 14:00 | 27.0419 | 27.0419 | 679 | 679
2019-07-08 15:00 | 24.8117 | 24.8117 | 623 | 623
2019-07-08 16:00 | 21.5061 | 21.5061 | 540 | 540
2019-07-08 17:00 | 18.9174 | 18.9174 | 475 | 475
2019-07-08 18:00 | 73.6783 | 73.6783 | 1850 | 1850
2019-07-08 19:00 | 74.7138 | 74.7138 | 1876 | 1876
2019-07-08 20:00 | 72.603 | 72.603 | 1823 | 1823
2019-07-08 21:00 | 77.4618 | 77.4618 | 1945 | 1945
2019-07-08 22:00 | 5.6951 | 5.6951 | 143 | 143
2019-07-08 23:00 | 3.6242 | 3.6242 | 91 | 91
2019-07-09 | 4.6995 | 4.6995 | 118 | 118
2019-07-09 01:00 | 3.5844 | 3.5843 | 90 | 90
2019-07-09 02:00 | 4.3012 | 4.3012 | 108 | 108
2019-07-09 03:00 | 4.3012 | 4.3012 | 108 | 108
2019-07-09 04:00 | 5.9739 | 5.9739 | 150 | 150
2019-07-09 05:00 | 3.425 | 3.425 | 86 | 86
2019-07-09 06:00 | 4.6198 | 4.6198 | 116 | 116
2019-07-09 07:00 | 203.4716 | 203.4716 | 5109 | 5109
2019-07-09 08:00 | 26.803 | 26.803 | 673 | 673
2019-07-09 09:00 | 26.3649 | 26.3649 | 662 | 662
2019-07-09 10:00 | 30.8254 | 30.8254 | 774 | 774
2019-07-09 11:00 | 27.0419 | 27.0419 | 679 | 679
2019-07-09 12:00 | 68.0628 | 68.0628 | 1709 | 1709
2019-07-09 13:00 | 23.6169 | 23.6169 | 593 | 593
2019-07-09 14:00 | 23.5771 | 23.5771 | 592 | 592
2019-07-09 15:00 | 27.719 | 27.719 | 696 | 696
2019-07-09 16:00 | 27.9978 | 27.9978 | 703 | 703
2019-07-09 17:00 | 20.7892 | 20.7892 | 522 | 522
2019-07-09 18:00 | 73.2004 | 73.2004 | 1838 | 1838
2019-07-09 19:00 | 75.7094 | 75.7094 | 1901 | 1901
2019-07-09 20:00 | 67.5849 | 67.5849 | 1697 | 1697
2019-07-09 21:00 | 76.3068 | 76.3068 | 1916 | 1916
2019-07-09 22:00 | 4.3809 | 4.3809 | 110 | 110
2019-07-09 23:00 | 5.735 | 5.735 | 144 | 144
2019-07-10 | 3.1463 | 3.1463 | 79 | 79
2019-07-10 01:00 | 5.9341 | 5.9341 | 149 | 149
2019-07-10 02:00 | 2.071 | 2.071 | 52 | 52
2019-07-10 03:00 | 1.1948 | 1.1948 | 30 | 30
2019-07-10 04:00 | 5.0579 | 5.0579 | 127 | 127
2019-07-10 05:00 | 5.6155 | 5.6155 | 141 | 141
2019-07-10 06:00 | 3.3852 | 3.3852 | 85 | 85
2019-07-10 07:00 | 199.9271 | 199.9271 | 5020 | 5020
2019-07-10 08:00 | 30.8652 | 30.8652 | 775 | 775
2019-07-10 09:00 | 30.3873 | 30.3873 | 763 | 763
2019-07-10 10:00 | 22.223 | 22.223 | 558 | 558
2019-07-10 11:00 | 26.3649 | 26.3649 | 662 | 662
2019-07-10 12:00 | 73.2402 | 73.2402 | 1839 | 1839
2019-07-10 13:00 | 22.5018 | 22.5018 | 565 | 565
2019-07-10 14:00 | 20.8689 | 20.8689 | 524 | 524
2019-07-10 15:00 | 27.8385 | 27.8385 | 699 | 699
2019-07-10 16:00 | 21.7451 | 21.7451 | 546 | 546
2019-07-10 17:00 | 19.0369 | 19.0369 | 478 | 478
2019-07-10 18:00 | 84.3119 | 84.3119 | 2117 | 2117
2019-07-10 19:00 | 83.1569 | 83.1569 | 2088 | 2088
2019-07-10 20:00 | 82.6392 | 82.6392 | 2075 | 2075
2019-07-10 21:00 | 76.028 | 76.028 | 1909 | 1909
2019-07-10 22:00 | 3.3056 | 3.3056 | 83 | 83
2019-07-10 23:00 | 4.1021 | 4.1021 | 103 | 103
2019-07-11 | 3.8233 | 3.8233 | 96 | 96
2019-07-11 01:00 | 4.7393 | 4.7393 | 119 | 119
2019-07-11 02:00 | 5.0977 | 5.0977 | 128 | 128
2019-07-11 03:00 | 3.1861 | 3.1861 | 80 | 80
2019-07-11 04:00 | 6.3722 | 6.3722 | 160 | 160
2019-07-11 05:00 | 4.2614 | 4.2614 | 107 | 107
2019-07-11 06:00 | 2.9471 | 2.9471 | 74 | 74
2019-07-11 07:00 | 192.4796 | 192.4796 | 4833 | 4833
2019-07-11 08:00 | 26.1259 | 26.1259 | 656 | 656
2019-07-11 09:00 | 31.1838 | 31.1838 | 783 | 783
2019-07-11 10:00 | 24.9311 | 24.9311 | 626 | 626
2019-07-11 11:00 | 25.3692 | 25.3692 | 637 | 637
2019-07-11 12:00 | 67.9035 | 67.9035 | 1705 | 1705
2019-07-11 13:00 | 25.2896 | 25.2896 | 635 | 635
2019-07-11 14:00 | 24.4931 | 24.4931 | 615 | 615
2019-07-11 15:00 | 23.6965 | 23.6965 | 595 | 595
2019-07-11 16:00 | 23.0195 | 23.0195 | 578 | 578
2019-07-11 17:00 | 25.648 | 25.648 | 644 | 644
2019-07-11 18:00 | 71.5277 | 71.5277 | 1796 | 1796
2019-07-11 19:00 | 82.8383 | 82.8383 | 2080 | 2080
2019-07-11 20:00 | 75.3908 | 75.3908 | 1893 | 1893
2019-07-11 21:00 | 82.0816 | 82.0816 | 2061 | 2061
2019-07-11 22:00 | 3.1064 | 3.1064 | 78 | 78
2019-07-11 23:00 | 5.9341 | 5.9341 | 149 | 149
2019-07-12 | 5.257 | 5.257 | 132 | 132
2019-07-12 01:00 | 3.1064 | 3.1064 | 78 | 78
2019-07-12 02:00 | 5.9341 | 5.9341 | 149 | 149
2019-07-12 03:00 | 5.8146 | 5.8146 | 146 | 146
2019-07-12 04:00 | 5.2172 | 5.2172 | 131 | 131
2019-07-12 05:00 | 3.2657 | 3.2657 | 82 | 82
2019-07-12 06:00 | 4.0224 | 4.0224 | 101 | 101
2019-07-12 07:00 | 211.2775 | 211.2775 | 5305 | 5305
2019-07-12 08:00 | 26.2454 | 26.2454 | 659 | 659
2019-07-12 09:00 | 20.0325 | 20.0325 | 503 | 503
2019-07-12 10:00 | 22.3823 | 22.3823 | 562 | 562
2019-07-12 11:00 | 24.3338 | 24.3338 | 611 | 611
2019-07-12 12:00 | 59.9781 | 59.9781 | 1506 | 1506
2019-07-12 13:00 | 22.8204 | 22.8204 | 573 | 573
2019-07-12 14:00 | 26.8826 | 26.8826 | 675 | 675
2019-07-12 15:00 | 31.0644 | 31.0644 | 780 | 780
2019-07-12 16:00 | 26.8428 | 26.8428 | 674 | 674
2019-07-12 17:00 | 20.0325 | 20.0325 | 503 | 503
2019-07-12 18:00 | 87.0997 | 87.0997 | 2187 | 2187
2019-07-12 19:00 | 84.0729 | 84.0729 | 2111 | 2111
2019-07-12 20:00 | 77.2627 | 77.2627 | 1940 | 1940
2019-07-12 21:00 | 82.7985 | 82.7985 | 2079 | 2079
2019-07-12 22:00 | 3.8233 | 3.8233 | 96 | 96
2019-07-12 23:00 | 6.5713 | 6.5713 | 165 | 165
2019-07-13 | 7.1687 | 7.1687 | 180 | 180
2019-07-13 01:00 | 7.3678 | 7.3678 | 185 | 185
2019-07-13 02:00 | 7.1687 | 7.1687 | 180 | 180
2019-07-13 03:00 | 6.5315 | 6.5315 | 164 | 164
2019-07-13 04:00 | 9.5583 | 9.5583 | 240 | 240
2019-07-13 05:00 | 7.6068 | 7.6068 | 191 | 191
2019-07-13 06:00 | 6.9297 | 6.9297 | 174 | 174
2019-07-13 07:00 | 182.6824 | 182.6824 | 4587 | 4587
2019-07-13 08:00 | 179.8547 | 179.8547 | 4516 | 4516
2019-07-13 09:00 | 26.1259 | 26.1259 | 656 | 656
2019-07-13 10:00 | 24.9311 | 24.9311 | 626 | 626
2019-07-13 11:00 | 21.5061 | 21.5061 | 540 | 540
2019-07-13 12:00 | 31.8211 | 31.8211 | 799 | 799
2019-07-13 13:00 | 31.3431 | 31.3431 | 787 | 787
2019-07-13 14:00 | 29.7501 | 29.7501 | 747 | 747
2019-07-13 15:00 | 89.7282 | 89.7282 | 2253 | 2253
2019-07-13 16:00 | 93.9498 | 93.9498 | 2359 | 2359
2019-07-13 17:00 | 16.8464 | 16.8464 | 423 | 423
2019-07-13 18:00 | 12.147 | 12.147 | 305 | 305
2019-07-13 19:00 | 13.4612 | 13.4612 | 338 | 338
2019-07-13 20:00 | 57.708 | 57.708 | 1449 | 1449
2019-07-13 21:00 | 57.4691 | 57.4691 | 1443 | 1443
2019-07-13 22:00 | 55.6769 | 55.6769 | 1398 | 1398
2019-07-13 23:00 | 7.6864 | 7.6864 | 193 | 193
2019-07-14 | 10.4743 | 10.4743 | 263 | 263
2019-07-14 01:00 | 8.9609 | 8.9609 | 225 | 225
2019-07-14 02:00 | 6.2129 | 6.2129 | 156 | 156
2019-07-14 03:00 | 7.4475 | 7.4475 | 187 | 187
2019-07-14 04:00 | 11.8284 | 11.8284 | 297 | 297
2019-07-14 05:00 | 7.8059 | 7.8059 | 196 | 196
2019-07-14 06:00 | 11.1115 | 11.1115 | 279 | 279
2019-07-14 07:00 | 180.4521 | 180.4521 | 4531 | 4531
2019-07-14 08:00 | 170.854 | 170.854 | 4290 | 4290
2019-07-14 09:00 | 34.4894 | 34.4894 | 866 | 866
2019-07-14 10:00 | 29.7103 | 29.7103 | 746 | 746
2019-07-14 11:00 | 26.2056 | 26.2056 | 658 | 658
2019-07-14 12:00 | 28.5553 | 28.5553 | 717 | 717
2019-07-14 13:00 | 32.7371 | 32.7371 | 822 | 822
2019-07-14 14:00 | 28.3562 | 28.3562 | 712 | 712
2019-07-14 15:00 | 87.8962 | 87.8962 | 2207 | 2207
2019-07-14 16:00 | 99.9635 | 99.9635 | 2510 | 2510
2019-07-14 17:00 | 17.9616 | 17.9616 | 451 | 451
2019-07-14 18:00 | 14.1781 | 14.1781 | 356 | 356
2019-07-14 19:00 | 13.0231 | 13.0231 | 327 | 327
2019-07-14 20:00 | 55.9557 | 55.9557 | 1405 | 1405
2019-07-14 21:00 | 56.792 | 56.792 | 1426 | 1426
2019-07-14 22:00 | 58.1859 | 58.1859 | 1461 | 1461
2019-07-14 23:00 | 7.6466 | 7.6466 | 192 | 192
2019-07-15 | 4.7393 | 4.7393 | 119 | 119
2019-07-15 01:00 | 3.0268 | 3.0268 | 76 | 76
2019-07-15 02:00 | 6.5315 | 6.5315 | 164 | 164
2019-07-15 03:00 | 3.3056 | 3.3056 | 83 | 83
2019-07-15 04:00 | 6.2925 | 6.2925 | 158 | 158
2019-07-15 05:00 | 4.3809 | 4.3809 | 110 | 110
2019-07-15 06:00 | 3.4649 | 3.4649 | 87 | 87
2019-07-15 07:00 | 185.9879 | 185.9879 | 4670 | 4670
2019-07-15 08:00 | 22.1035 | 22.1035 | 555 | 555
2019-07-15 09:00 | 23.8558 | 23.8558 | 599 | 599
2019-07-15 10:00 | 27.2809 | 27.2809 | 685 | 685
2019-07-15 11:00 | 23.5771 | 23.5771 | 592 | 592
2019-07-15 12:00 | 61.6508 | 61.6508 | 1548 | 1548
2019-07-15 13:00 | 24.8117 | 24.8117 | 623 | 623
2019-07-15 14:00 | 26.4844 | 26.4844 | 665 | 665
2019-07-15 15:00 | 24.2541 | 24.2541 | 609 | 609
2019-07-15 16:00 | 29.1129 | 29.1129 | 731 | 731
2019-07-15 17:00 | 26.4844 | 26.4844 | 665 | 665
2019-07-15 18:00 | 86.7413 | 86.7413 | 2178 | 2178
2019-07-15 19:00 | 78.4176 | 78.4176 | 1969 | 1969
2019-07-15 20:00 | 86.1041 | 86.1041 | 2162 | 2162
2019-07-15 21:00 | 78.776 | 78.776 | 1978 | 1978
2019-07-15 22:00 | 5.1376 | 5.1376 | 129 | 129
2019-07-15 23:00 | 6.1332 | 6.1332 | 154 | 154
2019-07-16 | 4.3012 | 4.3012 | 108 | 108
2019-07-16 01:00 | 4.2614 | 4.2614 | 107 | 107
2019-07-16 02:00 | 2.987 | 2.987 | 75 | 75
2019-07-16 03:00 | 4.4207 | 4.4207 | 111 | 111
2019-07-16 04:00 | 4.6198 | 4.6198 | 116 | 116
2019-07-16 05:00 | 4.9783 | 4.9783 | 125 | 125
2019-07-16 06:00 | 3.6242 | 3.6242 | 91 | 91
2019-07-16 07:00 | 195.9046 | 195.9046 | 4919 | 4919
2019-07-16 08:00 | 23.8957 | 23.8957 | 600 | 600
2019-07-16 09:00 | 25.7277 | 25.7277 | 646 | 646
2019-07-16 10:00 | 25.5285 | 25.5285 | 641 | 641
2019-07-16 11:00 | 24.1346 | 24.1346 | 606 | 606
2019-07-16 12:00 | 65.6334 | 65.6334 | 1648 | 1648
2019-07-16 13:00 | 26.1658 | 26.1658 | 657 | 657
2019-07-16 14:00 | 27.5597 | 27.5597 | 692 | 692
2019-07-16 15:00 | 24.8913 | 24.8913 | 625 | 625
2019-07-16 16:00 | 22.9797 | 22.9797 | 577 | 577
2019-07-16 17:00 | 23.9753 | 23.9753 | 602 | 602
2019-07-16 18:00 | 81.2851 | 81.2851 | 2041 | 2041
2019-07-16 19:00 | 72.0056 | 72.0056 | 1808 | 1808
2019-07-16 20:00 | 94.0294 | 94.0294 | 2361 | 2361
2019-07-16 21:00 | 80.0903 | 80.0903 | 2011 | 2011
2019-07-16 22:00 | 5.1774 | 5.1774 | 130 | 130
2019-07-16 23:00 | 6.7704 | 6.7704 | 170 | 170
2019-07-17 | 3.6242 | 3.6242 | 91 | 91
2019-07-17 01:00 | 4.819 | 4.819 | 121 | 121
2019-07-17 02:00 | 4.9384 | 4.9384 | 124 | 124
2019-07-17 03:00 | 5.0977 | 5.0977 | 128 | 128
2019-07-17 04:00 | 3.1463 | 3.1463 | 79 | 79
2019-07-17 05:00 | 4.1817 | 4.1817 | 105 | 105
2019-07-17 06:00 | 3.7437 | 3.7437 | 94 | 94
2019-07-17 07:00 | 205.7815 | 205.7815 | 5167 | 5167
2019-07-17 08:00 | 23.9753 | 23.9753 | 602 | 602
2019-07-17 09:00 | 21.9044 | 21.9044 | 550 | 550
2019-07-17 10:00 | 26.8826 | 26.8826 | 675 | 675
2019-07-17 11:00 | 27.5995 | 27.5995 | 693 | 693
2019-07-17 12:00 | 57.6284 | 57.6284 | 1447 | 1447
2019-07-17 13:00 | 23.5372 | 23.5372 | 591 | 591
2019-07-17 14:00 | 23.0991 | 23.0991 | 580 | 580
2019-07-17 15:00 | 20.0325 | 20.0325 | 503 | 503
2019-07-17 16:00 | 26.3251 | 26.3251 | 661 | 661
2019-07-17 17:00 | 18.1209 | 18.1209 | 455 | 455
2019-07-17 18:00 | 79.4133 | 79.4133 | 1994 | 1994
2019-07-17 19:00 | 85.0287 | 85.0287 | 2135 | 2135
2019-07-17 20:00 | 81.8427 | 81.8427 | 2055 | 2055
2019-07-17 21:00 | 81.086 | 81.086 | 2036 | 2036
2019-07-17 22:00 | 3.3056 | 3.3056 | 83 | 83
2019-07-17 23:00 | 4.4207 | 4.4207 | 111 | 111
2019-07-18 | 4.1021 | 4.1021 | 103 | 103
2019-07-18 01:00 | 4.58 | 4.58 | 115 | 115
2019-07-18 02:00 | 3.6242 | 3.6242 | 91 | 91
2019-07-18 03:00 | 5.735 | 5.735 | 144 | 144
2019-07-18 04:00 | 4.7393 | 4.7393 | 119 | 119
2019-07-18 05:00 | 5.2172 | 5.2172 | 131 | 131
2019-07-18 06:00 | 5.9341 | 5.9341 | 149 | 149
2019-07-18 07:00 | 193.1168 | 193.1168 | 4849 | 4849
2019-07-18 08:00 | 26.6437 | 26.6437 | 669 | 669
2019-07-18 09:00 | 26.6835 | 26.6835 | 670 | 670
2019-07-18 10:00 | 32.0998 | 32.0998 | 806 | 806
2019-07-18 11:00 | 25.4887 | 25.4887 | 640 | 640
2019-07-18 12:00 | 63.7218 | 63.7218 | 1600 | 1600
2019-07-18 13:00 | 18.9174 | 18.9174 | 475 | 475
2019-07-18 14:00 | 28.1969 | 28.1969 | 708 | 708
2019-07-18 15:00 | 25.9666 | 25.9666 | 652 | 652
2019-07-18 16:00 | 25.3692 | 25.3692 | 637 | 637
2019-07-18 17:00 | 22.3823 | 22.3823 | 562 | 562
2019-07-18 18:00 | 75.4307 | 75.4307 | 1894 | 1894
2019-07-18 19:00 | 80.847 | 80.847 | 2030 | 2030
2019-07-18 20:00 | 82.0816 | 82.0816 | 2061 | 2061
2019-07-18 21:00 | 82.0816 | 82.0816 | 2061 | 2061
2019-07-18 22:00 | 2.8277 | 2.8277 | 71 | 71
2019-07-18 23:00 | 5.4164 | 5.4164 | 136 | 136
2019-07-19 | 6.0536 | 6.0536 | 152 | 152
2019-07-19 01:00 | 2.9073 | 2.9073 | 73 | 73
2019-07-19 02:00 | 4.7791 | 4.7791 | 120 | 120
2019-07-19 03:00 | 7.2085 | 7.2085 | 181 | 181
2019-07-19 04:00 | 4.4207 | 4.4207 | 111 | 111
2019-07-19 05:00 | 6.2129 | 6.2129 | 156 | 156
2019-07-19 06:00 | 4.9783 | 4.9783 | 125 | 125
2019-07-19 07:00 | 189.8909 | 189.8909 | 4768 | 4768
2019-07-19 08:00 | 18.5988 | 18.5988 | 467 | 467
2019-07-19 09:00 | 24.6524 | 24.6524 | 619 | 619
2019-07-19 10:00 | 24.2541 | 24.2541 | 609 | 609
2019-07-19 11:00 | 26.7631 | 26.7631 | 672 | 672
2019-07-19 12:00 | 59.8188 | 59.8188 | 1502 | 1502
2019-07-19 13:00 | 24.1744 | 24.1744 | 607 | 607
2019-07-19 14:00 | 28.8739 | 28.8739 | 725 | 725
2019-07-19 15:00 | 25.7277 | 25.7277 | 646 | 646
2019-07-19 16:00 | 18.0412 | 18.0412 | 453 | 453
2019-07-19 17:00 | 28.1172 | 28.1172 | 706 | 706
2019-07-19 18:00 | 86.4625 | 86.4625 | 2171 | 2171
2019-07-19 19:00 | 75.7094 | 75.7094 | 1901 | 1901
2019-07-19 20:00 | 74.0367 | 74.0367 | 1859 | 1859
2019-07-19 21:00 | 79.8514 | 79.8514 | 2005 | 2005
2019-07-19 22:00 | 5.8146 | 5.8146 | 146 | 146
2019-07-19 23:00 | 4.7791 | 4.7791 | 120 | 120
2019-07-20 | 7.1289 | 7.1289 | 179 | 179
2019-07-20 01:00 | 6.3324 | 6.3324 | 159 | 159
2019-07-20 02:00 | 7.7263 | 7.7263 | 194 | 194
2019-07-20 03:00 | 7.6466 | 7.6466 | 192 | 192
2019-07-20 04:00 | 8.6423 | 8.6423 | 217 | 217
2019-07-20 05:00 | 9.7972 | 9.7972 | 246 | 246
2019-07-20 06:00 | 10.6734 | 10.6734 | 268 | 268
2019-07-20 07:00 | 188.8554 | 188.8554 | 4742 | 4742
2019-07-20 08:00 | 177.3457 | 177.3457 | 4453 | 4453
2019-07-20 09:00 | 30.5466 | 30.5466 | 767 | 767
2019-07-20 10:00 | 24.1346 | 24.1346 | 606 | 606
2019-07-20 11:00 | 22.7407 | 22.7407 | 571 | 571
2019-07-20 12:00 | 27.8385 | 27.8385 | 699 | 699
2019-07-20 13:00 | 28.7545 | 28.7545 | 722 | 722
2019-07-20 14:00 | 29.0332 | 29.0332 | 729 | 729
2019-07-20 15:00 | 98.6891 | 98.6891 | 2478 | 2478
2019-07-20 16:00 | 83.6348 | 83.6348 | 2100 | 2100
2019-07-20 17:00 | 12.7045 | 12.7045 | 319 | 319
2019-07-20 18:00 | 13.5409 | 13.5409 | 340 | 340
2019-07-20 19:00 | 16.5677 | 16.5677 | 416 | 416
2019-07-20 20:00 | 54.3626 | 54.3626 | 1365 | 1365
2019-07-20 21:00 | 45.7602 | 45.7602 | 1149 | 1149
2019-07-20 22:00 | 52.7696 | 52.7696 | 1325 | 1325
2019-07-20 23:00 | 10.2353 | 10.2353 | 257 | 257
2019-07-21 | 9.7176 | 9.7176 | 244 | 244
2019-07-21 01:00 | 6.9696 | 6.9696 | 175 | 175
2019-07-21 02:00 | 6.8899 | 6.8899 | 173 | 173
2019-07-21 03:00 | 7.9652 | 7.9652 | 200 | 200
2019-07-21 04:00 | 6.6111 | 6.6111 | 166 | 166
2019-07-21 05:00 | 9.6379 | 9.6379 | 242 | 242
2019-07-21 06:00 | 7.5271 | 7.5271 | 189 | 189
2019-07-21 07:00 | 181.1292 | 181.1292 | 4548 | 4548
2019-07-21 08:00 | 189.3732 | 189.3732 | 4755 | 4755
2019-07-21 09:00 | 26.8428 | 26.8428 | 674 | 674
2019-07-21 10:00 | 28.7146 | 28.7146 | 721 | 721
2019-07-21 11:00 | 31.9007 | 31.9007 | 801 | 801
2019-07-21 12:00 | 26.4047 | 26.4047 | 663 | 663
2019-07-21 13:00 | 29.9891 | 29.9891 | 753 | 753
2019-07-21 14:00 | 32.06 | 32.06 | 805 | 805
2019-07-21 15:00 | 94.587 | 94.587 | 2375 | 2375
2019-07-21 16:00 | 77.1034 | 77.1034 | 1936 | 1936
2019-07-21 17:00 | 12.6249 | 12.6249 | 317 | 317
2019-07-21 18:00 | 18.9971 | 18.9971 | 477 | 477
2019-07-21 19:00 | 15.4127 | 15.4127 | 387 | 387
2019-07-21 20:00 | 60.0976 | 60.0976 | 1509 | 1509
2019-07-21 21:00 | 49.6233 | 49.6233 | 1246 | 1246
2019-07-21 22:00 | 63.3633 | 63.3633 | 1591 | 1591
2019-07-21 23:00 | 5.7748 | 5.7748 | 145 | 145
2019-07-22 | 3.1861 | 3.1861 | 80 | 80
2019-07-22 01:00 | 4.4207 | 4.4207 | 111 | 111
2019-07-22 02:00 | 4.3012 | 4.3012 | 108 | 108
2019-07-22 03:00 | 6.173 | 6.173 | 155 | 155
2019-07-22 04:00 | 2.987 | 2.987 | 75 | 75
2019-07-22 05:00 | 6.0536 | 6.0536 | 152 | 152
2019-07-22 06:00 | 5.3367 | 5.3367 | 134 | 134
2019-07-22 07:00 | 188.9351 | 188.9351 | 4744 | 4744
2019-07-22 08:00 | 20.7494 | 20.7494 | 521 | 521
2019-07-22 09:00 | 24.2541 | 24.2541 | 609 | 609
2019-07-22 10:00 | 19.9131 | 19.9131 | 500 | 500
2019-07-22 11:00 | 23.5372 | 23.5372 | 591 | 591
2019-07-22 12:00 | 63.0447 | 63.0447 | 1583 | 1583
2019-07-22 13:00 | 21.307 | 21.307 | 535 | 535
2019-07-22 14:00 | 24.2143 | 24.2143 | 608 | 608
2019-07-22 15:00 | 26.8826 | 26.8826 | 675 | 675
2019-07-22 16:00 | 23.6965 | 23.6965 | 595 | 595
2019-07-22 17:00 | 24.5329 | 24.5329 | 616 | 616
2019-07-22 18:00 | 80.9665 | 80.9665 | 2033 | 2033
2019-07-22 19:00 | 72.5233 | 72.5233 | 1821 | 1821
2019-07-22 20:00 | 76.506 | 76.506 | 1921 | 1921
2019-07-22 21:00 | 81.3647 | 81.3647 | 2043 | 2043
2019-07-22 22:00 | 5.8943 | 5.8943 | 148 | 148
2019-07-22 23:00 | 4.1419 | 4.1419 | 104 | 104
2019-07-23 | 2.7878 | 2.7878 | 70 | 70
2019-07-23 01:00 | 4.58 | 4.58 | 115 | 115
2019-07-23 02:00 | 5.5358 | 5.5358 | 139 | 139
2019-07-23 03:00 | 4.5004 | 4.5004 | 113 | 113
2019-07-23 04:00 | 6.2129 | 6.2129 | 156 | 156
2019-07-23 05:00 | 5.4562 | 5.4562 | 137 | 137
2019-07-23 06:00 | 3.7437 | 3.7437 | 94 | 94
2019-07-23 07:00 | 197.5773 | 197.5773 | 4961 | 4961
2019-07-23 08:00 | 28.5155 | 28.5155 | 716 | 716
2019-07-23 09:00 | 27.48 | 27.48 | 690 | 690
2019-07-23 10:00 | 25.2498 | 25.2498 | 634 | 634
2019-07-23 11:00 | 23.9753 | 23.9753 | 602 | 602
2019-07-23 12:00 | 71.1294 | 71.1294 | 1786 | 1786
2019-07-23 13:00 | 24.3338 | 24.3338 | 611 | 611
2019-07-23 14:00 | 23.7762 | 23.7762 | 597 | 597
2019-07-23 15:00 | 22.7805 | 22.7805 | 572 | 572
2019-07-23 16:00 | 24.7718 | 24.7718 | 622 | 622
2019-07-23 17:00 | 27.7986 | 27.7986 | 698 | 698
2019-07-23 18:00 | 72.2047 | 72.2047 | 1813 | 1813
2019-07-23 19:00 | 73.9173 | 73.9173 | 1856 | 1856
2019-07-23 20:00 | 81.524 | 81.524 | 2047 | 2047
2019-07-23 21:00 | 74.9926 | 74.9926 | 1883 | 1883
2019-07-23 22:00 | 5.257 | 5.257 | 132 | 132
2019-07-23 23:00 | 3.9826 | 3.9826 | 100 | 100
2019-07-24 | 3.8233 | 3.8233 | 96 | 96
2019-07-24 01:00 | 5.2969 | 5.2969 | 133 | 133
2019-07-24 02:00 | 3.2657 | 3.2657 | 82 | 82
2019-07-24 03:00 | 3.5445 | 3.5445 | 89 | 89
2019-07-24 04:00 | 3.1463 | 3.1463 | 79 | 79
2019-07-24 05:00 | 6.6111 | 6.6111 | 166 | 166
2019-07-24 06:00 | 4.0224 | 4.0224 | 101 | 101
2019-07-24 07:00 | 194.0726 | 194.0726 | 4873 | 4873
2019-07-24 08:00 | 24.6922 | 24.6922 | 620 | 620
2019-07-24 09:00 | 22.1433 | 22.1433 | 556 | 556
2019-07-24 10:00 | 25.7277 | 25.7277 | 646 | 646
2019-07-24 11:00 | 25.4091 | 25.4091 | 638 | 638
2019-07-24 12:00 | 60.1374 | 60.1374 | 1510 | 1510
2019-07-24 13:00 | 23.2983 | 23.2983 | 585 | 585
2019-07-24 14:00 | 25.6878 | 25.6878 | 645 | 645
2019-07-24 15:00 | 22.4619 | 22.4619 | 564 | 564
2019-07-24 16:00 | 26.3251 | 26.3251 | 661 | 661
2019-07-24 17:00 | 22.223 | 22.223 | 558 | 558
2019-07-24 18:00 | 72.8818 | 72.8818 | 1830 | 1830
2019-07-24 19:00 | 74.3952 | 74.3952 | 1868 | 1868
2019-07-24 20:00 | 76.944 | 76.944 | 1932 | 1932
2019-07-24 21:00 | 87.4581 | 87.4581 | 2196 | 2196
2019-07-24 22:00 | 4.9384 | 4.9384 | 124 | 124
2019-07-24 23:00 | 6.0934 | 6.0934 | 153 | 153
2019-07-25 | 4.2216 | 4.2216 | 106 | 106
2019-07-25 01:00 | 3.9826 | 3.9826 | 100 | 100
2019-07-25 02:00 | 5.3367 | 5.3367 | 134 | 134
2019-07-25 03:00 | 3.5445 | 3.5445 | 89 | 89
2019-07-25 04:00 | 3.5445 | 3.5445 | 89 | 89
2019-07-25 05:00 | 4.3012 | 4.3012 | 108 | 108
2019-07-25 06:00 | 3.2259 | 3.2259 | 81 | 81
2019-07-25 07:00 | 190.4883 | 190.4883 | 4783 | 4783
2019-07-25 08:00 | 19.0767 | 19.0767 | 479 | 479
2019-07-25 09:00 | 23.5771 | 23.5771 | 592 | 592
2019-07-25 10:00 | 27.2411 | 27.2411 | 684 | 684
2019-07-25 11:00 | 26.6835 | 26.6835 | 670 | 670
2019-07-25 12:00 | 57.708 | 57.708 | 1449 | 1449
2019-07-25 13:00 | 24.9311 | 24.9311 | 626 | 626
2019-07-25 14:00 | 25.5285 | 25.5285 | 641 | 641
2019-07-25 15:00 | 17.3244 | 17.3244 | 435 | 435
2019-07-25 16:00 | 21.1875 | 21.1875 | 532 | 532
2019-07-25 17:00 | 28.3164 | 28.3164 | 711 | 711
2019-07-25 18:00 | 69.4169 | 69.4169 | 1743 | 1743
2019-07-25 19:00 | 80.0903 | 80.0903 | 2011 | 2011
2019-07-25 20:00 | 81.763 | 81.763 | 2053 | 2053
2019-07-25 21:00 | 79.5327 | 79.5327 | 1997 | 1997
2019-07-25 22:00 | 3.7038 | 3.7038 | 93 | 93
2019-07-25 23:00 | 6.0934 | 6.0934 | 153 | 153
2019-07-26 | 3.2657 | 3.2657 | 82 | 82
2019-07-26 01:00 | 4.2614 | 4.2614 | 107 | 107
2019-07-26 02:00 | 5.8146 | 5.8146 | 146 | 146
2019-07-26 03:00 | 3.5047 | 3.5047 | 88 | 88
2019-07-26 04:00 | 3.9428 | 3.9428 | 99 | 99
2019-07-26 05:00 | 3.1861 | 3.1861 | 80 | 80
2019-07-26 06:00 | 4.9783 | 4.9783 | 125 | 125
2019-07-26 07:00 | 205.0646 | 205.0646 | 5149 | 5149
2019-07-26 08:00 | 25.5285 | 25.5285 | 641 | 641
2019-07-26 09:00 | 22.0238 | 22.0238 | 553 | 553
2019-07-26 10:00 | 23.4576 | 23.4576 | 589 | 589
2019-07-26 11:00 | 25.887 | 25.887 | 650 | 650
2019-07-26 12:00 | 69.2576 | 69.2576 | 1739 | 1739
2019-07-26 13:00 | 25.4489 | 25.4489 | 639 | 639
2019-07-26 14:00 | 25.2099 | 25.2099 | 633 | 633
2019-07-26 15:00 | 21.984 | 21.984 | 552 | 552
2019-07-26 16:00 | 25.4887 | 25.4887 | 640 | 640
2019-07-26 17:00 | 21.2671 | 21.2671 | 534 | 534
2019-07-26 18:00 | 75.0324 | 75.0324 | 1884 | 1884
2019-07-26 19:00 | 78.099 | 78.099 | 1961 | 1961
2019-07-26 20:00 | 77.86 | 77.86 | 1955 | 1955
2019-07-26 21:00 | 77.9795 | 77.9795 | 1958 | 1958
2019-07-26 22:00 | 4.58 | 4.58 | 115 | 115
2019-07-26 23:00 | 3.9826 | 3.9826 | 100 | 100
2019-07-27 | 7.2484 | 7.2484 | 182 | 182
2019-07-27 01:00 | 5.6155 | 5.6155 | 141 | 141
2019-07-27 02:00 | 7.9652 | 7.9652 | 200 | 200
2019-07-27 03:00 | 5.2969 | 5.2969 | 133 | 133
2019-07-27 04:00 | 6.5713 | 6.5713 | 165 | 165
2019-07-27 05:00 | 9.6379 | 9.6379 | 242 | 242
2019-07-27 06:00 | 8.4033 | 8.4033 | 211 | 211
2019-07-27 07:00 | 198.7323 | 198.7323 | 4990 | 4990
2019-07-27 08:00 | 182.8815 | 182.8815 | 4592 | 4592
2019-07-27 09:00 | 24.971 | 24.971 | 627 | 627
2019-07-27 10:00 | 30.7856 | 30.7856 | 773 | 773
2019-07-27 11:00 | 27.6791 | 27.6791 | 695 | 695
2019-07-27 12:00 | 32.06 | 32.06 | 805 | 805
2019-07-27 13:00 | 24.7718 | 24.7718 | 622 | 622
2019-07-27 14:00 | 22.6611 | 22.6611 | 569 | 569
2019-07-27 15:00 | 92.5161 | 92.5161 | 2323 | 2323
2019-07-27 16:00 | 86.9006 | 86.9006 | 2182 | 2182
2019-07-27 17:00 | 18.8776 | 18.8776 | 474 | 474
2019-07-27 18:00 | 12.3461 | 12.3461 | 310 | 310
2019-07-27 19:00 | 16.5677 | 16.5677 | 416 | 416
2019-07-27 20:00 | 51.7739 | 51.7739 | 1300 | 1300
2019-07-27 21:00 | 63.204 | 63.204 | 1587 | 1587
2019-07-27 22:00 | 55.7167 | 55.7167 | 1399 | 1399
2019-07-27 23:00 | 9.3591 | 9.3591 | 235 | 235
2019-07-28 | 5.735 | 5.735 | 144 | 144
2019-07-28 01:00 | 8.0847 | 8.0847 | 203 | 203
2019-07-28 02:00 | 7.4077 | 7.4077 | 186 | 186
2019-07-28 03:00 | 6.9696 | 6.9696 | 175 | 175
2019-07-28 04:00 | 7.6068 | 7.6068 | 191 | 191
2019-07-28 05:00 | 11.908 | 11.908 | 299 | 299
2019-07-28 06:00 | 11.3106 | 11.3106 | 284 | 284
2019-07-28 07:00 | 170.0177 | 170.0177 | 4269 | 4269
2019-07-28 08:00 | 161.9728 | 161.9728 | 4067 | 4067
2019-07-28 09:00 | 26.7233 | 26.7233 | 671 | 671
2019-07-28 10:00 | 26.803 | 26.803 | 673 | 673
2019-07-28 11:00 | 22.8602 | 22.8602 | 574 | 574
2019-07-28 12:00 | 29.0332 | 29.0332 | 729 | 729
2019-07-28 13:00 | 26.9623 | 26.9623 | 677 | 677
2019-07-28 14:00 | 22.9797 | 22.9797 | 577 | 577
2019-07-28 15:00 | 89.8477 | 89.8477 | 2256 | 2256
2019-07-28 16:00 | 89.4893 | 89.4893 | 2247 | 2247
2019-07-28 17:00 | 15.5322 | 15.5322 | 390 | 390
2019-07-28 18:00 | 10.7929 | 10.7929 | 271 | 271
2019-07-28 19:00 | 13.3816 | 13.3816 | 336 | 336
2019-07-28 20:00 | 53.6458 | 53.6458 | 1347 | 1347
2019-07-28 21:00 | 55.5176 | 55.5176 | 1394 | 1394
2019-07-28 22:00 | 56.3141 | 56.3141 | 1414 | 1414
2019-07-28 23:00 | 9.7574 | 9.7574 | 245 | 245
2019-07-29 | 4.2614 | 4.2614 | 107 | 107
2019-07-29 01:00 | 3.1861 | 3.1861 | 80 | 80
2019-07-29 02:00 | 3.9826 | 3.9826 | 100 | 100
2019-07-29 03:00 | 2.6285 | 2.6285 | 66 | 66
2019-07-29 04:00 | 5.735 | 5.735 | 144 | 144
2019-07-29 05:00 | 6.7306 | 6.7306 | 169 | 169
2019-07-29 06:00 | 1.9913 | 1.9913 | 50 | 50
2019-07-29 07:00 | 183.8373 | 183.8373 | 4616 | 4616
2019-07-29 08:00 | 22.0637 | 22.0637 | 554 | 554
2019-07-29 09:00 | 22.3823 | 22.3823 | 562 | 562
2019-07-29 10:00 | 26.8428 | 26.8428 | 674 | 674
2019-07-29 11:00 | 22.8204 | 22.8204 | 573 | 573
2019-07-29 12:00 | 62.4473 | 62.4473 | 1568 | 1568
2019-07-29 13:00 | 26.0065 | 26.0065 | 653 | 653
2019-07-29 14:00 | 29.1129 | 29.1129 | 731 | 731
2019-07-29 15:00 | 23.139 | 23.139 | 581 | 581
2019-07-29 16:00 | 18.0811 | 18.0811 | 454 | 454
2019-07-29 17:00 | 25.4091 | 25.4091 | 638 | 638
2019-07-29 18:00 | 77.6211 | 77.6211 | 1949 | 1949
2019-07-29 19:00 | 79.4531 | 79.4531 | 1995 | 1995
2019-07-29 20:00 | 64.5581 | 64.5581 | 1621 | 1621
2019-07-29 21:00 | 72.1649 | 72.1649 | 1812 | 1812
2019-07-29 22:00 | 6.412 | 6.412 | 161 | 161
2019-07-29 23:00 | 4.58 | 4.58 | 115 | 115
2019-07-30 | 3.664 | 3.664 | 92 | 92
2019-07-30 01:00 | 4.2216 | 4.2216 | 106 | 106
2019-07-30 02:00 | 3.8631 | 3.8631 | 97 | 97
2019-07-30 03:00 | 3.6242 | 3.6242 | 91 | 91
2019-07-30 04:00 | 1.7125 | 1.7125 | 43 | 43
2019-07-30 05:00 | 3.2259 | 3.2259 | 81 | 81
2019-07-30 06:00 | 2.1904 | 2.1904 | 55 | 55
2019-07-30 07:00 | 196.8206 | 196.8206 | 4942 | 4942
2019-07-30 08:00 | 19.7139 | 19.7139 | 495 | 495
2019-07-30 09:00 | 20.6698 | 20.6698 | 519 | 519
2019-07-30 10:00 | 22.0637 | 22.0637 | 554 | 554
2019-07-30 11:00 | 27.0818 | 27.0818 | 680 | 680
2019-07-30 12:00 | 66.5893 | 66.5893 | 1672 | 1672
2019-07-30 13:00 | 24.0948 | 24.0948 | 605 | 605
2019-07-30 14:00 | 21.4264 | 21.4264 | 538 | 538
2019-07-30 15:00 | 25.1303 | 25.1303 | 631 | 631
2019-07-30 16:00 | 23.5372 | 23.5372 | 591 | 591
2019-07-30 17:00 | 26.2056 | 26.2056 | 658 | 658
2019-07-30 18:00 | 78.6964 | 78.6964 | 1976 | 1976
2019-07-30 19:00 | 74.7934 | 74.7934 | 1878 | 1878
2019-07-30 20:00 | 84.7898 | 84.7898 | 2129 | 2129
2019-07-30 21:00 | 65.9122 | 65.9122 | 1655 | 1655
2019-07-30 22:00 | 6.4518 | 6.4518 | 162 | 162
2019-07-30 23:00 | 3.425 | 3.425 | 86 | 86
2019-07-31 | 3.1463 | 3.1463 | 79 | 79
2019-07-31 01:00 | 5.496 | 5.496 | 138 | 138
2019-07-31 02:00 | 7.2484 | 7.2484 | 182 | 182
2019-07-31 03:00 | 4.6198 | 4.6198 | 116 | 116
2019-07-31 04:00 | 4.6198 | 4.6198 | 116 | 116
2019-07-31 05:00 | 5.4164 | 5.4164 | 136 | 136
2019-07-31 06:00 | 4.58 | 4.58 | 115 | 115
2019-07-31 07:00 | 179.6954 | 179.6954 | 4512 | 4512
2019-07-31 08:00 | 26.4047 | 26.4047 | 663 | 663
2019-07-31 09:00 | 22.6611 | 22.6611 | 569 | 569
2019-07-31 10:00 | 26.2852 | 26.2852 | 660 | 660
2019-07-31 11:00 | 22.223 | 22.223 | 558 | 558
2019-07-31 12:00 | 65.0759 | 65.0759 | 1634 | 1634
2019-07-31 13:00 | 28.9536 | 28.9536 | 727 | 727
2019-07-31 14:00 | 25.2896 | 25.2896 | 635 | 635
2019-07-31 15:00 | 22.2628 | 22.2628 | 559 | 559
2019-07-31 16:00 | 22.7009 | 22.7009 | 570 | 570
2019-07-31 17:00 | 25.4887 | 25.4887 | 640 | 640
2019-07-31 18:00 | 83.2764 | 83.2764 | 2091 | 2091
2019-07-31 19:00 | 74.8333 | 74.8333 | 1879 | 1879
2019-07-31 20:00 | 78.2185 | 78.2185 | 1964 | 1964
2019-07-31 21:00 | 87.0599 | 87.0599 | 2186 | 2186
2019-07-31 22:00 | 4.819 | 4.819 | 121 | 121
2019-07-31 23:00 | 4.5402 | 4.5402 | 114 | 114
2019-08-01 | 4.9384 | 4.9384 | 124 | 124
2019-08-01 01:00 | 4.5004 | 4.5004 | 113 | 113
2019-08-01 02:00 | 3.7038 | 3.7038 | 93 | 93
2019-08-01 03:00 | 4.8986 | 4.8986 | 123 | 123
2019-08-01 04:00 | 8.005 | 8.005 | 201 | 201
2019-08-01 05:00 | 5.2172 | 5.2172 | 131 | 131
2019-08-01 06:00 | 5.2172 | 5.2172 | 131 | 131
2019-08-01 07:00 | 187.3022 | 187.3022 | 4703 | 4703
2019-08-01 08:00 | 19.9927 | 19.9927 | 502 | 502
2019-08-01 09:00 | 23.5372 | 23.5372 | 591 | 591
2019-08-01 10:00 | 24.8117 | 24.8117 | 623 | 623
2019-08-01 11:00 | 22.9 | 22.9 | 575 | 575
2019-08-01 12:00 | 56.115 | 56.115 | 1409 | 1409
2019-08-01 13:00 | 23.0195 | 23.0195 | 578 | 578
2019-08-01 14:00 | 24.5329 | 24.5329 | 616 | 616
2019-08-01 15:00 | 24.0151 | 24.0151 | 603 | 603
2019-08-01 16:00 | 23.6567 | 23.6567 | 594 | 594
2019-08-01 17:00 | 27.5597 | 27.5597 | 692 | 692
2019-08-01 18:00 | 72.6428 | 72.6428 | 1824 | 1824
2019-08-01 19:00 | 79.3734 | 79.3734 | 1993 | 1993
2019-08-01 20:00 | 83.5552 | 83.5552 | 2098 | 2098
2019-08-01 21:00 | 75.112 | 75.112 | 1886 | 1886
2019-08-01 22:00 | 2.9073 | 2.9073 | 73 | 73
2019-08-01 23:00 | 4.8588 | 4.8588 | 122 | 122
2019-08-02 | 4.3809 | 4.3809 | 110 | 110
2019-08-02 01:00 | 3.7835 | 3.7835 | 95 | 95
2019-08-02 02:00 | 4.0623 | 4.0623 | 102 | 102
2019-08-02 03:00 | 5.3765 | 5.3765 | 135 | 135
2019-08-02 04:00 | 3.1064 | 3.1064 | 78 | 78
2019-08-02 05:00 | 3.9826 | 3.9826 | 100 | 100
2019-08-02 06:00 | 4.5004 | 4.5004 | 113 | 113
2019-08-02 07:00 | 183.2798 | 183.2798 | 4602 | 4602
2019-08-02 08:00 | 20.3113 | 20.3113 | 510 | 510
2019-08-02 09:00 | 26.0463 | 26.0463 | 654 | 654
2019-08-02 10:00 | 22.9797 | 22.9797 | 577 | 577
2019-08-02 11:00 | 23.4576 | 23.4576 | 589 | 589
2019-08-02 12:00 | 60.3764 | 60.3764 | 1516 | 1516
2019-08-02 13:00 | 27.0021 | 27.0021 | 678 | 678
2019-08-02 14:00 | 23.6567 | 23.6567 | 594 | 594
2019-08-02 15:00 | 25.2896 | 25.2896 | 635 | 635
2019-08-02 16:00 | 26.3649 | 26.3649 | 662 | 662
2019-08-02 17:00 | 25.2498 | 25.2498 | 634 | 634
2019-08-02 18:00 | 77.183 | 77.183 | 1938 | 1938
2019-08-02 19:00 | 74.5147 | 74.5147 | 1871 | 1871
2019-08-02 20:00 | 75.0722 | 75.0722 | 1885 | 1885
2019-08-02 21:00 | 69.5364 | 69.5364 | 1746 | 1746
2019-08-02 22:00 | 5.0579 | 5.0579 | 127 | 127
2019-08-02 23:00 | 4.0224 | 4.0224 | 101 | 101
2019-08-03 | 8.483 | 8.483 | 213 | 213
2019-08-03 01:00 | 8.6821 | 8.6821 | 218 | 218
2019-08-03 02:00 | 7.4873 | 7.4873 | 188 | 188
2019-08-03 03:00 | 8.921 | 8.921 | 224 | 224
2019-08-03 04:00 | 8.8812 | 8.8812 | 223 | 223
2019-08-03 05:00 | 8.4033 | 8.4033 | 211 | 211
2019-08-03 06:00 | 11.1513 | 11.1513 | 280 | 280
2019-08-03 07:00 | 190.9662 | 190.9662 | 4795 | 4795
2019-08-03 08:00 | 170.2965 | 170.2965 | 4276 | 4276
2019-08-03 09:00 | 23.3779 | 23.3779 | 587 | 587
2019-08-03 10:00 | 29.3518 | 29.3518 | 737 | 737
2019-08-03 11:00 | 26.9225 | 26.9225 | 676 | 676
2019-08-03 12:00 | 25.4489 | 25.4489 | 639 | 639
2019-08-03 13:00 | 26.0861 | 26.0861 | 655 | 655
2019-08-03 14:00 | 30.9051 | 30.9051 | 776 | 776
2019-08-03 15:00 | 86.5421 | 86.5421 | 2173 | 2173
2019-08-03 16:00 | 91.9983 | 91.9983 | 2310 | 2310
2019-08-03 17:00 | 15.811 | 15.811 | 397 | 397
2019-08-03 18:00 | 14.3374 | 14.3374 | 360 | 360
2019-08-03 19:00 | 16.3685 | 16.3685 | 411 | 411
2019-08-03 20:00 | 52.212 | 52.212 | 1311 | 1311
2019-08-03 21:00 | 52.2917 | 52.2917 | 1313 | 1313
2019-08-03 22:00 | 56.3141 | 56.3141 | 1414 | 1414
2019-08-03 23:00 | 7.328 | 7.328 | 184 | 184
2019-08-04 | 7.1687 | 7.1687 | 180 | 180
2019-08-04 01:00 | 9.4388 | 9.4388 | 237 | 237
2019-08-04 02:00 | 9.5981 | 9.5981 | 241 | 241
2019-08-04 03:00 | 9.16 | 9.16 | 230 | 230
2019-08-04 04:00 | 9.399 | 9.399 | 236 | 236
2019-08-04 05:00 | 8.1245 | 8.1245 | 204 | 204
2019-08-04 06:00 | 8.8016 | 8.8016 | 221 | 221
2019-08-04 07:00 | 178.6998 | 178.6998 | 4487 | 4487
2019-08-04 08:00 | 180.4123 | 180.4123 | 4530 | 4530
2019-08-04 09:00 | 24.4134 | 24.4134 | 613 | 613
2019-08-04 10:00 | 29.3917 | 29.3917 | 738 | 738
2019-08-04 11:00 | 29.1925 | 29.1925 | 733 | 733
2019-08-04 12:00 | 26.3649 | 26.3649 | 662 | 662
2019-08-04 13:00 | 22.8602 | 22.8602 | 574 | 574
2019-08-04 14:00 | 23.0593 | 23.0593 | 579 | 579
2019-08-04 15:00 | 87.0599 | 87.0599 | 2186 | 2186
2019-08-04 16:00 | 90.4849 | 90.4849 | 2272 | 2272
2019-08-04 17:00 | 14.7357 | 14.7357 | 370 | 370
2019-08-04 18:00 | 8.9609 | 8.9609 | 225 | 225
2019-08-04 19:00 | 17.2049 | 17.2049 | 432 | 432
2019-08-04 20:00 | 49.2251 | 49.2251 | 1236 | 1236
2019-08-04 21:00 | 52.2519 | 52.2519 | 1312 | 1312
2019-08-04 22:00 | 54.2033 | 54.2033 | 1361 | 1361
2019-08-04 23:00 | 7.4475 | 7.4475 | 187 | 187
2019-08-05 | 5.5358 | 5.5358 | 139 | 139
2019-08-05 01:00 | 4.1021 | 4.1021 | 103 | 103
2019-08-05 02:00 | 5.3765 | 5.3765 | 135 | 135
2019-08-05 03:00 | 0.55757 | 0.55757 | 14 | 14
2019-08-05 04:00 | 3.3852 | 3.3852 | 85 | 85
2019-08-05 05:00 | 3.6242 | 3.6242 | 91 | 91
2019-08-05 06:00 | 2.9471 | 2.9471 | 74 | 74
2019-08-05 07:00 | 195.2674 | 195.2674 | 4903 | 4903
2019-08-05 08:00 | 25.5285 | 25.5285 | 641 | 641
2019-08-05 09:00 | 25.648 | 25.648 | 644 | 644
2019-08-05 10:00 | 24.2541 | 24.2541 | 609 | 609
2019-08-05 11:00 | 23.0195 | 23.0195 | 578 | 578
2019-08-05 12:00 | 66.0715 | 66.0715 | 1659 | 1659
2019-08-05 13:00 | 27.2411 | 27.2411 | 684 | 684
2019-08-05 14:00 | 24.1346 | 24.1346 | 606 | 606
2019-08-05 15:00 | 20.2715 | 20.2715 | 509 | 509
2019-08-05 16:00 | 23.2983 | 23.2983 | 585 | 585
2019-08-05 17:00 | 29.9891 | 29.9891 | 753 | 753
2019-08-05 18:00 | 83.7543 | 83.7543 | 2103 | 2103
2019-08-05 19:00 | 82.5595 | 82.5595 | 2073 | 2073
2019-08-05 20:00 | 70.532 | 70.532 | 1771 | 1771
2019-08-05 21:00 | 79.2141 | 79.2141 | 1989 | 1989
2019-08-05 22:00 | 5.4164 | 5.4164 | 136 | 136
2019-08-05 23:00 | 4.3012 | 4.3012 | 108 | 108
2019-08-06 | 5.5757 | 5.5757 | 140 | 140
2019-08-06 01:00 | 4.0623 | 4.0623 | 102 | 102
2019-08-06 02:00 | 5.3765 | 5.3765 | 135 | 135
2019-08-06 03:00 | 5.6155 | 5.6155 | 141 | 141
2019-08-06 04:00 | 3.425 | 3.425 | 86 | 86
2019-08-06 05:00 | 5.496 | 5.496 | 138 | 138
2019-08-06 06:00 | 5.496 | 5.496 | 138 | 138
2019-08-06 07:00 | 191.1653 | 191.1653 | 4800 | 4800
2019-08-06 08:00 | 24.8913 | 24.8913 | 625 | 625
2019-08-06 09:00 | 22.8204 | 22.8204 | 573 | 573
2019-08-06 10:00 | 25.1303 | 25.1303 | 631 | 631
2019-08-06 11:00 | 23.139 | 23.139 | 581 | 581
2019-08-06 12:00 | 65.2352 | 65.2352 | 1638 | 1638
2019-08-06 13:00 | 26.6038 | 26.6038 | 668 | 668
2019-08-06 14:00 | 29.5908 | 29.5908 | 743 | 743
2019-08-06 15:00 | 26.3251 | 26.3251 | 661 | 661
2019-08-06 16:00 | 24.7718 | 24.7718 | 622 | 622
2019-08-06 17:00 | 26.1658 | 26.1658 | 657 | 657
2019-08-06 18:00 | 70.094 | 70.094 | 1760 | 1760
2019-08-06 19:00 | 75.7891 | 75.7891 | 1903 | 1903
2019-08-06 20:00 | 69.6957 | 69.6957 | 1750 | 1750
2019-08-06 21:00 | 66.4698 | 66.4698 | 1669 | 1669
2019-08-06 22:00 | 3.903 | 3.903 | 98 | 98
2019-08-06 23:00 | 5.7748 | 5.7748 | 145 | 145
2019-08-07 | 3.9826 | 3.9826 | 100 | 100
2019-08-07 01:00 | 2.8675 | 2.8675 | 72 | 72
2019-08-07 02:00 | 2.748 | 2.748 | 69 | 69
2019-08-07 03:00 | 6.4518 | 6.4518 | 162 | 162
2019-08-07 04:00 | 4.2216 | 4.2216 | 106 | 106
2019-08-07 05:00 | 4.1419 | 4.1419 | 104 | 104
2019-08-07 06:00 | 3.0268 | 3.0268 | 76 | 76
2019-08-07 07:00 | 187.7403 | 187.7403 | 4714 | 4714
2019-08-07 08:00 | 29.3917 | 29.3917 | 738 | 738
2019-08-07 09:00 | 20.7096 | 20.7096 | 520 | 520
2019-08-07 10:00 | 25.887 | 25.887 | 650 | 650
2019-08-07 11:00 | 23.3381 | 23.3381 | 586 | 586
2019-08-07 12:00 | 59.4604 | 59.4604 | 1493 | 1493
2019-08-07 13:00 | 23.6965 | 23.6965 | 595 | 595
2019-08-07 14:00 | 28.3562 | 28.3562 | 712 | 712
2019-08-07 15:00 | 22.8602 | 22.8602 | 574 | 574
2019-08-07 16:00 | 28.635 | 28.635 | 719 | 719
2019-08-07 17:00 | 28.9138 | 28.9138 | 726 | 726
2019-08-07 18:00 | 79.1345 | 79.1345 | 1987 | 1987
2019-08-07 19:00 | 85.0686 | 85.0686 | 2136 | 2136
2019-08-07 20:00 | 77.8202 | 77.8202 | 1954 | 1954
2019-08-07 21:00 | 71.4082 | 71.4082 | 1793 | 1793
2019-08-07 22:00 | 4.7393 | 4.7393 | 119 | 119
2019-08-07 23:00 | 4.8986 | 4.8986 | 123 | 123
2019-08-08 | 2.7878 | 2.7878 | 70 | 70
2019-08-08 01:00 | 5.6951 | 5.6951 | 143 | 143
2019-08-08 02:00 | 3.3056 | 3.3056 | 83 | 83
2019-08-08 03:00 | 5.0977 | 5.0977 | 128 | 128
2019-08-08 04:00 | 4.0224 | 4.0224 | 101 | 101
2019-08-08 05:00 | 3.9428 | 3.9428 | 99 | 99
2019-08-08 06:00 | 4.2614 | 4.2614 | 107 | 107
2019-08-08 07:00 | 174.2392 | 174.2392 | 4375 | 4375
2019-08-08 08:00 | 29.312 | 29.312 | 736 | 736
2019-08-08 09:00 | 27.9978 | 27.9978 | 703 | 703
2019-08-08 10:00 | 28.7146 | 28.7146 | 721 | 721
2019-08-08 11:00 | 27.5198 | 27.5198 | 691 | 691
2019-08-08 12:00 | 61.4915 | 61.4915 | 1544 | 1544
2019-08-08 13:00 | 31.3033 | 31.3033 | 786 | 786
2019-08-08 14:00 | 26.8826 | 26.8826 | 675 | 675
2019-08-08 15:00 | 28.0774 | 28.0774 | 705 | 705
2019-08-08 16:00 | 24.055 | 24.055 | 604 | 604
2019-08-08 17:00 | 24.1744 | 24.1744 | 607 | 607
2019-08-08 18:00 | 70.2134 | 70.2134 | 1763 | 1763
2019-08-08 19:00 | 81.9621 | 81.9621 | 2058 | 2058
2019-08-08 20:00 | 74.0766 | 74.0766 | 1860 | 1860
2019-08-08 21:00 | 72.9614 | 72.9614 | 1832 | 1832
2019-08-08 22:00 | 3.5047 | 3.5047 | 88 | 88
2019-08-08 23:00 | 4.341 | 4.341 | 109 | 109
2019-08-09 | 2.9471 | 2.9471 | 74 | 74
2019-08-09 01:00 | 4.5402 | 4.5402 | 114 | 114
2019-08-09 02:00 | 3.9428 | 3.9428 | 99 | 99
2019-08-09 03:00 | 6.0536 | 6.0536 | 152 | 152
2019-08-09 04:00 | 3.7038 | 3.7038 | 93 | 93
2019-08-09 05:00 | 4.341 | 4.341 | 109 | 109
2019-08-09 06:00 | 7.4077 | 7.4077 | 186 | 186
2019-08-09 07:00 | 179.7352 | 179.7352 | 4513 | 4513
2019-08-09 08:00 | 22.7407 | 22.7407 | 571 | 571
2019-08-09 09:00 | 24.3736 | 24.3736 | 612 | 612
2019-08-09 10:00 | 20.1918 | 20.1918 | 507 | 507
2019-08-09 11:00 | 24.8117 | 24.8117 | 623 | 623
2019-08-09 12:00 | 69.9745 | 69.9745 | 1757 | 1757
2019-08-09 13:00 | 30.7458 | 30.7458 | 772 | 772
2019-08-09 14:00 | 23.6169 | 23.6169 | 593 | 593
2019-08-09 15:00 | 20.5104 | 20.5104 | 515 | 515
2019-08-09 16:00 | 21.8645 | 21.8645 | 549 | 549
2019-08-09 17:00 | 24.0151 | 24.0151 | 603 | 603
2019-08-09 18:00 | 80.4886 | 80.4886 | 2021 | 2021
2019-08-09 19:00 | 77.0635 | 77.0635 | 1935 | 1935
2019-08-09 20:00 | 85.3872 | 85.3872 | 2144 | 2144
2019-08-09 21:00 | 71.0498 | 71.0498 | 1784 | 1784
2019-08-09 22:00 | 6.7306 | 6.7306 | 169 | 169
2019-08-09 23:00 | 3.903 | 3.903 | 98 | 98
2019-08-10 | 9.1998 | 9.1998 | 231 | 231
2019-08-10 01:00 | 8.4431 | 8.4431 | 212 | 212
2019-08-10 02:00 | 9.3591 | 9.3591 | 235 | 235
2019-08-10 03:00 | 5.6155 | 5.6155 | 141 | 141
2019-08-10 04:00 | 7.089 | 7.089 | 178 | 178
2019-08-10 05:00 | 10.3548 | 10.3548 | 260 | 260
2019-08-10 06:00 | 7.5271 | 7.5271 | 189 | 189
2019-08-10 07:00 | 185.3905 | 185.3905 | 4655 | 4655
2019-08-10 08:00 | 184.5144 | 184.5144 | 4633 | 4633
2019-08-10 09:00 | 30.6263 | 30.6263 | 769 | 769
2019-08-10 10:00 | 24.732 | 24.732 | 621 | 621
2019-08-10 11:00 | 25.7675 | 25.7675 | 647 | 647
2019-08-10 12:00 | 30.4271 | 30.4271 | 764 | 764
2019-08-10 13:00 | 30.8652 | 30.8652 | 775 | 775
2019-08-10 14:00 | 26.6038 | 26.6038 | 668 | 668
2019-08-10 15:00 | 92.1576 | 92.1576 | 2314 | 2314
2019-08-10 16:00 | 96.4588 | 96.4588 | 2422 | 2422
2019-08-10 17:00 | 13.1028 | 13.1028 | 329 | 329
2019-08-10 18:00 | 16.5677 | 16.5677 | 416 | 416
2019-08-10 19:00 | 14.1781 | 14.1781 | 356 | 356
2019-08-10 20:00 | 50.0216 | 50.0216 | 1256 | 1256
2019-08-10 21:00 | 46.5567 | 46.5567 | 1169 | 1169
2019-08-10 22:00 | 54.4025 | 54.4025 | 1366 | 1366
2019-08-10 23:00 | 5.0579 | 5.0579 | 127 | 127
2019-08-11 | 7.3678 | 7.3678 | 185 | 185
2019-08-11 01:00 | 6.4917 | 6.4917 | 163 | 163
2019-08-11 02:00 | 6.6111 | 6.6111 | 166 | 166
2019-08-11 03:00 | 7.8856 | 7.8856 | 198 | 198
2019-08-11 04:00 | 6.412 | 6.412 | 161 | 161
2019-08-11 05:00 | 7.1687 | 7.1687 | 180 | 180
2019-08-11 06:00 | 6.8899 | 6.8899 | 173 | 173
2019-08-11 07:00 | 184.3949 | 184.3949 | 4630 | 4630
2019-08-11 08:00 | 188.9749 | 188.9749 | 4745 | 4745
2019-08-11 09:00 | 20.7892 | 20.7892 | 522 | 522
2019-08-11 10:00 | 28.9536 | 28.9536 | 727 | 727
2019-08-11 11:00 | 30.1085 | 30.1085 | 756 | 756
2019-08-11 12:00 | 22.9797 | 22.9797 | 577 | 577
2019-08-11 13:00 | 28.9934 | 28.9934 | 728 | 728
2019-08-11 14:00 | 19.4351 | 19.4351 | 488 | 488
2019-08-11 15:00 | 95.9013 | 95.9013 | 2408 | 2408
2019-08-11 16:00 | 98.9679 | 98.9679 | 2485 | 2485
2019-08-11 17:00 | 11.8682 | 11.8682 | 298 | 298
2019-08-11 18:00 | 14.0984 | 14.0984 | 354 | 354
2019-08-11 19:00 | 18.0811 | 18.0811 | 454 | 454
2019-08-11 20:00 | 54.7609 | 54.7609 | 1375 | 1375
2019-08-11 21:00 | 58.5046 | 58.5046 | 1469 | 1469
2019-08-11 22:00 | 52.7298 | 52.7298 | 1324 | 1324
2019-08-11 23:00 | 7.089 | 7.089 | 178 | 178
2019-08-12 | 6.3722 | 6.3722 | 160 | 160
2019-08-12 01:00 | 3.6242 | 3.6242 | 91 | 91
2019-08-12 02:00 | 1.9515 | 1.9515 | 49 | 49
2019-08-12 03:00 | 5.0579 | 5.0579 | 127 | 127
2019-08-12 04:00 | 5.0579 | 5.0579 | 127 | 127
2019-08-12 05:00 | 3.664 | 3.664 | 92 | 92
2019-08-12 06:00 | 3.2657 | 3.2657 | 82 | 82
2019-08-12 07:00 | 191.3645 | 191.3645 | 4805 | 4805
2019-08-12 08:00 | 21.2273 | 21.2273 | 533 | 533
2019-08-12 09:00 | 26.0065 | 26.0065 | 653 | 653
2019-08-12 10:00 | 24.4134 | 24.4134 | 613 | 613
2019-08-12 11:00 | 22.9398 | 22.9398 | 576 | 576
2019-08-12 12:00 | 61.372 | 61.372 | 1541 | 1541
2019-08-12 13:00 | 26.5242 | 26.5242 | 666 | 666
2019-08-12 14:00 | 25.0108 | 25.0108 | 628 | 628
2019-08-12 15:00 | 20.3113 | 20.3113 | 510 | 510
2019-08-12 16:00 | 23.0593 | 23.0593 | 579 | 579
2019-08-12 17:00 | 27.5597 | 27.5597 | 692 | 692
2019-08-12 18:00 | 77.6211 | 77.6211 | 1949 | 1949
2019-08-12 19:00 | 74.435 | 74.435 | 1869 | 1869
2019-08-12 20:00 | 82.0418 | 82.0418 | 2060 | 2060
2019-08-12 21:00 | 77.6211 | 77.6211 | 1949 | 1949
2019-08-12 22:00 | 4.341 | 4.341 | 109 | 109
2019-08-12 23:00 | 3.9428 | 3.9428 | 99 | 99
2019-08-13 | 5.6553 | 5.6553 | 142 | 142
2019-08-13 01:00 | 6.0536 | 6.0536 | 152 | 152
2019-08-13 02:00 | 4.6995 | 4.6995 | 118 | 118
2019-08-13 03:00 | 5.0977 | 5.0977 | 128 | 128
2019-08-13 04:00 | 6.0934 | 6.0934 | 153 | 153
2019-08-13 05:00 | 4.3012 | 4.3012 | 108 | 108
2019-08-13 06:00 | 7.1289 | 7.1289 | 179 | 179
2019-08-13 07:00 | 179.8547 | 179.8547 | 4516 | 4516
2019-08-13 08:00 | 19.3157 | 19.3157 | 485 | 485
2019-08-13 09:00 | 27.3605 | 27.3605 | 687 | 687
2019-08-13 10:00 | 28.5951 | 28.5951 | 718 | 718
2019-08-13 11:00 | 19.3157 | 19.3157 | 485 | 485
2019-08-13 12:00 | 59.779 | 59.779 | 1501 | 1501
2019-08-13 13:00 | 26.6038 | 26.6038 | 668 | 668
2019-08-13 14:00 | 24.1346 | 24.1346 | 606 | 606
2019-08-13 15:00 | 24.8117 | 24.8117 | 623 | 623
2019-08-13 16:00 | 26.1259 | 26.1259 | 656 | 656
2019-08-13 17:00 | 20.152 | 20.152 | 506 | 506
2019-08-13 18:00 | 78.8159 | 78.8159 | 1979 | 1979
2019-08-13 19:00 | 77.8202 | 77.8202 | 1954 | 1954
2019-08-13 20:00 | 73.7978 | 73.7978 | 1853 | 1853
2019-08-13 21:00 | 72.4437 | 72.4437 | 1819 | 1819
2019-08-13 22:00 | 4.4207 | 4.4207 | 111 | 111
2019-08-13 23:00 | 5.4562 | 5.4562 | 137 | 137
2019-08-14 | 5.2172 | 5.2172 | 131 | 131
2019-08-14 01:00 | 3.1064 | 3.1064 | 78 | 78
2019-08-14 02:00 | 5.9739 | 5.9739 | 150 | 150
2019-08-14 03:00 | 6.2129 | 6.2129 | 156 | 156
2019-08-14 04:00 | 6.0137 | 6.0137 | 151 | 151
2019-08-14 05:00 | 3.9826 | 3.9826 | 100 | 100
2019-08-14 06:00 | 6.4917 | 6.4917 | 163 | 163
2019-08-14 07:00 | 201.6794 | 201.6794 | 5064 | 5064
2019-08-14 08:00 | 23.4974 | 23.4974 | 590 | 590
2019-08-14 09:00 | 21.5459 | 21.5459 | 541 | 541
2019-08-14 10:00 | 21.8247 | 21.8247 | 548 | 548
2019-08-14 11:00 | 23.816 | 23.816 | 598 | 598
2019-08-14 12:00 | 52.8891 | 52.8891 | 1328 | 1328
2019-08-14 13:00 | 25.8073 | 25.8073 | 648 | 648
2019-08-14 14:00 | 24.4134 | 24.4134 | 613 | 613
2019-08-14 15:00 | 33.5336 | 33.5336 | 842 | 842
2019-08-14 16:00 | 21.8247 | 21.8247 | 548 | 548
2019-08-14 17:00 | 21.068 | 21.068 | 529 | 529
2019-08-14 18:00 | 72.4039 | 72.4039 | 1818 | 1818
2019-08-14 19:00 | 75.7094 | 75.7094 | 1901 | 1901
2019-08-14 20:00 | 74.435 | 74.435 | 1869 | 1869
2019-08-14 21:00 | 79.8514 | 79.8514 | 2005 | 2005
2019-08-14 22:00 | 5.6553 | 5.6553 | 142 | 142
2019-08-14 23:00 | 4.1817 | 4.1817 | 105 | 105
2019-08-15 | 6.4917 | 6.4917 | 163 | 163
2019-08-15 01:00 | 6.0934 | 6.0934 | 153 | 153
2019-08-15 02:00 | 6.5315 | 6.5315 | 164 | 164
2019-08-15 03:00 | 3.1861 | 3.1861 | 80 | 80
2019-08-15 04:00 | 7.328 | 7.328 | 184 | 184
2019-08-15 05:00 | 3.7437 | 3.7437 | 94 | 94
2019-08-15 06:00 | 2.5887 | 2.5887 | 65 | 65
2019-08-15 07:00 | 201.2015 | 201.2015 | 5052 | 5052
2019-08-15 08:00 | 28.5951 | 28.5951 | 718 | 718
2019-08-15 09:00 | 21.8645 | 21.8645 | 549 | 549
2019-08-15 10:00 | 25.1701 | 25.1701 | 632 | 632
2019-08-15 11:00 | 26.2454 | 26.2454 | 659 | 659
2019-08-15 12:00 | 61.1729 | 61.1729 | 1536 | 1536
2019-08-15 13:00 | 22.3026 | 22.3026 | 560 | 560
2019-08-15 14:00 | 22.8602 | 22.8602 | 574 | 574
2019-08-15 15:00 | 23.5372 | 23.5372 | 591 | 591
2019-08-15 16:00 | 23.7762 | 23.7762 | 597 | 597
2019-08-15 17:00 | 22.6212 | 22.6212 | 568 | 568
2019-08-15 18:00 | 76.6254 | 76.6254 | 1924 | 1924
2019-08-15 19:00 | 79.0947 | 79.0947 | 1986 | 1986
2019-08-15 20:00 | 73.758 | 73.758 | 1852 | 1852
2019-08-15 21:00 | 74.9129 | 74.9129 | 1881 | 1881
2019-08-15 22:00 | 4.1021 | 4.1021 | 103 | 103
2019-08-15 23:00 | 4.7791 | 4.7791 | 120 | 120
2019-08-16 | 5.6951 | 5.6951 | 143 | 143
2019-08-16 01:00 | 5.0579 | 5.0579 | 127 | 127
2019-08-16 02:00 | 4.6198 | 4.6198 | 116 | 116
2019-08-16 03:00 | 4.8588 | 4.8588 | 122 | 122
2019-08-16 04:00 | 4.3809 | 4.3809 | 110 | 110
2019-08-16 05:00 | 3.5844 | 3.5844 | 90 | 90
2019-08-16 06:00 | 4.5402 | 4.5402 | 114 | 114
2019-08-16 07:00 | 184.0763 | 184.0763 | 4622 | 4622
2019-08-16 08:00 | 23.0195 | 23.0195 | 578 | 578
2019-08-16 09:00 | 25.9268 | 25.9268 | 651 | 651
2019-08-16 10:00 | 24.2541 | 24.2541 | 609 | 609
2019-08-16 11:00 | 25.9666 | 25.9666 | 652 | 652
2019-08-16 12:00 | 61.2526 | 61.2526 | 1538 | 1538
2019-08-16 13:00 | 19.7538 | 19.7538 | 496 | 496
2019-08-16 14:00 | 27.1614 | 27.1614 | 682 | 682
2019-08-16 15:00 | 25.2498 | 25.2498 | 634 | 634
2019-08-16 16:00 | 27.48 | 27.48 | 690 | 690
2019-08-16 17:00 | 19.1962 | 19.1962 | 482 | 482
2019-08-16 18:00 | 82.2409 | 82.2409 | 2065 | 2065
2019-08-16 19:00 | 72.9614 | 72.9614 | 1832 | 1832
2019-08-16 20:00 | 79.931 | 79.931 | 2007 | 2007
2019-08-16 21:00 | 76.5856 | 76.5856 | 1923 | 1923
2019-08-16 22:00 | 5.5358 | 5.5358 | 139 | 139
2019-08-16 23:00 | 3.8631 | 3.8631 | 97 | 97
2019-08-17 | 4.9384 | 4.9384 | 124 | 124
2019-08-17 01:00 | 9.9964 | 9.9964 | 251 | 251
2019-08-17 02:00 | 9.7972 | 9.7972 | 246 | 246
2019-08-17 03:00 | 5.0579 | 5.0579 | 127 | 127
2019-08-17 04:00 | 6.4917 | 6.4917 | 163 | 163
2019-08-17 05:00 | 4.819 | 4.819 | 121 | 121
2019-08-17 06:00 | 5.257 | 5.257 | 132 | 132
2019-08-17 07:00 | 178.7794 | 178.7794 | 4489 | 4489
2019-08-17 08:00 | 185.6295 | 185.6295 | 4661 | 4661
2019-08-17 09:00 | 23.5372 | 23.5372 | 591 | 591
2019-08-17 10:00 | 25.0108 | 25.0108 | 628 | 628
2019-08-17 11:00 | 25.3294 | 25.3294 | 636 | 636
2019-08-17 12:00 | 29.5111 | 29.5111 | 741 | 741
2019-08-17 13:00 | 25.5684 | 25.5684 | 642 | 642
2019-08-17 14:00 | 30.4271 | 30.4271 | 764 | 764
2019-08-17 15:00 | 84.1526 | 84.1526 | 2113 | 2113
2019-08-17 16:00 | 97.4943 | 97.4943 | 2448 | 2448
2019-08-17 17:00 | 12.7444 | 12.7444 | 320 | 320
2019-08-17 18:00 | 14.7357 | 14.7357 | 370 | 370
2019-08-17 19:00 | 14.7357 | 14.7357 | 370 | 370
2019-08-17 20:00 | 57.1903 | 57.1903 | 1436 | 1436
2019-08-17 21:00 | 51.7341 | 51.7341 | 1299 | 1299
2019-08-17 22:00 | 55.6371 | 55.6371 | 1397 | 1397
2019-08-17 23:00 | 6.4518 | 6.4518 | 162 | 162
2019-08-18 | 6.2129 | 6.2129 | 156 | 156
2019-08-18 01:00 | 7.7661 | 7.7661 | 195 | 195
2019-08-18 02:00 | 9.8769 | 9.8769 | 248 | 248
2019-08-18 03:00 | 8.8812 | 8.8812 | 223 | 223
2019-08-18 04:00 | 8.5228 | 8.5228 | 214 | 214
2019-08-18 05:00 | 7.2085 | 7.2085 | 181 | 181
2019-08-18 06:00 | 8.4033 | 8.4033 | 211 | 211
2019-08-18 07:00 | 184.8728 | 184.8728 | 4642 | 4642
2019-08-18 08:00 | 173.602 | 173.602 | 4359 | 4359
2019-08-18 09:00 | 29.1129 | 29.1129 | 731 | 731
2019-08-18 10:00 | 31.2635 | 31.2635 | 785 | 785
2019-08-18 11:00 | 25.5285 | 25.5285 | 641 | 641
2019-08-18 12:00 | 28.4358 | 28.4358 | 714 | 714
2019-08-18 13:00 | 33.4141 | 33.4141 | 839 | 839
2019-08-18 14:00 | 24.1744 | 24.1744 | 607 | 607
2019-08-18 15:00 | 90.3256 | 90.3256 | 2268 | 2268
2019-08-18 16:00 | 85.9049 | 85.9049 | 2157 | 2157
2019-08-18 17:00 | 15.6517 | 15.6517 | 393 | 393
2019-08-18 18:00 | 16.727 | 16.727 | 420 | 420
2019-08-18 19:00 | 11.9478 | 11.9478 | 300 | 300
2019-08-18 20:00 | 47.4329 | 47.4329 | 1191 | 1191
2019-08-18 21:00 | 55.0397 | 55.0397 | 1382 | 1382
2019-08-18 22:00 | 49.7428 | 49.7428 | 1249 | 1249
2019-08-18 23:00 | 5.6553 | 5.6553 | 142 | 142
2019-08-19 | 2.987 | 2.987 | 75 | 75
2019-08-19 01:00 | 3.9428 | 3.9428 | 99 | 99
2019-08-19 02:00 | 4.6995 | 4.6995 | 118 | 118
2019-08-19 03:00 | 6.0137 | 6.0137 | 151 | 151
2019-08-19 04:00 | 4.8986 | 4.8986 | 123 | 123
2019-08-19 05:00 | 1.9913 | 1.9913 | 50 | 50
2019-08-19 06:00 | 5.3765 | 5.3765 | 135 | 135
2019-08-19 07:00 | 181.6867 | 181.6867 | 4562 | 4562
2019-08-19 08:00 | 23.816 | 23.816 | 598 | 598
2019-08-19 09:00 | 25.5285 | 25.5285 | 641 | 641
2019-08-19 10:00 | 24.5329 | 24.5329 | 616 | 616
2019-08-19 11:00 | 26.3251 | 26.3251 | 661 | 661
2019-08-19 12:00 | 55.7167 | 55.7167 | 1399 | 1399
2019-08-19 13:00 | 20.9485 | 20.9485 | 526 | 526
2019-08-19 14:00 | 23.816 | 23.816 | 598 | 598
2019-08-19 15:00 | 18.4395 | 18.4395 | 463 | 463
2019-08-19 16:00 | 24.4931 | 24.4931 | 615 | 615
2019-08-19 17:00 | 19.5944 | 19.5944 | 492 | 492
2019-08-19 18:00 | 69.0187 | 69.0187 | 1733 | 1733
2019-08-19 19:00 | 85.0287 | 85.0287 | 2135 | 2135
2019-08-19 20:00 | 75.9882 | 75.9882 | 1908 | 1908
2019-08-19 21:00 | 81.086 | 81.086 | 2036 | 2036
2019-08-19 22:00 | 3.3852 | 3.3852 | 85 | 85
2019-08-19 23:00 | 4.3012 | 4.3012 | 108 | 108
2019-08-20 | 2.4692 | 2.4692 | 62 | 62
2019-08-20 01:00 | 5.8943 | 5.8943 | 148 | 148
2019-08-20 02:00 | 2.9471 | 2.9471 | 74 | 74
2019-08-20 03:00 | 2.4692 | 2.4692 | 62 | 62
2019-08-20 04:00 | 5.496 | 5.496 | 138 | 138
2019-08-20 05:00 | 5.9341 | 5.9341 | 149 | 149
2019-08-20 06:00 | 4.4605 | 4.4605 | 112 | 112
2019-08-20 07:00 | 188.497 | 188.497 | 4733 | 4733
2019-08-20 08:00 | 22.8204 | 22.8204 | 573 | 573
2019-08-20 09:00 | 21.1875 | 21.1875 | 532 | 532
2019-08-20 10:00 | 24.055 | 24.055 | 604 | 604
2019-08-20 11:00 | 32.4583 | 32.4583 | 815 | 815
2019-08-20 12:00 | 71.2091 | 71.2091 | 1788 | 1788
2019-08-20 13:00 | 27.9181 | 27.9181 | 701 | 701
2019-08-20 14:00 | 26.0065 | 26.0065 | 653 | 653
2019-08-20 15:00 | 25.4887 | 25.4887 | 640 | 640
2019-08-20 16:00 | 27.5597 | 27.5597 | 692 | 692
2019-08-20 17:00 | 22.4221 | 22.4221 | 563 | 563
2019-08-20 18:00 | 66.2706 | 66.2706 | 1664 | 1664
2019-08-20 19:00 | 80.7275 | 80.7275 | 2027 | 2027
2019-08-20 20:00 | 82.6392 | 82.6392 | 2075 | 2075
2019-08-20 21:00 | 79.7319 | 79.7319 | 2002 | 2002
2019-08-20 22:00 | 3.5047 | 3.5047 | 88 | 88
2019-08-20 23:00 | 4.6198 | 4.6198 | 116 | 116
2019-08-21 | 7.0094 | 7.0094 | 176 | 176
2019-08-21 01:00 | 2.509 | 2.509 | 63 | 63
2019-08-21 02:00 | 3.8233 | 3.8233 | 96 | 96
2019-08-21 03:00 | 3.8233 | 3.8233 | 96 | 96
2019-08-21 04:00 | 4.4207 | 4.4207 | 111 | 111
2019-08-21 05:00 | 3.2259 | 3.2259 | 81 | 81
2019-08-21 06:00 | 5.5757 | 5.5757 | 140 | 140
2019-08-21 07:00 | 183.7975 | 183.7975 | 4615 | 4615
2019-08-21 08:00 | 27.3605 | 27.3605 | 687 | 687
2019-08-21 09:00 | 27.0818 | 27.0818 | 680 | 680
2019-08-21 10:00 | 24.8117 | 24.8117 | 623 | 623
2019-08-21 11:00 | 22.6212 | 22.6212 | 568 | 568
2019-08-21 12:00 | 64.2395 | 64.2395 | 1613 | 1613
2019-08-21 13:00 | 20.9485 | 20.9485 | 526 | 526
2019-08-21 14:00 | 25.6082 | 25.6082 | 643 | 643
2019-08-21 15:00 | 18.9971 | 18.9971 | 477 | 477
2019-08-21 16:00 | 21.307 | 21.307 | 535 | 535
2019-08-21 17:00 | 24.8515 | 24.8515 | 624 | 624
2019-08-21 18:00 | 72.0853 | 72.0853 | 1810 | 1810
2019-08-21 19:00 | 81.524 | 81.524 | 2047 | 2047
2019-08-21 20:00 | 82.2807 | 82.2807 | 2066 | 2066
2019-08-21 21:00 | 69.3771 | 69.3771 | 1742 | 1742
2019-08-21 22:00 | 5.1376 | 5.1376 | 129 | 129
2019-08-21 23:00 | 5.1774 | 5.1774 | 130 | 130
2019-08-22 | 4.8588 | 4.8588 | 122 | 122
2019-08-22 01:00 | 5.735 | 5.735 | 144 | 144
2019-08-22 02:00 | 1.3939 | 1.3939 | 35 | 35
2019-08-22 03:00 | 4.2614 | 4.2614 | 107 | 107
2019-08-22 04:00 | 4.9384 | 4.9384 | 124 | 124
2019-08-22 05:00 | 5.4164 | 5.4164 | 136 | 136
2019-08-22 06:00 | 2.1904 | 2.1904 | 55 | 55
2019-08-22 07:00 | 193.6346 | 193.6346 | 4862 | 4862
2019-08-22 08:00 | 25.2896 | 25.2896 | 635 | 635
2019-08-22 09:00 | 24.8117 | 24.8117 | 623 | 623
2019-08-22 10:00 | 24.2143 | 24.2143 | 608 | 608
2019-08-22 11:00 | 23.6567 | 23.6567 | 594 | 594
2019-08-22 12:00 | 62.8058 | 62.8058 | 1577 | 1577
2019-08-22 13:00 | 29.9492 | 29.9492 | 752 | 752
2019-08-22 14:00 | 25.7675 | 25.7675 | 647 | 647
2019-08-22 15:00 | 25.2099 | 25.2099 | 633 | 633
2019-08-22 16:00 | 19.9529 | 19.9529 | 501 | 501
2019-08-22 17:00 | 19.7936 | 19.7936 | 497 | 497
2019-08-22 18:00 | 84.9491 | 84.9491 | 2133 | 2133
2019-08-22 19:00 | 78.9752 | 78.9752 | 1983 | 1983
2019-08-22 20:00 | 78.099 | 78.099 | 1961 | 1961
2019-08-22 21:00 | 75.2315 | 75.2315 | 1889 | 1889
2019-08-22 22:00 | 5.0977 | 5.0977 | 128 | 128
2019-08-22 23:00 | 5.6951 | 5.6951 | 143 | 143
2019-08-23 | 4.5402 | 4.5402 | 114 | 114
2019-08-23 01:00 | 3.1463 | 3.1463 | 79 | 79
2019-08-23 02:00 | 3.1064 | 3.1064 | 78 | 78
2019-08-23 03:00 | 5.735 | 5.735 | 144 | 144
2019-08-23 04:00 | 2.9471 | 2.9471 | 74 | 74
2019-08-23 05:00 | 5.1376 | 5.1376 | 129 | 129
2019-08-23 06:00 | 4.6995 | 4.6995 | 118 | 118
2019-08-23 07:00 | 187.8996 | 187.8996 | 4718 | 4718
2019-08-23 08:00 | 25.7277 | 25.7277 | 646 | 646
2019-08-23 09:00 | 26.3649 | 26.3649 | 662 | 662
2019-08-23 10:00 | 26.2852 | 26.2852 | 660 | 660
2019-08-23 11:00 | 27.4004 | 27.4004 | 688 | 688
2019-08-23 12:00 | 66.6291 | 66.6291 | 1673 | 1673
2019-08-23 13:00 | 22.8204 | 22.8204 | 573 | 573
2019-08-23 14:00 | 23.139 | 23.139 | 581 | 581
2019-08-23 15:00 | 24.2939 | 24.2939 | 610 | 610
2019-08-23 16:00 | 23.0593 | 23.0593 | 579 | 579
2019-08-23 17:00 | 25.5285 | 25.5285 | 641 | 641
2019-08-23 18:00 | 72.1251 | 72.1251 | 1811 | 1811
2019-08-23 19:00 | 70.6913 | 70.6913 | 1775 | 1775
2019-08-23 20:00 | 72.364 | 72.364 | 1817 | 1817
2019-08-23 21:00 | 80.0107 | 80.0107 | 2009 | 2009
2019-08-23 22:00 | 4.9384 | 4.9384 | 124 | 124
2019-08-23 23:00 | 3.425 | 3.425 | 86 | 86
2019-08-24 | 6.173 | 6.173 | 155 | 155
2019-08-24 01:00 | 8.6024 | 8.6024 | 216 | 216
2019-08-24 02:00 | 10.0362 | 10.0362 | 252 | 252
2019-08-24 03:00 | 8.921 | 8.921 | 224 | 224
2019-08-24 04:00 | 4.7393 | 4.7393 | 119 | 119
2019-08-24 05:00 | 6.0934 | 6.0934 | 153 | 153
2019-08-24 06:00 | 9.6379 | 9.6379 | 242 | 242
2019-08-24 07:00 | 181.7664 | 181.7664 | 4564 | 4564
2019-08-24 08:00 | 167.6281 | 167.6281 | 4209 | 4209
2019-08-24 09:00 | 27.7588 | 27.7588 | 697 | 697
2019-08-24 10:00 | 35.0072 | 35.0072 | 879 | 879
2019-08-24 11:00 | 21.9044 | 21.9044 | 550 | 550
2019-08-24 12:00 | 30.8254 | 30.8254 | 774 | 774
2019-08-24 13:00 | 27.6791 | 27.6791 | 695 | 695
2019-08-24 14:00 | 30.5865 | 30.5865 | 768 | 768
2019-08-24 15:00 | 87.1794 | 87.1794 | 2189 | 2189
2019-08-24 16:00 | 92.4762 | 92.4762 | 2322 | 2322
2019-08-24 17:00 | 15.5322 | 15.5322 | 390 | 390
2019-08-24 18:00 | 10.4743 | 10.4743 | 263 | 263
2019-08-24 19:00 | 11.7089 | 11.7089 | 294 | 294
2019-08-24 20:00 | 50.1012 | 50.1012 | 1258 | 1258
2019-08-24 21:00 | 50.0614 | 50.0614 | 1257 | 1257
2019-08-24 22:00 | 64.9962 | 64.9962 | 1632 | 1632
2019-08-24 23:00 | 7.8856 | 7.8856 | 198 | 198
2019-08-25 | 7.8856 | 7.8856 | 198 | 198
2019-08-25 01:00 | 7.9254 | 7.9254 | 199 | 199
2019-08-25 02:00 | 8.7617 | 8.7617 | 220 | 220
2019-08-25 03:00 | 6.5713 | 6.5713 | 165 | 165
2019-08-25 04:00 | 6.412 | 6.412 | 161 | 161
2019-08-25 05:00 | 8.5228 | 8.5228 | 214 | 214
2019-08-25 06:00 | 8.0449 | 8.0449 | 202 | 202
2019-08-25 07:00 | 175.9518 | 175.9518 | 4418 | 4418
2019-08-25 08:00 | 182.2443 | 182.2443 | 4576 | 4576
2019-08-25 09:00 | 27.48 | 27.48 | 690 | 690
2019-08-25 10:00 | 30.1484 | 30.1484 | 757 | 757
2019-08-25 11:00 | 26.8826 | 26.8826 | 675 | 675
2019-08-25 12:00 | 26.2852 | 26.2852 | 660 | 660
2019-08-25 13:00 | 30.8652 | 30.8652 | 775 | 775
2019-08-25 14:00 | 27.5198 | 27.5198 | 691 | 691
2019-08-25 15:00 | 93.1533 | 93.1533 | 2339 | 2339
2019-08-25 16:00 | 78.776 | 78.776 | 1978 | 1978
2019-08-25 17:00 | 18.7581 | 18.7581 | 471 | 471
2019-08-25 18:00 | 16.5278 | 16.5278 | 415 | 415
2019-08-25 19:00 | 14.0984 | 14.0984 | 354 | 354
2019-08-25 20:00 | 52.2519 | 52.2519 | 1312 | 1312
2019-08-25 21:00 | 54.0839 | 54.0839 | 1358 | 1358
2019-08-25 22:00 | 61.2924 | 61.2924 | 1539 | 1539
2019-08-25 23:00 | 4.9783 | 4.9783 | 125 | 125
2019-08-26 | 4.1419 | 4.1419 | 104 | 104
2019-08-26 01:00 | 5.9341 | 5.9341 | 149 | 149
2019-08-26 02:00 | 3.2259 | 3.2259 | 81 | 81
2019-08-26 03:00 | 3.8631 | 3.8631 | 97 | 97
2019-08-26 04:00 | 5.6553 | 5.6553 | 142 | 142
2019-08-26 05:00 | 3.9428 | 3.9428 | 99 | 99
2019-08-26 06:00 | 4.341 | 4.341 | 109 | 109
2019-08-26 07:00 | 194.9886 | 194.9886 | 4896 | 4896
2019-08-26 08:00 | 25.4091 | 25.4091 | 638 | 638
2019-08-26 09:00 | 17.3244 | 17.3244 | 435 | 435
2019-08-26 10:00 | 22.1831 | 22.1831 | 557 | 557
2019-08-26 11:00 | 22.0637 | 22.0637 | 554 | 554
2019-08-26 12:00 | 60.4959 | 60.4959 | 1519 | 1519
2019-08-26 13:00 | 27.9181 | 27.9181 | 701 | 701
2019-08-26 14:00 | 24.732 | 24.732 | 621 | 621
2019-08-26 15:00 | 21.307 | 21.307 | 535 | 535
2019-08-26 16:00 | 25.1303 | 25.1303 | 631 | 631
2019-08-26 17:00 | 22.8602 | 22.8602 | 574 | 574
2019-08-26 18:00 | 71.3286 | 71.3286 | 1791 | 1791
2019-08-26 19:00 | 74.5147 | 74.5147 | 1871 | 1871
2019-08-26 20:00 | 68.7797 | 68.7797 | 1727 | 1727
2019-08-26 21:00 | 68.1823 | 68.1823 | 1712 | 1712
2019-08-26 22:00 | 3.7835 | 3.7835 | 95 | 95
2019-08-26 23:00 | 4.3809 | 4.3809 | 110 | 110
2019-08-27 | 4.8588 | 4.8588 | 122 | 122
2019-08-27 01:00 | 3.6242 | 3.6242 | 91 | 91
2019-08-27 02:00 | 5.0579 | 5.0579 | 127 | 127
2019-08-27 03:00 | 5.3367 | 5.3367 | 134 | 134
2019-08-27 04:00 | 4.8588 | 4.8588 | 122 | 122
2019-08-27 05:00 | 6.5315 | 6.5315 | 164 | 164
2019-08-27 06:00 | 4.58 | 4.58 | 115 | 115
2019-08-27 07:00 | 179.6158 | 179.6158 | 4510 | 4510
2019-08-27 08:00 | 17.1252 | 17.1252 | 430 | 430
2019-08-27 09:00 | 20.3511 | 20.3511 | 511 | 511
2019-08-27 10:00 | 21.5858 | 21.5858 | 542 | 542
2019-08-27 11:00 | 25.1701 | 25.1701 | 632 | 632
2019-08-27 12:00 | 65.4741 | 65.4741 | 1644 | 1644
2019-08-27 13:00 | 23.0195 | 23.0195 | 578 | 578
2019-08-27 14:00 | 20.4706 | 20.4706 | 514 | 514
2019-08-27 15:00 | 26.5242 | 26.5242 | 666 | 666
2019-08-27 16:00 | 26.0065 | 26.0065 | 653 | 653
2019-08-27 17:00 | 22.4619 | 22.4619 | 564 | 564
2019-08-27 18:00 | 70.0541 | 70.0541 | 1759 | 1759
2019-08-27 19:00 | 74.7138 | 74.7138 | 1876 | 1876
2019-08-27 20:00 | 76.1077 | 76.1077 | 1911 | 1911
2019-08-27 21:00 | 76.2272 | 76.2272 | 1914 | 1914
2019-08-27 22:00 | 4.3012 | 4.3012 | 108 | 108
2019-08-27 23:00 | 3.8233 | 3.8233 | 96 | 96
2019-08-28 | 3.2259 | 3.2259 | 81 | 81
2019-08-28 01:00 | 6.0137 | 6.0137 | 151 | 151
2019-08-28 02:00 | 5.1774 | 5.1774 | 130 | 130
2019-08-28 03:00 | 4.1817 | 4.1817 | 105 | 105
2019-08-28 04:00 | 2.5887 | 2.5887 | 65 | 65
2019-08-28 05:00 | 2.4692 | 2.4692 | 62 | 62
2019-08-28 06:00 | 5.6155 | 5.6155 | 141 | 141
2019-08-28 07:00 | 178.5006 | 178.5006 | 4482 | 4482
2019-08-28 08:00 | 22.5018 | 22.5018 | 565 | 565
2019-08-28 09:00 | 22.0637 | 22.0637 | 554 | 554
2019-08-28 10:00 | 21.4264 | 21.4264 | 538 | 538
2019-08-28 11:00 | 24.3338 | 24.3338 | 611 | 611
2019-08-28 12:00 | 63.2439 | 63.2439 | 1588 | 1588
2019-08-28 13:00 | 25.887 | 25.887 | 650 | 650
2019-08-28 14:00 | 29.9891 | 29.9891 | 753 | 753
2019-08-28 15:00 | 25.8073 | 25.8073 | 648 | 648
2019-08-28 16:00 | 23.2983 | 23.2983 | 585 | 585
2019-08-28 17:00 | 23.3381 | 23.3381 | 586 | 586
2019-08-28 18:00 | 80.5682 | 80.5682 | 2023 | 2023
2019-08-28 19:00 | 73.1207 | 73.1207 | 1836 | 1836
2019-08-28 20:00 | 76.6254 | 76.6254 | 1924 | 1924
2019-08-28 21:00 | 69.2576 | 69.2576 | 1739 | 1739
2019-08-28 22:00 | 4.6198 | 4.6198 | 116 | 116
2019-08-28 23:00 | 3.9428 | 3.9428 | 99 | 99
2019-08-29 | 5.3367 | 5.3367 | 134 | 134
2019-08-29 01:00 | 4.9384 | 4.9384 | 124 | 124
2019-08-29 02:00 | 5.257 | 5.257 | 132 | 132
2019-08-29 03:00 | 5.0181 | 5.0181 | 126 | 126
2019-08-29 04:00 | 5.2969 | 5.2969 | 133 | 133
2019-08-29 05:00 | 2.6683 | 2.6683 | 67 | 67
2019-08-29 06:00 | 3.7835 | 3.7835 | 95 | 95
2019-08-29 07:00 | 195.8648 | 195.8648 | 4918 | 4918
2019-08-29 08:00 | 16.7668 | 16.7668 | 421 | 421
2019-08-29 09:00 | 23.0593 | 23.0593 | 579 | 579
2019-08-29 10:00 | 27.1614 | 27.1614 | 682 | 682
2019-08-29 11:00 | 24.8117 | 24.8117 | 623 | 623
2019-08-29 12:00 | 65.5538 | 65.5538 | 1646 | 1646
2019-08-29 13:00 | 26.8826 | 26.8826 | 675 | 675
2019-08-29 14:00 | 25.648 | 25.648 | 644 | 644
2019-08-29 15:00 | 25.2498 | 25.2498 | 634 | 634
2019-08-29 16:00 | 27.48 | 27.48 | 690 | 690
2019-08-29 17:00 | 25.4489 | 25.4489 | 639 | 639
2019-08-29 18:00 | 76.6653 | 76.6653 | 1925 | 1925
2019-08-29 19:00 | 67.5451 | 67.5451 | 1696 | 1696
2019-08-29 20:00 | 84.3517 | 84.3517 | 2118 | 2118
2019-08-29 21:00 | 73.9969 | 73.9969 | 1858 | 1858
2019-08-29 22:00 | 3.3852 | 3.3852 | 85 | 85
2019-08-29 23:00 | 4.341 | 4.341 | 109 | 109
2019-08-30 | 4.819 | 4.819 | 121 | 121
2019-08-30 01:00 | 4.7393 | 4.7393 | 119 | 119
2019-08-30 02:00 | 6.173 | 6.173 | 155 | 155
2019-08-30 03:00 | 2.0311 | 2.0311 | 51 | 51
2019-08-30 04:00 | 2.509 | 2.509 | 63 | 63
2019-08-30 05:00 | 4.341 | 4.341 | 109 | 109
2019-08-30 06:00 | 5.735 | 5.735 | 144 | 144
2019-08-30 07:00 | 191.245 | 191.245 | 4802 | 4802
2019-08-30 08:00 | 18.1209 | 18.1209 | 455 | 455
2019-08-30 09:00 | 15.6915 | 15.6915 | 394 | 394
2019-08-30 10:00 | 23.7762 | 23.7762 | 597 | 597
2019-08-30 11:00 | 20.9884 | 20.9884 | 527 | 527
2019-08-30 12:00 | 62.7261 | 62.7261 | 1575 | 1575
2019-08-30 13:00 | 22.223 | 22.223 | 558 | 558
2019-08-30 14:00 | 19.7538 | 19.7538 | 496 | 496
2019-08-30 15:00 | 27.9978 | 27.9978 | 703 | 703
2019-08-30 16:00 | 24.3338 | 24.3338 | 611 | 611
2019-08-30 17:00 | 24.6524 | 24.6524 | 619 | 619
2019-08-30 18:00 | 67.9433 | 67.9433 | 1706 | 1706
2019-08-30 19:00 | 87.0201 | 87.0201 | 2185 | 2185
2019-08-30 20:00 | 77.3821 | 77.3821 | 1943 | 1943
2019-08-30 21:00 | 71.8065 | 71.8065 | 1803 | 1803
2019-08-30 22:00 | 3.7038 | 3.7038 | 93 | 93
2019-08-30 23:00 | 1.1151 | 1.1151 | 28 | 28
2019-08-31 | 6.8899 | 6.8899 | 173 | 173
2019-08-31 01:00 | 7.3678 | 7.3678 | 185 | 185
2019-08-31 02:00 | 7.1289 | 7.1289 | 179 | 179
2019-08-31 03:00 | 10.7929 | 10.7929 | 271 | 271
2019-08-31 04:00 | 8.7617 | 8.7617 | 220 | 220
2019-08-31 05:00 | 11.8682 | 11.8682 | 298 | 298
2019-08-31 06:00 | 7.9254 | 7.9254 | 199 | 199
2019-08-31 07:00 | 172.7657 | 172.7657 | 4338 | 4338
2019-08-31 08:00 | 186.7845 | 186.7845 | 4690 | 4690
2019-08-31 09:00 | 31.4626 | 31.4626 | 790 | 790
2019-08-31 10:00 | 28.7545 | 28.7545 | 722 | 722
2019-08-31 11:00 | 29.1129 | 29.1129 | 731 | 731
2019-08-31 12:00 | 31.0644 | 31.0644 | 780 | 780
2019-08-31 13:00 | 28.7943 | 28.7943 | 723 | 723
2019-08-31 14:00 | 28.2367 | 28.2367 | 709 | 709
2019-08-31 15:00 | 88.0157 | 88.0157 | 2210 | 2210
2019-08-31 16:00 | 91.8788 | 91.8788 | 2307 | 2307
2019-08-31 17:00 | 16.4482 | 16.4482 | 413 | 413
2019-08-31 18:00 | 17.1252 | 17.1252 | 430 | 430
2019-08-31 19:00 | 12.3859 | 12.3859 | 311 | 311
2019-08-31 20:00 | 53.4466 | 53.4466 | 1342 | 1342
2019-08-31 21:00 | 62.1287 | 62.1287 | 1560 | 1560
2019-08-31 22:00 | 58.2656 | 58.2656 | 1463 | 1463
2019-08-31 23:00 | 6.3722 | 6.3722 | 160 | 160
2019-09-01 | 9.5981 | 9.5981 | 241 | 241
2019-09-01 01:00 | 7.1289 | 7.1289 | 179 | 179
2019-09-01 02:00 | 9.6777 | 9.6777 | 243 | 243
2019-09-01 03:00 | 8.1245 | 8.1245 | 204 | 204
2019-09-01 04:00 | 6.4518 | 6.4518 | 162 | 162
2019-09-01 05:00 | 9.9167 | 9.9167 | 249 | 249
2019-09-01 06:00 | 8.5626 | 8.5626 | 215 | 215
2019-09-01 07:00 | 195.6259 | 195.6259 | 4912 | 4912
2019-09-01 08:00 | 196.1436 | 196.1436 | 4925 | 4925
2019-09-01 09:00 | 28.5951 | 28.5951 | 718 | 718
2019-09-01 10:00 | 28.635 | 28.635 | 719 | 719
2019-09-01 11:00 | 29.9492 | 29.9492 | 752 | 752
2019-09-01 12:00 | 23.5771 | 23.5771 | 592 | 592
2019-09-01 13:00 | 30.6263 | 30.6263 | 769 | 769
2019-09-01 14:00 | 32.7371 | 32.7371 | 822 | 822
2019-09-01 15:00 | 86.582 | 86.582 | 2174 | 2174
2019-09-01 16:00 | 84.1924 | 84.1924 | 2114 | 2114
2019-09-01 17:00 | 16.488 | 16.488 | 414 | 414
2019-09-01 18:00 | 15.2932 | 15.2932 | 384 | 384
2019-09-01 19:00 | 15.2136 | 15.2136 | 382 | 382
2019-09-01 20:00 | 57.5089 | 57.5089 | 1444 | 1444
2019-09-01 21:00 | 63.1642 | 63.1642 | 1586 | 1586
2019-09-01 22:00 | 52.0129 | 52.0129 | 1306 | 1306
2019-09-01 23:00 | 7.089 | 7.089 | 178 | 178
2019-09-02 | 2.987 | 2.987 | 75 | 75
2019-09-02 01:00 | 5.0181 | 5.0181 | 126 | 126
2019-09-02 02:00 | 4.1419 | 4.1419 | 104 | 104
2019-09-02 03:00 | 4.2216 | 4.2216 | 106 | 106
2019-09-02 04:00 | 5.4562 | 5.4562 | 137 | 137
2019-09-02 05:00 | 6.2925 | 6.2925 | 158 | 158
2019-09-02 06:00 | 5.257 | 5.257 | 132 | 132
2019-09-02 07:00 | 208.0516 | 208.0516 | 5224 | 5224
2019-09-02 08:00 | 24.0948 | 24.0948 | 605 | 605
2019-09-02 09:00 | 22.0238 | 22.0238 | 553 | 553
2019-09-02 10:00 | 23.7364 | 23.7364 | 596 | 596
2019-09-02 11:00 | 25.1303 | 25.1303 | 631 | 631
2019-09-02 12:00 | 57.6284 | 57.6284 | 1447 | 1447
2019-09-02 13:00 | 20.8689 | 20.8689 | 524 | 524
2019-09-02 14:00 | 22.9 | 22.9 | 575 | 575
2019-09-02 15:00 | 27.7986 | 27.7986 | 698 | 698
2019-09-02 16:00 | 20.7494 | 20.7494 | 521 | 521
2019-09-02 17:00 | 27.0818 | 27.0818 | 680 | 680
2019-09-02 18:00 | 79.6124 | 79.6124 | 1999 | 1999
2019-09-02 19:00 | 82.679 | 82.679 | 2076 | 2076
2019-09-02 20:00 | 79.4929 | 79.4929 | 1996 | 1996
2019-09-02 21:00 | 77.3423 | 77.3423 | 1942 | 1942
2019-09-02 22:00 | 3.0666 | 3.0666 | 77 | 77
2019-09-02 23:00 | 5.3765 | 5.3765 | 135 | 135
2019-09-03 | 4.3012 | 4.3012 | 108 | 108
2019-09-03 01:00 | 2.8675 | 2.8675 | 72 | 72
2019-09-03 02:00 | 3.9826 | 3.9826 | 100 | 100
2019-09-03 03:00 | 4.1817 | 4.1817 | 105 | 105
2019-09-03 04:00 | 6.0934 | 6.0934 | 153 | 153
2019-09-03 05:00 | 3.2657 | 3.2657 | 82 | 82
2019-09-03 06:00 | 2.2701 | 2.2701 | 57 | 57
2019-09-03 07:00 | 211.6758 | 211.6758 | 5315 | 5315
2019-09-03 08:00 | 22.3823 | 22.3823 | 562 | 562
2019-09-03 09:00 | 23.2983 | 23.2983 | 585 | 585
2019-09-03 10:00 | 27.9978 | 27.9978 | 703 | 703
2019-09-03 11:00 | 29.1527 | 29.1527 | 732 | 732
2019-09-03 12:00 | 66.9477 | 66.9477 | 1681 | 1681
2019-09-03 13:00 | 22.3823 | 22.3823 | 562 | 562
2019-09-03 14:00 | 27.5597 | 27.5597 | 692 | 692
2019-09-03 15:00 | 21.8247 | 21.8247 | 548 | 548
2019-09-03 16:00 | 21.5061 | 21.5061 | 540 | 540
2019-09-03 17:00 | 24.8515 | 24.8515 | 624 | 624
2019-09-03 18:00 | 69.9745 | 69.9745 | 1757 | 1757
2019-09-03 19:00 | 63.8014 | 63.8014 | 1602 | 1602
2019-09-03 20:00 | 72.4437 | 72.4437 | 1819 | 1819
2019-09-03 21:00 | 74.1562 | 74.1562 | 1862 | 1862
2019-09-03 22:00 | 5.4164 | 5.4164 | 136 | 136
2019-09-03 23:00 | 7.6068 | 7.6068 | 191 | 191
2019-09-04 | 4.341 | 4.341 | 109 | 109
2019-09-04 01:00 | 3.664 | 3.664 | 92 | 92
2019-09-04 02:00 | 6.8899 | 6.8899 | 173 | 173
2019-09-04 03:00 | 3.7835 | 3.7835 | 95 | 95
2019-09-04 04:00 | 3.3454 | 3.3454 | 84 | 84
2019-09-04 05:00 | 5.0579 | 5.0579 | 127 | 127
2019-09-04 06:00 | 6.2527 | 6.2527 | 157 | 157
2019-09-04 07:00 | 188.2979 | 188.2979 | 4728 | 4728
2019-09-04 08:00 | 19.6343 | 19.6343 | 493 | 493
2019-09-04 09:00 | 20.9087 | 20.9087 | 525 | 525
2019-09-04 10:00 | 25.4091 | 25.4091 | 638 | 638
2019-09-04 11:00 | 25.648 | 25.648 | 644 | 644
2019-09-04 12:00 | 59.54 | 59.54 | 1495 | 1495
2019-09-04 13:00 | 22.8602 | 22.8602 | 574 | 574
2019-09-04 14:00 | 23.6965 | 23.6965 | 595 | 595
2019-09-04 15:00 | 22.3026 | 22.3026 | 560 | 560
2019-09-04 16:00 | 24.0151 | 24.0151 | 603 | 603
2019-09-04 17:00 | 29.1129 | 29.1129 | 731 | 731
2019-09-04 18:00 | 83.5154 | 83.5154 | 2097 | 2097
2019-09-04 19:00 | 82.7985 | 82.7985 | 2079 | 2079
2019-09-04 20:00 | 77.3423 | 77.3423 | 1942 | 1942
2019-09-04 21:00 | 75.5103 | 75.5103 | 1896 | 1896
2019-09-04 22:00 | 3.1861 | 3.1861 | 80 | 80
2019-09-04 23:00 | 5.4164 | 5.4164 | 136 | 136
2019-09-05 | 3.5844 | 3.5843 | 90 | 90
2019-09-05 01:00 | 4.819 | 4.819 | 121 | 121
2019-09-05 02:00 | 3.7038 | 3.7038 | 93 | 93
2019-09-05 03:00 | 4.7393 | 4.7393 | 119 | 119
2019-09-05 04:00 | 5.2969 | 5.2969 | 133 | 133
2019-09-05 05:00 | 4.58 | 4.58 | 115 | 115
2019-09-05 06:00 | 8.7219 | 8.7219 | 219 | 219
2019-09-05 07:00 | 206.7373 | 206.7373 | 5191 | 5191
2019-09-05 08:00 | 24.9311 | 24.9311 | 626 | 626
2019-09-05 09:00 | 24.2541 | 24.2541 | 609 | 609
2019-09-05 10:00 | 20.0724 | 20.0724 | 504 | 504
2019-09-05 11:00 | 21.1078 | 21.1078 | 530 | 530
2019-09-05 12:00 | 64.2395 | 64.2395 | 1613 | 1613
2019-09-05 13:00 | 30.1484 | 30.1484 | 757 | 757
2019-09-05 14:00 | 22.5018 | 22.5018 | 565 | 565
2019-09-05 15:00 | 26.3251 | 26.3251 | 661 | 661
2019-09-05 16:00 | 20.7494 | 20.7494 | 521 | 521
2019-09-05 17:00 | 20.391 | 20.391 | 512 | 512
2019-09-05 18:00 | 74.5943 | 74.5943 | 1873 | 1873
2019-09-05 19:00 | 81.8028 | 81.8028 | 2054 | 2054
2019-09-05 20:00 | 68.3018 | 68.3018 | 1715 | 1715
2019-09-05 21:00 | 68.6602 | 68.6602 | 1724 | 1724
2019-09-05 22:00 | 3.4649 | 3.4649 | 87 | 87
2019-09-05 23:00 | 4.0623 | 4.0623 | 102 | 102
2019-09-06 | 5.3765 | 5.3765 | 135 | 135
2019-09-06 01:00 | 2.7082 | 2.7082 | 68 | 68
2019-09-06 02:00 | 3.6242 | 3.6242 | 91 | 91
2019-09-06 03:00 | 6.3324 | 6.3324 | 159 | 159
2019-09-06 04:00 | 3.2259 | 3.2259 | 81 | 81
2019-09-06 05:00 | 5.6553 | 5.6553 | 142 | 142
2019-09-06 06:00 | 4.8986 | 4.8986 | 123 | 123
2019-09-06 07:00 | 191.3645 | 191.3645 | 4805 | 4805
2019-09-06 08:00 | 24.9311 | 24.9311 | 626 | 626
2019-09-06 09:00 | 26.0065 | 26.0065 | 653 | 653
2019-09-06 10:00 | 19.7936 | 19.7936 | 497 | 497
2019-09-06 11:00 | 22.9 | 22.9 | 575 | 575
2019-09-06 12:00 | 62.9253 | 62.9253 | 1580 | 1580
2019-09-06 13:00 | 21.1875 | 21.1875 | 532 | 532
2019-09-06 14:00 | 25.5684 | 25.5684 | 642 | 642
2019-09-06 15:00 | 24.6922 | 24.6922 | 620 | 620
2019-09-06 16:00 | 23.4576 | 23.4576 | 589 | 589
2019-09-06 17:00 | 24.9311 | 24.9311 | 626 | 626
2019-09-06 18:00 | 72.7623 | 72.7623 | 1827 | 1827
2019-09-06 19:00 | 70.5719 | 70.5719 | 1772 | 1772
2019-09-06 20:00 | 85.1084 | 85.1084 | 2137 | 2137
2019-09-06 21:00 | 69.3771 | 69.3771 | 1742 | 1742
2019-09-06 22:00 | 5.735 | 5.735 | 144 | 144
2019-09-06 23:00 | 4.9384 | 4.9384 | 124 | 124
2019-09-07 | 9.399 | 9.399 | 236 | 236
2019-09-07 01:00 | 9.3591 | 9.3591 | 235 | 235
2019-09-07 02:00 | 9.0007 | 9.0007 | 226 | 226
2019-09-07 03:00 | 9.837 | 9.837 | 247 | 247
2019-09-07 04:00 | 9.2397 | 9.2397 | 232 | 232
2019-09-07 05:00 | 6.3324 | 6.3324 | 159 | 159
2019-09-07 06:00 | 6.6908 | 6.6908 | 168 | 168
2019-09-07 07:00 | 188.8952 | 188.8952 | 4743 | 4743
2019-09-07 08:00 | 185.9083 | 185.9083 | 4668 | 4668
2019-09-07 09:00 | 27.8783 | 27.8783 | 700 | 700
2019-09-07 10:00 | 28.9536 | 28.9536 | 727 | 727
2019-09-07 11:00 | 25.0108 | 25.0108 | 628 | 628
2019-09-07 12:00 | 29.5908 | 29.5908 | 743 | 743
2019-09-07 13:00 | 28.2765 | 28.2765 | 710 | 710
2019-09-07 14:00 | 26.9225 | 26.9225 | 676 | 676
2019-09-07 15:00 | 92.3966 | 92.3966 | 2320 | 2320
2019-09-07 16:00 | 87.6174 | 87.6174 | 2200 | 2200
2019-09-07 17:00 | 15.2136 | 15.2136 | 382 | 382
2019-09-07 18:00 | 9.9167 | 9.9167 | 249 | 249
2019-09-07 19:00 | 10.2751 | 10.2751 | 258 | 258
2019-09-07 20:00 | 55.0795 | 55.0795 | 1383 | 1383
2019-09-07 21:00 | 64.2793 | 64.2793 | 1614 | 1614
2019-09-07 22:00 | 54.5219 | 54.5219 | 1369 | 1369
2019-09-07 23:00 | 9.5583 | 9.5583 | 240 | 240
2019-09-08 | 6.8501 | 6.8501 | 172 | 172
2019-09-08 01:00 | 8.9609 | 8.9609 | 225 | 225
2019-09-08 02:00 | 6.412 | 6.412 | 161 | 161
2019-09-08 03:00 | 6.8899 | 6.8899 | 173 | 173
2019-09-08 04:00 | 8.7219 | 8.7219 | 219 | 219
2019-09-08 05:00 | 10.5141 | 10.5141 | 264 | 264
2019-09-08 06:00 | 8.2838 | 8.2838 | 208 | 208
2019-09-08 07:00 | 172.3276 | 172.3276 | 4327 | 4327
2019-09-08 08:00 | 185.0719 | 185.0719 | 4647 | 4647
2019-09-08 09:00 | 25.6082 | 25.6082 | 643 | 643
2019-09-08 10:00 | 27.5198 | 27.5198 | 691 | 691
2019-09-08 11:00 | 29.2722 | 29.2722 | 735 | 735
2019-09-08 12:00 | 27.9579 | 27.9579 | 702 | 702
2019-09-08 13:00 | 28.396 | 28.396 | 713 | 713
2019-09-08 14:00 | 24.8515 | 24.8515 | 624 | 624
2019-09-08 15:00 | 92.078 | 92.078 | 2312 | 2312
2019-09-08 16:00 | 88.8919 | 88.8919 | 2232 | 2232
2019-09-08 17:00 | 12.5851 | 12.5851 | 316 | 316
2019-09-08 18:00 | 14.4967 | 14.4967 | 364 | 364
2019-09-08 19:00 | 12.8638 | 12.8638 | 323 | 323
2019-09-08 20:00 | 57.6284 | 57.6284 | 1447 | 1447
2019-09-08 21:00 | 50.1012 | 50.1012 | 1258 | 1258
2019-09-08 22:00 | 57.2301 | 57.2301 | 1437 | 1437
2019-09-08 23:00 | 8.3635 | 8.3635 | 210 | 210
2019-09-09 | 4.3012 | 4.3012 | 108 | 108
2019-09-09 01:00 | 5.6951 | 5.6951 | 143 | 143
2019-09-09 02:00 | 3.2259 | 3.2259 | 81 | 81
2019-09-09 03:00 | 3.5844 | 3.5843 | 90 | 90
2019-09-09 04:00 | 4.2216 | 4.2216 | 106 | 106
2019-09-09 05:00 | 5.0977 | 5.0977 | 128 | 128
2019-09-09 06:00 | 3.664 | 3.664 | 92 | 92
2019-09-09 07:00 | 199.6483 | 199.6483 | 5013 | 5013
2019-09-09 08:00 | 24.4134 | 24.4134 | 613 | 613
2019-09-09 09:00 | 26.9225 | 26.9225 | 676 | 676
2019-09-09 10:00 | 25.0905 | 25.0905 | 630 | 630
2019-09-09 11:00 | 27.4004 | 27.4004 | 688 | 688
2019-09-09 12:00 | 66.7884 | 66.7884 | 1677 | 1677
2019-09-09 13:00 | 30.1882 | 30.1882 | 758 | 758
2019-09-09 14:00 | 25.3692 | 25.3692 | 637 | 637
2019-09-09 15:00 | 21.3866 | 21.3866 | 537 | 537
2019-09-09 16:00 | 20.3511 | 20.3511 | 511 | 511
2019-09-09 17:00 | 20.3113 | 20.3113 | 510 | 510
2019-09-09 18:00 | 78.2981 | 78.2981 | 1966 | 1966
2019-09-09 19:00 | 80.7674 | 80.7674 | 2028 | 2028
2019-09-09 20:00 | 83.9933 | 83.9933 | 2109 | 2109
2019-09-09 21:00 | 77.5813 | 77.5813 | 1948 | 1948
2019-09-09 22:00 | 2.1904 | 2.1904 | 55 | 55
2019-09-09 23:00 | 7.8457 | 7.8457 | 197 | 197
2019-09-10 | 3.9826 | 3.9826 | 100 | 100
2019-09-10 01:00 | 7.8457 | 7.8457 | 197 | 197
2019-09-10 02:00 | 4.0623 | 4.0623 | 102 | 102
2019-09-10 03:00 | 6.412 | 6.412 | 161 | 161
2019-09-10 04:00 | 6.7306 | 6.7306 | 169 | 169
2019-09-10 05:00 | 2.987 | 2.987 | 75 | 75
2019-09-10 06:00 | 3.5844 | 3.5844 | 90 | 90
2019-09-10 07:00 | 199.5288 | 199.5288 | 5010 | 5010
2019-09-10 08:00 | 22.4221 | 22.4221 | 563 | 563
2019-09-10 09:00 | 25.2896 | 25.2896 | 635 | 635
2019-09-10 10:00 | 20.5503 | 20.5503 | 516 | 516
2019-09-10 11:00 | 26.9623 | 26.9623 | 677 | 677
2019-09-10 12:00 | 64.9962 | 64.9962 | 1632 | 1632
2019-09-10 13:00 | 26.6835 | 26.6835 | 670 | 670
2019-09-10 14:00 | 17.6828 | 17.6828 | 444 | 444
2019-09-10 15:00 | 27.0021 | 27.0021 | 678 | 678
2019-09-10 16:00 | 17.1651 | 17.1651 | 431 | 431
2019-09-10 17:00 | 19.9131 | 19.9131 | 500 | 500
2019-09-10 18:00 | 75.2315 | 75.2315 | 1889 | 1889
2019-09-10 19:00 | 69.8152 | 69.8152 | 1753 | 1753
2019-09-10 20:00 | 82.8781 | 82.8781 | 2081 | 2081
2019-09-10 21:00 | 79.4133 | 79.4133 | 1994 | 1994
2019-09-10 22:00 | 2.9471 | 2.9471 | 74 | 74
2019-09-10 23:00 | 5.7748 | 5.7748 | 145 | 145
2019-09-11 | 5.1376 | 5.1376 | 129 | 129
2019-09-11 01:00 | 2.748 | 2.748 | 69 | 69
2019-09-11 02:00 | 4.5402 | 4.5402 | 114 | 114
2019-09-11 03:00 | 3.0666 | 3.0666 | 77 | 77
2019-09-11 04:00 | 2.7082 | 2.7082 | 68 | 68
2019-09-11 05:00 | 5.1376 | 5.1376 | 129 | 129
2019-09-11 06:00 | 3.3056 | 3.3056 | 83 | 83
2019-09-11 07:00 | 193.1566 | 193.1566 | 4850 | 4850
2019-09-11 08:00 | 24.7718 | 24.7718 | 622 | 622
2019-09-11 09:00 | 25.4489 | 25.4489 | 639 | 639
2019-09-11 10:00 | 23.0195 | 23.0195 | 578 | 578
2019-09-11 11:00 | 26.4445 | 26.4445 | 664 | 664
2019-09-11 12:00 | 59.1816 | 59.1816 | 1486 | 1486
2019-09-11 13:00 | 22.4221 | 22.4221 | 563 | 563
2019-09-11 14:00 | 25.4489 | 25.4489 | 639 | 639
2019-09-11 15:00 | 31.0644 | 31.0644 | 780 | 780
2019-09-11 16:00 | 27.1614 | 27.1614 | 682 | 682
2019-09-11 17:00 | 27.48 | 27.48 | 690 | 690
2019-09-11 18:00 | 77.6211 | 77.6211 | 1949 | 1949
2019-09-11 19:00 | 73.4393 | 73.4393 | 1844 | 1844
2019-09-11 20:00 | 73.5987 | 73.5987 | 1848 | 1848
2019-09-11 21:00 | 76.2272 | 76.2272 | 1914 | 1914
2019-09-11 22:00 | 2.7082 | 2.7082 | 68 | 68
2019-09-11 23:00 | 5.3765 | 5.3765 | 135 | 135
2019-09-12 | 3.7038 | 3.7038 | 93 | 93
2019-09-12 01:00 | 4.6597 | 4.6597 | 117 | 117
2019-09-12 02:00 | 6.0137 | 6.0137 | 151 | 151
2019-09-12 03:00 | 3.5844 | 3.5844 | 90 | 90
2019-09-12 04:00 | 5.4562 | 5.4562 | 137 | 137
2019-09-12 05:00 | 4.1021 | 4.1021 | 103 | 103
2019-09-12 06:00 | 5.6155 | 5.6155 | 141 | 141
2019-09-12 07:00 | 173.9206 | 173.9206 | 4367 | 4367
2019-09-12 08:00 | 24.9311 | 24.9311 | 626 | 626
2019-09-12 09:00 | 18.4395 | 18.4395 | 463 | 463
2019-09-12 10:00 | 27.3605 | 27.3605 | 687 | 687
2019-09-12 11:00 | 21.1078 | 21.1078 | 530 | 530
2019-09-12 12:00 | 61.0534 | 61.0534 | 1533 | 1533
2019-09-12 13:00 | 22.8204 | 22.8204 | 573 | 573
2019-09-12 14:00 | 30.2678 | 30.2678 | 760 | 760
2019-09-12 15:00 | 28.8341 | 28.8341 | 724 | 724
2019-09-12 16:00 | 22.6611 | 22.6611 | 569 | 569
2019-09-12 17:00 | 27.0818 | 27.0818 | 680 | 680
2019-09-12 18:00 | 79.1743 | 79.1743 | 1988 | 1988
2019-09-12 19:00 | 73.6385 | 73.6385 | 1849 | 1849
2019-09-12 20:00 | 77.6609 | 77.6609 | 1950 | 1950
2019-09-12 21:00 | 70.5719 | 70.5719 | 1772 | 1772
2019-09-12 22:00 | 3.8631 | 3.8631 | 97 | 97
2019-09-12 23:00 | 2.4692 | 2.4692 | 62 | 62
2019-09-13 | 5.4164 | 5.4164 | 136 | 136
2019-09-13 01:00 | 8.4033 | 8.4033 | 211 | 211
2019-09-13 02:00 | 3.9428 | 3.9428 | 99 | 99
2019-09-13 03:00 | 3.1064 | 3.1064 | 78 | 78
2019-09-13 04:00 | 6.412 | 6.412 | 161 | 161
2019-09-13 05:00 | 4.58 | 4.58 | 115 | 115
2019-09-13 06:00 | 4.0224 | 4.0224 | 101 | 101
2019-09-13 07:00 | 209.8438 | 209.8438 | 5269 | 5269
2019-09-13 08:00 | 22.9 | 22.9 | 575 | 575
2019-09-13 09:00 | 23.2584 | 23.2584 | 584 | 584
2019-09-13 10:00 | 28.6748 | 28.6748 | 720 | 720
2019-09-13 11:00 | 23.4974 | 23.4974 | 590 | 590
2019-09-13 12:00 | 57.947 | 57.947 | 1455 | 1455
2019-09-13 13:00 | 22.1831 | 22.1831 | 557 | 557
2019-09-13 14:00 | 28.7146 | 28.7146 | 721 | 721
2019-09-13 15:00 | 22.1035 | 22.1035 | 555 | 555
2019-09-13 16:00 | 22.4221 | 22.4221 | 563 | 563
2019-09-13 17:00 | 23.2983 | 23.2983 | 585 | 585
2019-09-13 18:00 | 77.6211 | 77.6211 | 1949 | 1949
2019-09-13 19:00 | 74.2359 | 74.2359 | 1864 | 1864
2019-09-13 20:00 | 80.4089 | 80.4089 | 2019 | 2019
2019-09-13 21:00 | 65.9919 | 65.9919 | 1657 | 1657
2019-09-13 22:00 | 4.2216 | 4.2216 | 106 | 106
2019-09-13 23:00 | 4.9384 | 4.9384 | 124 | 124
2019-09-14 | 8.2042 | 8.2042 | 206 | 206
2019-09-14 01:00 | 10.753 | 10.753 | 270 | 270
2019-09-14 02:00 | 8.5228 | 8.5228 | 214 | 214
2019-09-14 03:00 | 7.0094 | 7.0094 | 176 | 176
2019-09-14 04:00 | 8.7219 | 8.7219 | 219 | 219
2019-09-14 05:00 | 12.824 | 12.824 | 322 | 322
2019-09-14 06:00 | 8.8812 | 8.8812 | 223 | 223
2019-09-14 07:00 | 181.5672 | 181.5672 | 4559 | 4559
2019-09-14 08:00 | 187.5013 | 187.5013 | 4708 | 4708
2019-09-14 09:00 | 27.48 | 27.48 | 690 | 690
2019-09-14 10:00 | 28.7146 | 28.7146 | 721 | 721
2019-09-14 11:00 | 25.9666 | 25.9666 | 652 | 652
2019-09-14 12:00 | 29.6306 | 29.6306 | 744 | 744
2019-09-14 13:00 | 28.9536 | 28.9536 | 727 | 727
2019-09-14 14:00 | 30.5466 | 30.5466 | 767 | 767
2019-09-14 15:00 | 94.826 | 94.826 | 2381 | 2381
2019-09-14 16:00 | 94.5074 | 94.5074 | 2373 | 2373
2019-09-14 17:00 | 14.5764 | 14.5764 | 366 | 366
2019-09-14 18:00 | 15.7313 | 15.7313 | 395 | 395
2019-09-14 19:00 | 12.2266 | 12.2266 | 307 | 307
2019-09-14 20:00 | 52.4112 | 52.4112 | 1316 | 1316
2019-09-14 21:00 | 61.8898 | 61.8898 | 1554 | 1554
2019-09-14 22:00 | 59.3807 | 59.3807 | 1491 | 1491
2019-09-14 23:00 | 6.9696 | 6.9696 | 175 | 175
2019-09-15 | 7.1687 | 7.1687 | 180 | 180
2019-09-15 01:00 | 7.4475 | 7.4475 | 187 | 187
2019-09-15 02:00 | 9.0804 | 9.0804 | 228 | 228
2019-09-15 03:00 | 9.1998 | 9.1998 | 231 | 231
2019-09-15 04:00 | 6.412 | 6.412 | 161 | 161
2019-09-15 05:00 | 4.0224 | 4.0224 | 101 | 101
2019-09-15 06:00 | 3.7038 | 3.7038 | 93 | 93
2019-09-15 07:00 | 177.3058 | 177.3058 | 4452 | 4452
2019-09-15 08:00 | 177.505 | 177.505 | 4457 | 4457
2019-09-15 09:00 | 26.2454 | 26.2454 | 659 | 659
2019-09-15 10:00 | 27.5995 | 27.5995 | 693 | 693
2019-09-15 11:00 | 23.6169 | 23.6169 | 593 | 593
2019-09-15 12:00 | 27.2809 | 27.2809 | 685 | 685
2019-09-15 13:00 | 29.3917 | 29.3917 | 738 | 738
2019-09-15 14:00 | 27.2411 | 27.2411 | 684 | 684
2019-09-15 15:00 | 93.1134 | 93.1134 | 2338 | 2338
2019-09-15 16:00 | 95.3039 | 95.3039 | 2393 | 2393
2019-09-15 17:00 | 14.4967 | 14.4967 | 364 | 364
2019-09-15 18:00 | 11.7885 | 11.7885 | 296 | 296
2019-09-15 19:00 | 12.1071 | 12.1071 | 304 | 304
2019-09-15 20:00 | 55.3981 | 55.3981 | 1391 | 1391
2019-09-15 21:00 | 58.7435 | 58.7435 | 1475 | 1475
2019-09-15 22:00 | 47.0346 | 47.0346 | 1181 | 1181
2019-09-15 23:00 | 6.4518 | 6.4518 | 162 | 162
2019-09-16 | 6.4917 | 6.4917 | 163 | 163
2019-09-16 01:00 | 3.7835 | 3.7835 | 95 | 95
2019-09-16 02:00 | 7.0094 | 7.0094 | 176 | 176
2019-09-16 03:00 | 3.6242 | 3.6242 | 91 | 91
2019-09-16 04:00 | 4.6995 | 4.6995 | 118 | 118
2019-09-16 05:00 | 3.9428 | 3.9428 | 99 | 99
2019-09-16 06:00 | 5.3367 | 5.3367 | 134 | 134
2019-09-16 07:00 | 176.589 | 176.589 | 4434 | 4434
2019-09-16 08:00 | 30.3077 | 30.3077 | 761 | 761
2019-09-16 09:00 | 28.0774 | 28.0774 | 705 | 705
2019-09-16 10:00 | 30.8254 | 30.8254 | 774 | 774
2019-09-16 11:00 | 21.0282 | 21.0282 | 528 | 528
2019-09-16 12:00 | 67.5451 | 67.5451 | 1696 | 1696
2019-09-16 13:00 | 26.6038 | 26.6038 | 668 | 668
2019-09-16 14:00 | 25.887 | 25.887 | 650 | 650
2019-09-16 15:00 | 22.3424 | 22.3424 | 561 | 561
2019-09-16 16:00 | 24.6125 | 24.6125 | 618 | 618
2019-09-16 17:00 | 25.8471 | 25.8471 | 649 | 649
2019-09-16 18:00 | 80.17 | 80.17 | 2013 | 2013
2019-09-16 19:00 | 72.4835 | 72.4835 | 1820 | 1820
2019-09-16 20:00 | 75.1917 | 75.1917 | 1888 | 1888
2019-09-16 21:00 | 81.6834 | 81.6834 | 2051 | 2051
2019-09-16 22:00 | 1.5532 | 1.5532 | 39 | 39
2019-09-16 23:00 | 3.4649 | 3.4649 | 87 | 87
2019-09-17 | 4.1021 | 4.1021 | 103 | 103
2019-09-17 01:00 | 6.6111 | 6.6111 | 166 | 166
2019-09-17 02:00 | 7.328 | 7.328 | 184 | 184
2019-09-17 03:00 | 3.6242 | 3.6242 | 91 | 91
2019-09-17 04:00 | 4.5004 | 4.5004 | 113 | 113
2019-09-17 05:00 | 8.1644 | 8.1644 | 205 | 205
2019-09-17 06:00 | 5.2172 | 5.2172 | 131 | 131
2019-09-17 07:00 | 190.0104 | 190.0104 | 4771 | 4771
2019-09-17 08:00 | 24.2143 | 24.2143 | 608 | 608
2019-09-17 09:00 | 22.8204 | 22.8204 | 573 | 573
2019-09-17 10:00 | 23.4974 | 23.4974 | 590 | 590
2019-09-17 11:00 | 28.3164 | 28.3164 | 711 | 711
2019-09-17 12:00 | 67.107 | 67.107 | 1685 | 1685
2019-09-17 13:00 | 22.6611 | 22.6611 | 569 | 569
2019-09-17 14:00 | 21.8645 | 21.8645 | 549 | 549
2019-09-17 15:00 | 23.4576 | 23.4576 | 589 | 589
2019-09-17 16:00 | 21.5858 | 21.5858 | 542 | 542
2019-09-17 17:00 | 20.8689 | 20.8689 | 524 | 524
2019-09-17 18:00 | 85.5067 | 85.5067 | 2147 | 2147
2019-09-17 19:00 | 77.5813 | 77.5813 | 1948 | 1948
2019-09-17 20:00 | 80.9267 | 80.9267 | 2032 | 2032
2019-09-17 21:00 | 68.0628 | 68.0628 | 1709 | 1709
2019-09-17 22:00 | 6.5713 | 6.5713 | 165 | 165
2019-09-17 23:00 | 7.2484 | 7.2484 | 182 | 182
2019-09-18 | 4.3809 | 4.3809 | 110 | 110
2019-09-18 01:00 | 4.2614 | 4.2614 | 107 | 107
2019-09-18 02:00 | 4.58 | 4.58 | 115 | 115
2019-09-18 03:00 | 3.1463 | 3.1463 | 79 | 79
2019-09-18 04:00 | 4.9783 | 4.9783 | 125 | 125
2019-09-18 05:00 | 4.6995 | 4.6995 | 118 | 118
2019-09-18 06:00 | 4.1817 | 4.1817 | 105 | 105
2019-09-18 07:00 | 209.1667 | 209.1667 | 5252 | 5252
2019-09-18 08:00 | 25.8073 | 25.8073 | 648 | 648
2019-09-18 09:00 | 23.4576 | 23.4576 | 589 | 589
2019-09-18 10:00 | 23.4974 | 23.4974 | 590 | 590
2019-09-18 11:00 | 19.1962 | 19.1962 | 482 | 482
2019-09-18 12:00 | 64.359 | 64.359 | 1616 | 1616
2019-09-18 13:00 | 26.4844 | 26.4844 | 665 | 665
2019-09-18 14:00 | 23.8558 | 23.8558 | 599 | 599
2019-09-18 15:00 | 20.6698 | 20.6698 | 519 | 519
2019-09-18 16:00 | 21.5061 | 21.5061 | 540 | 540
2019-09-18 17:00 | 26.0463 | 26.0463 | 654 | 654
2019-09-18 18:00 | 77.9397 | 77.9397 | 1957 | 1957
2019-09-18 19:00 | 72.1649 | 72.1649 | 1812 | 1812
2019-09-18 20:00 | 78.0592 | 78.0592 | 1960 | 1960
2019-09-18 21:00 | 76.6254 | 76.6254 | 1924 | 1924
2019-09-18 22:00 | 5.2969 | 5.2969 | 133 | 133
2019-09-18 23:00 | 3.3056 | 3.3056 | 83 | 83
2019-09-19 | 5.6155 | 5.6155 | 141 | 141
2019-09-19 01:00 | 3.8233 | 3.8233 | 96 | 96
2019-09-19 02:00 | 3.1064 | 3.1064 | 78 | 78
2019-09-19 03:00 | 3.9428 | 3.9428 | 99 | 99
2019-09-19 04:00 | 5.8146 | 5.8146 | 146 | 146
2019-09-19 05:00 | 2.9073 | 2.9073 | 73 | 73
2019-09-19 06:00 | 3.5047 | 3.5047 | 88 | 88
2019-09-19 07:00 | 181.3681 | 181.3681 | 4554 | 4554
2019-09-19 08:00 | 17.9217 | 17.9217 | 450 | 450
2019-09-19 09:00 | 25.3294 | 25.3294 | 636 | 636
2019-09-19 10:00 | 22.5018 | 22.5018 | 565 | 565
2019-09-19 11:00 | 26.5242 | 26.5242 | 666 | 666
2019-09-19 12:00 | 58.0665 | 58.0665 | 1458 | 1458
2019-09-19 13:00 | 26.803 | 26.803 | 673 | 673
2019-09-19 14:00 | 22.5416 | 22.5416 | 566 | 566
2019-09-19 15:00 | 27.4402 | 27.4402 | 689 | 689
2019-09-19 16:00 | 31.144 | 31.144 | 782 | 782
2019-09-19 17:00 | 20.7096 | 20.7096 | 520 | 520
2019-09-19 18:00 | 84.1127 | 84.1127 | 2112 | 2112
2019-09-19 19:00 | 75.7094 | 75.7094 | 1901 | 1901
2019-09-19 20:00 | 74.9129 | 74.9129 | 1881 | 1881
2019-09-19 21:00 | 72.2844 | 72.2844 | 1815 | 1815
2019-09-19 22:00 | 4.1817 | 4.1817 | 105 | 105
2019-09-19 23:00 | 5.0977 | 5.0977 | 128 | 128
2019-09-20 | 4.2216 | 4.2216 | 106 | 106
2019-09-20 01:00 | 4.8986 | 4.8986 | 123 | 123
2019-09-20 02:00 | 5.8544 | 5.8544 | 147 | 147
2019-09-20 03:00 | 2.987 | 2.987 | 75 | 75
2019-09-20 04:00 | 2.8277 | 2.8277 | 71 | 71
2019-09-20 05:00 | 4.4207 | 4.4207 | 111 | 111
2019-09-20 06:00 | 4.8986 | 4.8986 | 123 | 123
2019-09-20 07:00 | 188.1385 | 188.1385 | 4724 | 4724
2019-09-20 08:00 | 20.2317 | 20.2317 | 508 | 508
2019-09-20 09:00 | 24.9311 | 24.9311 | 626 | 626
2019-09-20 10:00 | 20.8291 | 20.8291 | 523 | 523
2019-09-20 11:00 | 20.0724 | 20.0724 | 504 | 504
2019-09-20 12:00 | 69.855 | 69.855 | 1754 | 1754
2019-09-20 13:00 | 24.5329 | 24.5329 | 616 | 616
2019-09-20 14:00 | 25.2498 | 25.2498 | 634 | 634
2019-09-20 15:00 | 23.8558 | 23.8558 | 599 | 599
2019-09-20 16:00 | 22.8602 | 22.8602 | 574 | 574
2019-09-20 17:00 | 23.0195 | 23.0195 | 578 | 578
2019-09-20 18:00 | 73.9969 | 73.9969 | 1858 | 1858
2019-09-20 19:00 | 75.7891 | 75.7891 | 1903 | 1903
2019-09-20 20:00 | 69.0983 | 69.0983 | 1735 | 1735
2019-09-20 21:00 | 78.1388 | 78.1388 | 1962 | 1962
2019-09-20 22:00 | 3.8233 | 3.8233 | 96 | 96
2019-09-20 23:00 | 2.5489 | 2.5489 | 64 | 64
2019-09-21 | 6.4917 | 6.4917 | 163 | 163
2019-09-21 01:00 | 6.9297 | 6.9297 | 174 | 174
2019-09-21 02:00 | 7.0094 | 7.0094 | 176 | 176
2019-09-21 03:00 | 8.1245 | 8.1245 | 204 | 204
2019-09-21 04:00 | 8.921 | 8.921 | 224 | 224
2019-09-21 05:00 | 9.1202 | 9.1202 | 229 | 229
2019-09-21 06:00 | 7.2484 | 7.2484 | 182 | 182
2019-09-21 07:00 | 173.4427 | 173.4427 | 4355 | 4355
2019-09-21 08:00 | 184.7533 | 184.7533 | 4639 | 4639
2019-09-21 09:00 | 28.7943 | 28.7943 | 723 | 723
2019-09-21 10:00 | 27.48 | 27.48 | 690 | 690
2019-09-21 11:00 | 30.9449 | 30.9449 | 777 | 777
2019-09-21 12:00 | 25.0506 | 25.0506 | 629 | 629
2019-09-21 13:00 | 28.4757 | 28.4757 | 715 | 715
2019-09-21 14:00 | 33.6531 | 33.6531 | 845 | 845
2019-09-21 15:00 | 97.2554 | 97.2554 | 2442 | 2442
2019-09-21 16:00 | 99.2865 | 99.2865 | 2493 | 2493
2019-09-21 17:00 | 13.1426 | 13.1426 | 330 | 330
2019-09-21 18:00 | 12.0673 | 12.0673 | 303 | 303
2019-09-21 19:00 | 14.2577 | 14.2577 | 358 | 358
2019-09-21 20:00 | 53.4466 | 53.4466 | 1342 | 1342
2019-09-21 21:00 | 59.4206 | 59.4206 | 1492 | 1492
2019-09-21 22:00 | 54.6016 | 54.6016 | 1371 | 1371
2019-09-21 23:00 | 7.6466 | 7.6466 | 192 | 192
2019-09-22 | 7.0094 | 7.0094 | 176 | 176
2019-09-22 01:00 | 12.9037 | 12.9037 | 324 | 324
2019-09-22 02:00 | 7.8059 | 7.8059 | 196 | 196
2019-09-22 03:00 | 12.7045 | 12.7045 | 319 | 319
2019-09-22 04:00 | 10.8725 | 10.8725 | 273 | 273
2019-09-22 05:00 | 6.5713 | 6.5713 | 165 | 165
2019-09-22 06:00 | 8.6423 | 8.6423 | 217 | 217
2019-09-22 07:00 | 175.6331 | 175.6331 | 4410 | 4410
2019-09-22 08:00 | 177.505 | 177.505 | 4457 | 4457
2019-09-22 09:00 | 21.9044 | 21.9044 | 550 | 550
2019-09-22 10:00 | 21.6256 | 21.6256 | 543 | 543
2019-09-22 11:00 | 29.1925 | 29.1925 | 733 | 733
2019-09-22 12:00 | 23.8957 | 23.8957 | 600 | 600
2019-09-22 13:00 | 28.5951 | 28.5951 | 718 | 718
2019-09-22 14:00 | 28.9934 | 28.9934 | 728 | 728
2019-09-22 15:00 | 98.49 | 98.49 | 2473 | 2473
2019-09-22 16:00 | 88.175 | 88.175 | 2214 | 2214
2019-09-22 17:00 | 15.1737 | 15.1737 | 381 | 381
2019-09-22 18:00 | 12.6249 | 12.6249 | 317 | 317
2019-09-22 19:00 | 14.7357 | 14.7357 | 370 | 370
2019-09-22 20:00 | 62.766 | 62.766 | 1576 | 1576
2019-09-22 21:00 | 55.3185 | 55.3185 | 1389 | 1389
2019-09-22 22:00 | 57.1106 | 57.1106 | 1434 | 1434
2019-09-22 23:00 | 7.6466 | 7.6466 | 192 | 192
2019-09-23 | 4.9783 | 4.9783 | 125 | 125
2019-09-23 01:00 | 3.8631 | 3.8631 | 97 | 97
2019-09-23 02:00 | 6.0934 | 6.0934 | 153 | 153
2019-09-23 03:00 | 3.903 | 3.903 | 98 | 98
2019-09-23 04:00 | 3.0268 | 3.0268 | 76 | 76
2019-09-23 05:00 | 3.0666 | 3.0666 | 77 | 77
2019-09-23 06:00 | 3.7437 | 3.7437 | 94 | 94
2019-09-23 07:00 | 195.1878 | 195.1878 | 4901 | 4901
2019-09-23 08:00 | 26.0463 | 26.0463 | 654 | 654
2019-09-23 09:00 | 24.6125 | 24.6125 | 618 | 618
2019-09-23 10:00 | 31.7016 | 31.7016 | 796 | 796
2019-09-23 11:00 | 23.5372 | 23.5372 | 591 | 591
2019-09-23 12:00 | 63.2439 | 63.2439 | 1588 | 1588
2019-09-23 13:00 | 25.2498 | 25.2498 | 634 | 634
2019-09-23 14:00 | 30.9449 | 30.9449 | 777 | 777
2019-09-23 15:00 | 20.1122 | 20.1122 | 505 | 505
2019-09-23 16:00 | 23.6567 | 23.6567 | 594 | 594
2019-09-23 17:00 | 23.1788 | 23.1788 | 582 | 582
2019-09-23 18:00 | 82.8781 | 82.8781 | 2081 | 2081
2019-09-23 19:00 | 79.015 | 79.015 | 1984 | 1984
2019-09-23 20:00 | 78.2185 | 78.2185 | 1964 | 1964
2019-09-23 21:00 | 67.7442 | 67.7442 | 1701 | 1701
2019-09-23 22:00 | 4.4605 | 4.4605 | 112 | 112
2019-09-23 23:00 | 3.3852 | 3.3852 | 85 | 85
2019-09-24 | 7.8457 | 7.8457 | 197 | 197
2019-09-24 01:00 | 4.3012 | 4.3012 | 108 | 108
2019-09-24 02:00 | 2.2701 | 2.2701 | 57 | 57
2019-09-24 03:00 | 5.0181 | 5.0181 | 126 | 126
2019-09-24 04:00 | 3.425 | 3.425 | 86 | 86
2019-09-24 05:00 | 4.8588 | 4.8588 | 122 | 122
2019-09-24 06:00 | 6.1332 | 6.1332 | 154 | 154
2019-09-24 07:00 | 187.6208 | 187.6208 | 4711 | 4711
2019-09-24 08:00 | 22.4619 | 22.4619 | 564 | 564
2019-09-24 09:00 | 24.4532 | 24.4532 | 614 | 614
2019-09-24 10:00 | 19.8732 | 19.8732 | 499 | 499
2019-09-24 11:00 | 23.2186 | 23.2186 | 583 | 583
2019-09-24 12:00 | 68.8992 | 68.8992 | 1730 | 1730
2019-09-24 13:00 | 28.4757 | 28.4757 | 715 | 715
2019-09-24 14:00 | 24.3338 | 24.3338 | 611 | 611
2019-09-24 15:00 | 27.2809 | 27.2809 | 685 | 685
2019-09-24 16:00 | 27.8385 | 27.8385 | 699 | 699
2019-09-24 17:00 | 23.0991 | 23.0991 | 580 | 580
2019-09-24 18:00 | 73.1606 | 73.1606 | 1837 | 1837
2019-09-24 19:00 | 79.8912 | 79.8912 | 2006 | 2006
2019-09-24 20:00 | 80.8072 | 80.8072 | 2029 | 2029
2019-09-24 21:00 | 74.8333 | 74.8333 | 1879 | 1879
2019-09-24 22:00 | 3.5445 | 3.5445 | 89 | 89
2019-09-24 23:00 | 5.8943 | 5.8943 | 148 | 148
2019-09-25 | 6.7704 | 6.7704 | 170 | 170
2019-09-25 01:00 | 3.903 | 3.903 | 98 | 98
2019-09-25 02:00 | 5.0181 | 5.0181 | 126 | 126
2019-09-25 03:00 | 2.7878 | 2.7878 | 70 | 70
2019-09-25 04:00 | 5.8943 | 5.8943 | 148 | 148
2019-09-25 05:00 | 4.6995 | 4.6995 | 118 | 118
2019-09-25 06:00 | 5.6155 | 5.6155 | 141 | 141
2019-09-25 07:00 | 191.5636 | 191.5636 | 4810 | 4810
2019-09-25 08:00 | 22.5416 | 22.5416 | 566 | 566
2019-09-25 09:00 | 24.3736 | 24.3736 | 612 | 612
2019-09-25 10:00 | 27.8783 | 27.8783 | 700 | 700
2019-09-25 11:00 | 25.4091 | 25.4091 | 638 | 638
2019-09-25 12:00 | 67.8239 | 67.8239 | 1703 | 1703
2019-09-25 13:00 | 27.9978 | 27.9978 | 703 | 703
2019-09-25 14:00 | 24.3736 | 24.3736 | 612 | 612
2019-09-25 15:00 | 25.2498 | 25.2498 | 634 | 634
2019-09-25 16:00 | 20.0724 | 20.0724 | 504 | 504
2019-09-25 17:00 | 24.971 | 24.971 | 627 | 627
2019-09-25 18:00 | 78.0592 | 78.0592 | 1960 | 1960
2019-09-25 19:00 | 79.5726 | 79.5726 | 1998 | 1998
2019-09-25 20:00 | 78.099 | 78.099 | 1961 | 1961
2019-09-25 21:00 | 79.8115 | 79.8115 | 2004 | 2004
2019-09-25 22:00 | 4.58 | 4.58 | 115 | 115
2019-09-25 23:00 | 4.6995 | 4.6995 | 118 | 118
2019-09-26 | 5.7748 | 5.7748 | 145 | 145
2019-09-26 01:00 | 4.3012 | 4.3012 | 108 | 108
2019-09-26 02:00 | 4.341 | 4.341 | 109 | 109
2019-09-26 03:00 | 7.2882 | 7.2882 | 183 | 183
2019-09-26 04:00 | 5.3367 | 5.3367 | 134 | 134
2019-09-26 05:00 | 4.6198 | 4.6198 | 116 | 116
2019-09-26 06:00 | 4.8986 | 4.8986 | 123 | 123
2019-09-26 07:00 | 197.3782 | 197.3782 | 4956 | 4956
2019-09-26 08:00 | 25.6082 | 25.6082 | 643 | 643
2019-09-26 09:00 | 26.5242 | 26.5242 | 666 | 666
2019-09-26 10:00 | 21.8247 | 21.8247 | 548 | 548
2019-09-26 11:00 | 29.312 | 29.312 | 736 | 736
2019-09-26 12:00 | 56.9115 | 56.9115 | 1429 | 1429
2019-09-26 13:00 | 23.4178 | 23.4178 | 588 | 588
2019-09-26 14:00 | 22.1831 | 22.1831 | 557 | 557
2019-09-26 15:00 | 24.3338 | 24.3338 | 611 | 611
2019-09-26 16:00 | 25.8073 | 25.8073 | 648 | 648
2019-09-26 17:00 | 23.0991 | 23.0991 | 580 | 580
2019-09-26 18:00 | 83.2366 | 83.2366 | 2090 | 2090
2019-09-26 19:00 | 76.944 | 76.944 | 1932 | 1932
2019-09-26 20:00 | 77.9397 | 77.9397 | 1957 | 1957
2019-09-26 21:00 | 81.8427 | 81.8427 | 2055 | 2055
2019-09-26 22:00 | 5.2172 | 5.2172 | 131 | 131
2019-09-26 23:00 | 5.3765 | 5.3765 | 135 | 135
2019-09-27 | 1.5532 | 1.5532 | 39 | 39
2019-09-27 01:00 | 3.7038 | 3.7038 | 93 | 93
2019-09-27 02:00 | 3.2657 | 3.2657 | 82 | 82
2019-09-27 03:00 | 5.735 | 5.735 | 144 | 144
2019-09-27 04:00 | 5.3367 | 5.3367 | 134 | 134
2019-09-27 05:00 | 2.6683 | 2.6683 | 67 | 67
2019-09-27 06:00 | 2.5887 | 2.5887 | 65 | 65
2019-09-27 07:00 | 182.2841 | 182.2841 | 4577 | 4577
2019-09-27 08:00 | 23.3381 | 23.3381 | 586 | 586
2019-09-27 09:00 | 18.32 | 18.32 | 460 | 460
2019-09-27 10:00 | 24.2939 | 24.2939 | 610 | 610
2019-09-27 11:00 | 19.3157 | 19.3157 | 485 | 485
2019-09-27 12:00 | 71.6472 | 71.6472 | 1799 | 1799
2019-09-27 13:00 | 28.4757 | 28.4757 | 715 | 715
2019-09-27 14:00 | 25.0905 | 25.0905 | 630 | 630
2019-09-27 15:00 | 22.223 | 22.223 | 558 | 558
2019-09-27 16:00 | 25.5285 | 25.5285 | 641 | 641
2019-09-27 17:00 | 28.396 | 28.396 | 713 | 713
2019-09-27 18:00 | 70.8905 | 70.8905 | 1780 | 1780
2019-09-27 19:00 | 83.0773 | 83.0773 | 2086 | 2086
2019-09-27 20:00 | 78.2583 | 78.2583 | 1965 | 1965
2019-09-27 21:00 | 79.254 | 79.254 | 1990 | 1990
2019-09-27 22:00 | 2.748 | 2.748 | 69 | 69
2019-09-27 23:00 | 4.0224 | 4.0224 | 101 | 101
2019-09-28 | 9.7972 | 9.7972 | 246 | 246
2019-09-28 01:00 | 10.1557 | 10.1557 | 255 | 255
2019-09-28 02:00 | 7.0094 | 7.0094 | 176 | 176
2019-09-28 03:00 | 11.0717 | 11.0717 | 278 | 278
2019-09-28 04:00 | 5.8146 | 5.8146 | 146 | 146
2019-09-28 05:00 | 8.9609 | 8.9609 | 225 | 225
2019-09-28 06:00 | 8.2042 | 8.2042 | 206 | 206
2019-09-28 07:00 | 188.258 | 188.258 | 4727 | 4727
2019-09-28 08:00 | 186.6252 | 186.6252 | 4686 | 4686
2019-09-28 09:00 | 29.1925 | 29.1925 | 733 | 733
2019-09-28 10:00 | 27.5995 | 27.5995 | 693 | 693
2019-09-28 11:00 | 25.5285 | 25.5285 | 641 | 641
2019-09-28 12:00 | 30.5068 | 30.5068 | 766 | 766
2019-09-28 13:00 | 29.6306 | 29.6306 | 744 | 744
2019-09-28 14:00 | 28.9138 | 28.9138 | 726 | 726
2019-09-28 15:00 | 89.6486 | 89.6486 | 2251 | 2251
2019-09-28 16:00 | 88.7326 | 88.7326 | 2228 | 2228
2019-09-28 17:00 | 14.1781 | 14.1781 | 356 | 356
2019-09-28 18:00 | 16.4482 | 16.4482 | 413 | 413
2019-09-28 19:00 | 16.4084 | 16.4084 | 412 | 412
2019-09-28 20:00 | 51.7341 | 51.7341 | 1299 | 1299
2019-09-28 21:00 | 59.1816 | 59.1816 | 1486 | 1486
2019-09-28 22:00 | 57.1505 | 57.1505 | 1435 | 1435
2019-09-28 23:00 | 7.0492 | 7.0492 | 177 | 177
2019-09-29 | 7.8856 | 7.8856 | 198 | 198
2019-09-29 01:00 | 10.9124 | 10.9124 | 274 | 274
2019-09-29 02:00 | 9.7176 | 9.7176 | 244 | 244
2019-09-29 03:00 | 8.3635 | 8.3635 | 210 | 210
2019-09-29 04:00 | 7.8457 | 7.8457 | 197 | 197
2019-09-29 05:00 | 7.4077 | 7.4077 | 186 | 186
2019-09-29 06:00 | 6.3324 | 6.3324 | 159 | 159
2019-09-29 07:00 | 187.1429 | 187.1429 | 4699 | 4699
2019-09-29 08:00 | 183.9568 | 183.9568 | 4619 | 4619
2019-09-29 09:00 | 28.9934 | 28.9934 | 728 | 728
2019-09-29 10:00 | 30.0687 | 30.0687 | 755 | 755
2019-09-29 11:00 | 28.8739 | 28.8739 | 725 | 725
2019-09-29 12:00 | 26.9225 | 26.9225 | 676 | 676
2019-09-29 13:00 | 26.1259 | 26.1259 | 656 | 656
2019-09-29 14:00 | 33.7725 | 33.7725 | 848 | 848
2019-09-29 15:00 | 97.8926 | 97.8926 | 2458 | 2458
2019-09-29 16:00 | 90.8832 | 90.8832 | 2282 | 2282
2019-09-29 17:00 | 15.6915 | 15.6915 | 394 | 394
2019-09-29 18:00 | 16.9261 | 16.9261 | 425 | 425
2019-09-29 19:00 | 11.5894 | 11.5894 | 291 | 291
2019-09-29 20:00 | 59.6595 | 59.6595 | 1498 | 1498
2019-09-29 21:00 | 61.85 | 61.85 | 1553 | 1553
2019-09-29 22:00 | 56.0353 | 56.0353 | 1407 | 1407
2019-09-29 23:00 | 7.8059 | 7.8059 | 196 | 196
2019-09-30 | 4.341 | 4.341 | 109 | 109
2019-09-30 01:00 | 5.0579 | 5.0579 | 127 | 127
2019-09-30 02:00 | 4.2216 | 4.2216 | 106 | 106
2019-09-30 03:00 | 5.3367 | 5.3367 | 134 | 134
2019-09-30 04:00 | 4.9783 | 4.9783 | 125 | 125
2019-09-30 05:00 | 5.8544 | 5.8544 | 147 | 147
2019-09-30 06:00 | 3.7038 | 3.7038 | 93 | 93
2019-09-30 07:00 | 184.1161 | 184.1161 | 4623 | 4623
2019-09-30 08:00 | 21.3468 | 21.3468 | 536 | 536
2019-09-30 09:00 | 24.2143 | 24.2143 | 608 | 608
2019-09-30 10:00 | 21.7849 | 21.7849 | 547 | 547
2019-09-30 11:00 | 26.6038 | 26.6038 | 668 | 668
2019-09-30 12:00 | 69.855 | 69.855 | 1754 | 1754
2019-09-30 13:00 | 23.3381 | 23.3381 | 586 | 586
2019-09-30 14:00 | 29.8298 | 29.8298 | 749 | 749
2019-09-30 15:00 | 24.8515 | 24.8515 | 624 | 624
2019-09-30 16:00 | 24.8515 | 24.8515 | 624 | 624
2019-09-30 17:00 | 27.2012 | 27.2012 | 683 | 683
2019-09-30 18:00 | 77.1432 | 77.1432 | 1937 | 1937
2019-09-30 19:00 | 81.8427 | 81.8427 | 2055 | 2055
2019-09-30 20:00 | 86.4227 | 86.4227 | 2170 | 2170
2019-09-30 21:00 | 76.6653 | 76.6653 | 1925 | 1925
2019-09-30 22:00 | 4.2614 | 4.2614 | 107 | 107
2019-09-30 23:00 | 4.1021 | 4.1021 | 103 | 103
2019-10-01 | 6.1332 | 6.1332 | 154 | 154
2019-10-01 01:00 | 3.9428 | 3.9428 | 99 | 99
2019-10-01 02:00 | 4.3809 | 4.3809 | 110 | 110
2019-10-01 03:00 | 4.0224 | 4.0224 | 101 | 101
2019-10-01 04:00 | 4.0623 | 4.0623 | 102 | 102
2019-10-01 05:00 | 3.7437 | 3.7437 | 94 | 94
2019-10-01 06:00 | 5.9739 | 5.9739 | 150 | 150
2019-10-01 07:00 | 199.0907 | 199.0907 | 4999 | 4999
2019-10-01 08:00 | 24.2143 | 24.2143 | 608 | 608
2019-10-01 09:00 | 23.7762 | 23.7762 | 597 | 597
2019-10-01 10:00 | 22.5018 | 22.5018 | 565 | 565
2019-10-01 11:00 | 23.5771 | 23.5771 | 592 | 592
2019-10-01 12:00 | 70.094 | 70.094 | 1760 | 1760
2019-10-01 13:00 | 27.9181 | 27.9181 | 701 | 701
2019-10-01 14:00 | 25.2099 | 25.2099 | 633 | 633
2019-10-01 15:00 | 22.1433 | 22.1433 | 556 | 556
2019-10-01 16:00 | 23.8558 | 23.8558 | 599 | 599
2019-10-01 17:00 | 24.732 | 24.732 | 621 | 621
2019-10-01 18:00 | 71.926 | 71.926 | 1806 | 1806
2019-10-01 19:00 | 80.5284 | 80.5284 | 2022 | 2022
2019-10-01 20:00 | 82.679 | 82.679 | 2076 | 2076
2019-10-01 21:00 | 78.1787 | 78.1787 | 1963 | 1963
2019-10-01 22:00 | 4.0623 | 4.0623 | 102 | 102
2019-10-01 23:00 | 6.2129 | 6.2129 | 156 | 156
2019-10-02 | 4.1021 | 4.1021 | 103 | 103
2019-10-02 01:00 | 2.6285 | 2.6285 | 66 | 66
2019-10-02 02:00 | 3.5445 | 3.5445 | 89 | 89
2019-10-02 03:00 | 3.0268 | 3.0268 | 76 | 76
2019-10-02 04:00 | 4.6995 | 4.6995 | 118 | 118
2019-10-02 05:00 | 4.5402 | 4.5402 | 114 | 114
2019-10-02 06:00 | 5.0181 | 5.0181 | 126 | 126
2019-10-02 07:00 | 179.2972 | 179.2972 | 4502 | 4502
2019-10-02 08:00 | 21.7451 | 21.7451 | 546 | 546
2019-10-02 09:00 | 21.8645 | 21.8645 | 549 | 549
2019-10-02 10:00 | 27.7986 | 27.7986 | 698 | 698
2019-10-02 11:00 | 25.1701 | 25.1701 | 632 | 632
2019-10-02 12:00 | 69.4567 | 69.4567 | 1744 | 1744
2019-10-02 13:00 | 26.0065 | 26.0065 | 653 | 653
2019-10-02 14:00 | 26.3251 | 26.3251 | 661 | 661
2019-10-02 15:00 | 24.8515 | 24.8515 | 624 | 624
2019-10-02 16:00 | 18.6386 | 18.6386 | 468 | 468
2019-10-02 17:00 | 24.2939 | 24.2939 | 610 | 610
2019-10-02 18:00 | 76.1077 | 76.1077 | 1911 | 1911
2019-10-02 19:00 | 78.4176 | 78.4176 | 1969 | 1969
2019-10-02 20:00 | 88.7724 | 88.7724 | 2229 | 2229
2019-10-02 21:00 | 73.758 | 73.758 | 1852 | 1852
2019-10-02 22:00 | 3.9428 | 3.9428 | 99 | 99
2019-10-02 23:00 | 3.0268 | 3.0268 | 76 | 76
2019-10-03 | 8.7617 | 8.7617 | 220 | 220
2019-10-03 01:00 | 9.9565 | 9.9565 | 250 | 250
2019-10-03 02:00 | 8.2838 | 8.2838 | 208 | 208
2019-10-03 03:00 | 9.4786 | 9.4786 | 238 | 238
2019-10-03 04:00 | 10.992 | 10.992 | 276 | 276
2019-10-03 05:00 | 5.1774 | 5.1774 | 130 | 130
2019-10-03 06:00 | 9.6777 | 9.6777 | 243 | 243
2019-10-03 07:00 | 175.673 | 175.673 | 4411 | 4411
2019-10-03 08:00 | 217.9683 | 217.9683 | 5473 | 5473
2019-10-03 09:00 | 25.6878 | 25.6878 | 645 | 645
2019-10-03 10:00 | 29.9891 | 29.9891 | 753 | 753
2019-10-03 11:00 | 26.0463 | 26.0463 | 654 | 654
2019-10-03 12:00 | 24.2143 | 24.2143 | 608 | 608
2019-10-03 13:00 | 24.4134 | 24.4134 | 613 | 613
2019-10-03 14:00 | 28.2367 | 28.2367 | 709 | 709
2019-10-03 15:00 | 86.4227 | 86.4227 | 2170 | 2170
2019-10-03 16:00 | 102.4328 | 102.4328 | 2572 | 2572
2019-10-03 17:00 | 16.8066 | 16.8066 | 422 | 422
2019-10-03 18:00 | 17.404 | 17.404 | 437 | 437
2019-10-03 19:00 | 15.7313 | 15.7313 | 395 | 395
2019-10-03 20:00 | 58.4647 | 58.4647 | 1468 | 1468
2019-10-03 21:00 | 62.766 | 62.766 | 1576 | 1576
2019-10-03 22:00 | 61.2924 | 61.2924 | 1539 | 1539
2019-10-03 23:00 | 8.9609 | 8.9609 | 225 | 225
2019-10-04 | 4.5402 | 4.5402 | 114 | 114
2019-10-04 01:00 | 4.6597 | 4.6597 | 117 | 117
2019-10-04 02:00 | 5.2969 | 5.2969 | 133 | 133
2019-10-04 03:00 | 2.4294 | 2.4294 | 61 | 61
2019-10-04 04:00 | 3.5844 | 3.5844 | 90 | 90
2019-10-04 05:00 | 5.2969 | 5.2969 | 133 | 133
2019-10-04 06:00 | 4.3809 | 4.3809 | 110 | 110
2019-10-04 07:00 | 206.9365 | 206.9365 | 5196 | 5196
2019-10-04 08:00 | 22.3424 | 22.3424 | 561 | 561
2019-10-04 09:00 | 21.7052 | 21.7052 | 545 | 545
2019-10-04 10:00 | 29.3518 | 29.3518 | 737 | 737
2019-10-04 11:00 | 21.5459 | 21.5459 | 541 | 541
2019-10-04 12:00 | 69.3373 | 69.3373 | 1741 | 1741
2019-10-04 13:00 | 26.5242 | 26.5242 | 666 | 666
2019-10-04 14:00 | 28.5155 | 28.5155 | 716 | 716
2019-10-04 15:00 | 23.3779 | 23.3779 | 587 | 587
2019-10-04 16:00 | 22.7407 | 22.7407 | 571 | 571
2019-10-04 17:00 | 25.9666 | 25.9666 | 652 | 652
2019-10-04 18:00 | 70.4524 | 70.4524 | 1769 | 1769
2019-10-04 19:00 | 88.2945 | 88.2945 | 2217 | 2217
2019-10-04 20:00 | 78.2981 | 78.2981 | 1966 | 1966
2019-10-04 21:00 | 83.9933 | 83.9933 | 2109 | 2109
2019-10-04 22:00 | 5.8544 | 5.8544 | 147 | 147
2019-10-04 23:00 | 3.8233 | 3.8233 | 96 | 96
2019-10-05 | 7.1687 | 7.1687 | 180 | 180
2019-10-05 01:00 | 7.2484 | 7.2484 | 182 | 182
2019-10-05 02:00 | 8.9609 | 8.9609 | 225 | 225
2019-10-05 03:00 | 10.2353 | 10.2353 | 257 | 257
2019-10-05 04:00 | 7.7263 | 7.7263 | 194 | 194
2019-10-05 05:00 | 9.7176 | 9.7176 | 244 | 244
2019-10-05 06:00 | 8.0449 | 8.0449 | 202 | 202
2019-10-05 07:00 | 179.6556 | 179.6556 | 4511 | 4511
2019-10-05 08:00 | 194.4311 | 194.4311 | 4882 | 4882
2019-10-05 09:00 | 28.5553 | 28.5553 | 717 | 717
2019-10-05 10:00 | 31.7414 | 31.7414 | 797 | 797
2019-10-05 11:00 | 29.1527 | 29.1527 | 732 | 732
2019-10-05 12:00 | 33.215 | 33.215 | 834 | 834
2019-10-05 13:00 | 26.9225 | 26.9225 | 676 | 676
2019-10-05 14:00 | 30.1085 | 30.1085 | 756 | 756
2019-10-05 15:00 | 101.9947 | 101.9947 | 2561 | 2561
2019-10-05 16:00 | 95.4234 | 95.4234 | 2396 | 2396
2019-10-05 17:00 | 18.1607 | 18.1607 | 456 | 456
2019-10-05 18:00 | 13.8197 | 13.8197 | 347 | 347
2019-10-05 19:00 | 13.063 | 13.063 | 328 | 328
2019-10-05 20:00 | 60.7746 | 60.7746 | 1526 | 1526
2019-10-05 21:00 | 62.4075 | 62.4075 | 1567 | 1567
2019-10-05 22:00 | 60.934 | 60.934 | 1530 | 1530
2019-10-05 23:00 | 7.5271 | 7.5271 | 189 | 189
2019-10-06 | 10.2353 | 10.2353 | 257 | 257
2019-10-06 01:00 | 6.8501 | 6.8501 | 172 | 172
2019-10-06 02:00 | 9.0405 | 9.0405 | 227 | 227
2019-10-06 03:00 | 6.8103 | 6.8103 | 171 | 171
2019-10-06 04:00 | 10.315 | 10.315 | 259 | 259
2019-10-06 05:00 | 9.4786 | 9.4786 | 238 | 238
2019-10-06 06:00 | 7.567 | 7.567 | 190 | 190
2019-10-06 07:00 | 174.9959 | 174.9959 | 4394 | 4394
2019-10-06 08:00 | 175.8323 | 175.8323 | 4415 | 4415
2019-10-06 09:00 | 26.4445 | 26.4445 | 664 | 664
2019-10-06 10:00 | 27.0021 | 27.0021 | 678 | 678
2019-10-06 11:00 | 25.4091 | 25.4091 | 638 | 638
2019-10-06 12:00 | 28.2367 | 28.2367 | 709 | 709
2019-10-06 13:00 | 25.5684 | 25.5684 | 642 | 642
2019-10-06 14:00 | 32.6972 | 32.6972 | 821 | 821
2019-10-06 15:00 | 95.9013 | 95.9013 | 2408 | 2408
2019-10-06 16:00 | 93.1533 | 93.1533 | 2339 | 2339
2019-10-06 17:00 | 18.5191 | 18.5191 | 465 | 465
2019-10-06 18:00 | 17.6828 | 17.6828 | 444 | 444
2019-10-06 19:00 | 13.9391 | 13.9391 | 350 | 350
2019-10-06 20:00 | 59.9383 | 59.9383 | 1505 | 1505
2019-10-06 21:00 | 52.7298 | 52.7298 | 1324 | 1324
2019-10-06 22:00 | 57.6682 | 57.6682 | 1448 | 1448
2019-10-06 23:00 | 7.6864 | 7.6864 | 193 | 193
2019-10-07 | 4.7393 | 4.7393 | 119 | 119
2019-10-07 01:00 | 2.7878 | 2.7878 | 70 | 70
2019-10-07 02:00 | 5.8943 | 5.8943 | 148 | 148
2019-10-07 03:00 | 3.0268 | 3.0268 | 76 | 76
2019-10-07 04:00 | 5.0977 | 5.0977 | 128 | 128
2019-10-07 05:00 | 5.0579 | 5.0579 | 127 | 127
2019-10-07 06:00 | 4.9783 | 4.9783 | 125 | 125
2019-10-07 07:00 | 199.0111 | 199.0111 | 4997 | 4997
2019-10-07 08:00 | 23.6567 | 23.6567 | 594 | 594
2019-10-07 09:00 | 23.8957 | 23.8957 | 600 | 600
2019-10-07 10:00 | 22.1433 | 22.1433 | 556 | 556
2019-10-07 11:00 | 27.9978 | 27.9978 | 703 | 703
2019-10-07 12:00 | 59.2613 | 59.2613 | 1488 | 1488
2019-10-07 13:00 | 23.3381 | 23.3381 | 586 | 586
2019-10-07 14:00 | 22.1035 | 22.1035 | 555 | 555
2019-10-07 15:00 | 19.8732 | 19.8732 | 499 | 499
2019-10-07 16:00 | 25.8471 | 25.8471 | 649 | 649
2019-10-07 17:00 | 25.9268 | 25.9268 | 651 | 651
2019-10-07 18:00 | 75.7094 | 75.7094 | 1901 | 1901
2019-10-07 19:00 | 84.0331 | 84.0331 | 2110 | 2110
2019-10-07 20:00 | 73.2402 | 73.2402 | 1839 | 1839
2019-10-07 21:00 | 75.59 | 75.59 | 1898 | 1898
2019-10-07 22:00 | 4.9384 | 4.9384 | 124 | 124
2019-10-07 23:00 | 3.3454 | 3.3454 | 84 | 84
2019-10-08 | 3.5844 | 3.5844 | 90 | 90
2019-10-08 01:00 | 4.7791 | 4.7791 | 120 | 120
2019-10-08 02:00 | 3.425 | 3.425 | 86 | 86
2019-10-08 03:00 | 5.8943 | 5.8943 | 148 | 148
2019-10-08 04:00 | 6.173 | 6.173 | 155 | 155
2019-10-08 05:00 | 4.3012 | 4.3012 | 108 | 108
2019-10-08 06:00 | 5.1376 | 5.1376 | 129 | 129
2019-10-08 07:00 | 194.9488 | 194.9488 | 4895 | 4895
2019-10-08 08:00 | 23.6567 | 23.6567 | 594 | 594
2019-10-08 09:00 | 20.1122 | 20.1122 | 505 | 505
2019-10-08 10:00 | 31.5821 | 31.5821 | 793 | 793
2019-10-08 11:00 | 21.6654 | 21.6654 | 544 | 544
2019-10-08 12:00 | 68.5009 | 68.5009 | 1720 | 1720
2019-10-08 13:00 | 21.5061 | 21.5061 | 540 | 540
2019-10-08 14:00 | 25.2896 | 25.2896 | 635 | 635
2019-10-08 15:00 | 27.7986 | 27.7986 | 698 | 698
2019-10-08 16:00 | 29.9891 | 29.9891 | 753 | 753
2019-10-08 17:00 | 22.3823 | 22.3823 | 562 | 562
2019-10-08 18:00 | 79.931 | 79.931 | 2007 | 2007
2019-10-08 19:00 | 79.692 | 79.692 | 2001 | 2001
2019-10-08 20:00 | 71.926 | 71.926 | 1806 | 1806
2019-10-08 21:00 | 82.3206 | 82.3206 | 2067 | 2067
2019-10-08 22:00 | 5.4562 | 5.4562 | 137 | 137
2019-10-08 23:00 | 3.0268 | 3.0268 | 76 | 76
2019-10-09 | 3.3852 | 3.3852 | 85 | 85
2019-10-09 01:00 | 6.0137 | 6.0137 | 151 | 151
2019-10-09 02:00 | 6.412 | 6.412 | 161 | 161
2019-10-09 03:00 | 3.0666 | 3.0666 | 77 | 77
2019-10-09 04:00 | 3.9826 | 3.9826 | 100 | 100
2019-10-09 05:00 | 5.7748 | 5.7748 | 145 | 145
2019-10-09 06:00 | 3.7437 | 3.7437 | 94 | 94
2019-10-09 07:00 | 204.8257 | 204.8257 | 5143 | 5143
2019-10-09 08:00 | 28.0774 | 28.0774 | 705 | 705
2019-10-09 09:00 | 20.6698 | 20.6698 | 519 | 519
2019-10-09 10:00 | 28.4757 | 28.4757 | 715 | 715
2019-10-09 11:00 | 24.7718 | 24.7718 | 622 | 622
2019-10-09 12:00 | 69.0983 | 69.0983 | 1735 | 1735
2019-10-09 13:00 | 25.2498 | 25.2498 | 634 | 634
2019-10-09 14:00 | 25.6082 | 25.6082 | 643 | 643
2019-10-09 15:00 | 25.2896 | 25.2896 | 635 | 635
2019-10-09 16:00 | 24.5329 | 24.5329 | 616 | 616
2019-10-09 17:00 | 22.2628 | 22.2628 | 559 | 559
2019-10-09 18:00 | 77.183 | 77.183 | 1938 | 1938
2019-10-09 19:00 | 74.3952 | 74.3952 | 1868 | 1868
2019-10-09 20:00 | 75.1917 | 75.1917 | 1888 | 1888
2019-10-09 21:00 | 73.8376 | 73.8376 | 1854 | 1854
2019-10-09 22:00 | 4.5004 | 4.5004 | 113 | 113
2019-10-09 23:00 | 7.328 | 7.328 | 184 | 184
2019-10-10 | 3.5445 | 3.5445 | 89 | 89
2019-10-10 01:00 | 3.8631 | 3.8631 | 97 | 97
2019-10-10 02:00 | 3.9826 | 3.9826 | 100 | 100
2019-10-10 03:00 | 5.8544 | 5.8544 | 147 | 147
2019-10-10 04:00 | 7.2882 | 7.2882 | 183 | 183
2019-10-10 05:00 | 6.9696 | 6.9696 | 175 | 175
2019-10-10 06:00 | 4.3809 | 4.3809 | 110 | 110
2019-10-10 07:00 | 202.5556 | 202.5556 | 5086 | 5086
2019-10-10 08:00 | 27.2809 | 27.2809 | 685 | 685
2019-10-10 09:00 | 27.1614 | 27.1614 | 682 | 682
2019-10-10 10:00 | 22.7805 | 22.7805 | 572 | 572
2019-10-10 11:00 | 21.1078 | 21.1078 | 530 | 530
2019-10-10 12:00 | 70.3727 | 70.3727 | 1767 | 1767
2019-10-10 13:00 | 26.3649 | 26.3649 | 662 | 662
2019-10-10 14:00 | 25.3692 | 25.3692 | 637 | 637
2019-10-10 15:00 | 24.1744 | 24.1744 | 607 | 607
2019-10-10 16:00 | 21.6256 | 21.6256 | 543 | 543
2019-10-10 17:00 | 26.0065 | 26.0065 | 653 | 653
2019-10-10 18:00 | 75.8289 | 75.8289 | 1904 | 1904
2019-10-10 19:00 | 73.9969 | 73.9969 | 1858 | 1858
2019-10-10 20:00 | 70.4126 | 70.4126 | 1768 | 1768
2019-10-10 21:00 | 80.4089 | 80.4089 | 2019 | 2019
2019-10-10 22:00 | 3.3454 | 3.3454 | 84 | 84
2019-10-10 23:00 | 2.1904 | 2.1904 | 55 | 55
2019-10-11 | 4.1419 | 4.1419 | 104 | 104
2019-10-11 01:00 | 6.6908 | 6.6908 | 168 | 168
2019-10-11 02:00 | 3.903 | 3.903 | 98 | 98
2019-10-11 03:00 | 4.1419 | 4.1419 | 104 | 104
2019-10-11 04:00 | 2.8277 | 2.8277 | 71 | 71
2019-10-11 05:00 | 3.1463 | 3.1463 | 79 | 79
2019-10-11 06:00 | 3.3454 | 3.3454 | 84 | 84
2019-10-11 07:00 | 204.6266 | 204.6266 | 5138 | 5138
2019-10-11 08:00 | 18.5191 | 18.5191 | 465 | 465
2019-10-11 09:00 | 27.9579 | 27.9579 | 702 | 702
2019-10-11 10:00 | 29.8696 | 29.8696 | 750 | 750
2019-10-11 11:00 | 23.6169 | 23.6169 | 593 | 593
2019-10-11 12:00 | 63.204 | 63.204 | 1587 | 1587
2019-10-11 13:00 | 28.5951 | 28.5951 | 718 | 718
2019-10-11 14:00 | 27.0818 | 27.0818 | 680 | 680
2019-10-11 15:00 | 20.391 | 20.391 | 512 | 512
2019-10-11 16:00 | 22.1035 | 22.1035 | 555 | 555
2019-10-11 17:00 | 26.564 | 26.564 | 667 | 667
2019-10-11 18:00 | 77.1034 | 77.1034 | 1936 | 1936
2019-10-11 19:00 | 79.4531 | 79.4531 | 1995 | 1995
2019-10-11 20:00 | 76.8644 | 76.8644 | 1930 | 1930
2019-10-11 21:00 | 89.5689 | 89.5689 | 2249 | 2249
2019-10-11 22:00 | 6.0536 | 6.0536 | 152 | 152
2019-10-11 23:00 | 4.1419 | 4.1419 | 104 | 104
2019-10-12 | 6.8501 | 6.8501 | 172 | 172
2019-10-12 01:00 | 9.3591 | 9.3591 | 235 | 235
2019-10-12 02:00 | 9.7574 | 9.7574 | 245 | 245
2019-10-12 03:00 | 10.5937 | 10.5937 | 266 | 266
2019-10-12 04:00 | 13.6604 | 13.6604 | 343 | 343
2019-10-12 05:00 | 7.3678 | 7.3678 | 185 | 185
2019-10-12 06:00 | 9.8769 | 9.8769 | 248 | 248
2019-10-12 07:00 | 187.5013 | 187.5013 | 4708 | 4708
2019-10-12 08:00 | 193.0372 | 193.0372 | 4847 | 4847
2019-10-12 09:00 | 28.396 | 28.396 | 713 | 713
2019-10-12 10:00 | 29.8696 | 29.8696 | 750 | 750
2019-10-12 11:00 | 27.5198 | 27.5198 | 691 | 691
2019-10-12 12:00 | 30.2678 | 30.2678 | 760 | 760
2019-10-12 13:00 | 31.144 | 31.144 | 782 | 782
2019-10-12 14:00 | 28.3164 | 28.3164 | 711 | 711
2019-10-12 15:00 | 96.2995 | 96.2995 | 2418 | 2418
2019-10-12 16:00 | 97.8528 | 97.8528 | 2457 | 2457
2019-10-12 17:00 | 13.2621 | 13.2621 | 333 | 333
2019-10-12 18:00 | 15.6118 | 15.6118 | 392 | 392
2019-10-12 19:00 | 16.0101 | 16.0101 | 402 | 402
2019-10-12 20:00 | 60.695 | 60.695 | 1524 | 1524
2019-10-12 21:00 | 71.6073 | 71.6073 | 1798 | 1798
2019-10-12 22:00 | 59.6197 | 59.6197 | 1497 | 1497
2019-10-12 23:00 | 5.3367 | 5.3367 | 134 | 134
2019-10-13 | 6.5315 | 6.5315 | 164 | 164
2019-10-13 01:00 | 7.8457 | 7.8457 | 197 | 197
2019-10-13 02:00 | 9.2397 | 9.2397 | 232 | 232
2019-10-13 03:00 | 8.921 | 8.921 | 224 | 224
2019-10-13 04:00 | 8.1644 | 8.1644 | 205 | 205
2019-10-13 05:00 | 11.1911 | 11.1911 | 281 | 281
2019-10-13 06:00 | 7.9652 | 7.9652 | 200 | 200
2019-10-13 07:00 | 196.3826 | 196.3826 | 4931 | 4931
2019-10-13 08:00 | 186.8641 | 186.8641 | 4692 | 4692
2019-10-13 09:00 | 27.7588 | 27.7588 | 697 | 697
2019-10-13 10:00 | 29.3518 | 29.3518 | 737 | 737
2019-10-13 11:00 | 26.2454 | 26.2454 | 659 | 659
2019-10-13 12:00 | 34.131 | 34.131 | 857 | 857
2019-10-13 13:00 | 29.4315 | 29.4315 | 739 | 739
2019-10-13 14:00 | 25.6878 | 25.6878 | 645 | 645
2019-10-13 15:00 | 98.3307 | 98.3307 | 2469 | 2469
2019-10-13 16:00 | 92.6355 | 92.6355 | 2326 | 2326
2019-10-13 17:00 | 16.6075 | 16.6075 | 417 | 417
2019-10-13 18:00 | 14.3374 | 14.3374 | 360 | 360
2019-10-13 19:00 | 11.6691 | 11.6691 | 293 | 293
2019-10-13 20:00 | 60.456 | 60.456 | 1518 | 1518
2019-10-13 21:00 | 59.4206 | 59.4206 | 1492 | 1492
2019-10-13 22:00 | 56.7124 | 56.7124 | 1424 | 1424
2019-10-13 23:00 | 8.3635 | 8.3635 | 210 | 210
2019-10-14 | 4.6198 | 4.6198 | 116 | 116
2019-10-14 01:00 | 4.4207 | 4.4207 | 111 | 111
2019-10-14 02:00 | 5.8146 | 5.8146 | 146 | 146
2019-10-14 03:00 | 6.0536 | 6.0536 | 152 | 152
2019-10-14 04:00 | 4.341 | 4.341 | 109 | 109
2019-10-14 05:00 | 5.0977 | 5.0977 | 128 | 128
2019-10-14 06:00 | 4.9783 | 4.9783 | 125 | 125
2019-10-14 07:00 | 204.8655 | 204.8655 | 5144 | 5144
2019-10-14 08:00 | 23.7762 | 23.7762 | 597 | 597
2019-10-14 09:00 | 27.0419 | 27.0419 | 679 | 679
2019-10-14 10:00 | 19.8732 | 19.8732 | 499 | 499
2019-10-14 11:00 | 24.6125 | 24.6125 | 618 | 618
2019-10-14 12:00 | 70.9701 | 70.9701 | 1782 | 1782
2019-10-14 13:00 | 26.9623 | 26.9623 | 677 | 677
2019-10-14 14:00 | 22.2628 | 22.2628 | 559 | 559
2019-10-14 15:00 | 27.2809 | 27.2809 | 685 | 685
2019-10-14 16:00 | 21.984 | 21.984 | 552 | 552
2019-10-14 17:00 | 23.8558 | 23.8558 | 599 | 599
2019-10-14 18:00 | 80.9665 | 80.9665 | 2033 | 2033
2019-10-14 19:00 | 71.8861 | 71.8861 | 1805 | 1805
2019-10-14 20:00 | 81.6435 | 81.6435 | 2050 | 2050
2019-10-14 21:00 | 72.6428 | 72.6428 | 1824 | 1824
2019-10-14 22:00 | 3.7038 | 3.7038 | 93 | 93
2019-10-14 23:00 | 4.6995 | 4.6995 | 118 | 118
2019-10-15 | 7.6068 | 7.6068 | 191 | 191
2019-10-15 01:00 | 4.341 | 4.341 | 109 | 109
2019-10-15 02:00 | 3.5844 | 3.5844 | 90 | 90
2019-10-15 03:00 | 3.5445 | 3.5445 | 89 | 89
2019-10-15 04:00 | 6.0934 | 6.0934 | 153 | 153
2019-10-15 05:00 | 5.8544 | 5.8544 | 147 | 147
2019-10-15 06:00 | 2.1108 | 2.1108 | 53 | 53
2019-10-15 07:00 | 200.8431 | 200.8431 | 5043 | 5043
2019-10-15 08:00 | 27.6393 | 27.6393 | 694 | 694
2019-10-15 09:00 | 24.7718 | 24.7718 | 622 | 622
2019-10-15 10:00 | 23.4576 | 23.4576 | 589 | 589
2019-10-15 11:00 | 27.5597 | 27.5597 | 692 | 692
2019-10-15 12:00 | 63.6023 | 63.6023 | 1597 | 1597
2019-10-15 13:00 | 27.7986 | 27.7986 | 698 | 698
2019-10-15 14:00 | 24.1744 | 24.1744 | 607 | 607
2019-10-15 15:00 | 24.055 | 24.055 | 604 | 604
2019-10-15 16:00 | 26.4445 | 26.4445 | 664 | 664
2019-10-15 17:00 | 22.1035 | 22.1035 | 555 | 555
2019-10-15 18:00 | 80.7674 | 80.7674 | 2028 | 2028
2019-10-15 19:00 | 85.2677 | 85.2677 | 2141 | 2141
2019-10-15 20:00 | 80.6877 | 80.6877 | 2026 | 2026
2019-10-15 21:00 | 83.7941 | 83.7941 | 2104 | 2104
2019-10-15 22:00 | 5.0181 | 5.0181 | 126 | 126
2019-10-15 23:00 | 4.6597 | 4.6597 | 117 | 117
2019-10-16 | 4.9783 | 4.9783 | 125 | 125
2019-10-16 01:00 | 6.3324 | 6.3324 | 159 | 159
2019-10-16 02:00 | 6.7704 | 6.7704 | 170 | 170
2019-10-16 03:00 | 4.1817 | 4.1817 | 105 | 105
2019-10-16 04:00 | 5.4562 | 5.4562 | 137 | 137
2019-10-16 05:00 | 3.903 | 3.903 | 98 | 98
2019-10-16 06:00 | 6.2925 | 6.2925 | 158 | 158
2019-10-16 07:00 | 210.9589 | 210.9589 | 5297 | 5297
2019-10-16 08:00 | 31.1838 | 31.1838 | 783 | 783
2019-10-16 09:00 | 29.4713 | 29.4713 | 740 | 740
2019-10-16 10:00 | 25.6082 | 25.6082 | 643 | 643
2019-10-16 11:00 | 27.9579 | 27.9579 | 702 | 702
2019-10-16 12:00 | 63.8413 | 63.8413 | 1603 | 1603
2019-10-16 13:00 | 25.5285 | 25.5285 | 641 | 641
2019-10-16 14:00 | 28.8341 | 28.8341 | 724 | 724
2019-10-16 15:00 | 23.0593 | 23.0593 | 579 | 579
2019-10-16 16:00 | 18.6784 | 18.6784 | 469 | 469
2019-10-16 17:00 | 23.8558 | 23.8558 | 599 | 599
2019-10-16 18:00 | 74.9527 | 74.9527 | 1882 | 1882
2019-10-16 19:00 | 81.9223 | 81.9223 | 2057 | 2057
2019-10-16 20:00 | 76.7449 | 76.7449 | 1927 | 1927
2019-10-16 21:00 | 79.1345 | 79.1345 | 1987 | 1987
2019-10-16 22:00 | 3.5844 | 3.5844 | 90 | 90
2019-10-16 23:00 | 3.4649 | 3.4649 | 87 | 87
2019-10-17 | 3.6242 | 3.6242 | 91 | 91
2019-10-17 01:00 | 3.664 | 3.664 | 92 | 92
2019-10-17 02:00 | 4.4605 | 4.4605 | 112 | 112
2019-10-17 03:00 | 6.1332 | 6.1332 | 154 | 154
2019-10-17 04:00 | 2.9471 | 2.9471 | 74 | 74
2019-10-17 05:00 | 4.8588 | 4.8588 | 122 | 122
2019-10-17 06:00 | 4.7393 | 4.7393 | 119 | 119
2019-10-17 07:00 | 195.9445 | 195.9445 | 4920 | 4920
2019-10-17 08:00 | 19.475 | 19.475 | 489 | 489
2019-10-17 09:00 | 23.816 | 23.816 | 598 | 598
2019-10-17 10:00 | 24.6524 | 24.6524 | 619 | 619
2019-10-17 11:00 | 26.8428 | 26.8428 | 674 | 674
2019-10-17 12:00 | 67.0273 | 67.0273 | 1683 | 1683
2019-10-17 13:00 | 19.4351 | 19.4351 | 488 | 488
2019-10-17 14:00 | 25.4091 | 25.4091 | 638 | 638
2019-10-17 15:00 | 26.2454 | 26.2454 | 659 | 659
2019-10-17 16:00 | 22.4221 | 22.4221 | 563 | 563
2019-10-17 17:00 | 23.5771 | 23.5771 | 592 | 592
2019-10-17 18:00 | 71.687 | 71.687 | 1800 | 1800
2019-10-17 19:00 | 88.1352 | 88.1352 | 2213 | 2213
2019-10-17 20:00 | 84.1924 | 84.1924 | 2114 | 2114
2019-10-17 21:00 | 78.5769 | 78.5769 | 1973 | 1973
2019-10-17 22:00 | 3.3852 | 3.3852 | 85 | 85
2019-10-17 23:00 | 6.4518 | 6.4518 | 162 | 162
2019-10-18 | 5.735 | 5.735 | 144 | 144
2019-10-18 01:00 | 6.2527 | 6.2527 | 157 | 157
2019-10-18 02:00 | 4.2216 | 4.2216 | 106 | 106
2019-10-18 03:00 | 3.9826 | 3.9826 | 100 | 100
2019-10-18 04:00 | 4.4207 | 4.4207 | 111 | 111
2019-10-18 05:00 | 3.5844 | 3.5844 | 90 | 90
2019-10-18 06:00 | 5.2969 | 5.2969 | 133 | 133
2019-10-18 07:00 | 210.6403 | 210.6403 | 5289 | 5289
2019-10-18 08:00 | 21.2671 | 21.2671 | 534 | 534
2019-10-18 09:00 | 27.1216 | 27.1216 | 681 | 681
2019-10-18 10:00 | 21.7849 | 21.7849 | 547 | 547
2019-10-18 11:00 | 26.1658 | 26.1658 | 657 | 657
2019-10-18 12:00 | 70.1736 | 70.1736 | 1762 | 1762
2019-10-18 13:00 | 29.7103 | 29.7103 | 746 | 746
2019-10-18 14:00 | 27.5198 | 27.5198 | 691 | 691
2019-10-18 15:00 | 28.1172 | 28.1172 | 706 | 706
2019-10-18 16:00 | 26.8826 | 26.8826 | 675 | 675
2019-10-18 17:00 | 29.0731 | 29.0731 | 730 | 730
2019-10-18 18:00 | 71.6472 | 71.6472 | 1799 | 1799
2019-10-18 19:00 | 75.8687 | 75.8687 | 1905 | 1905
2019-10-18 20:00 | 82.44 | 82.44 | 2070 | 2070
2019-10-18 21:00 | 74.7536 | 74.7536 | 1877 | 1877
2019-10-18 22:00 | 4.9384 | 4.9384 | 124 | 124
2019-10-18 23:00 | 3.3454 | 3.3454 | 84 | 84
2019-10-19 | 10.6336 | 10.6336 | 267 | 267
2019-10-19 01:00 | 9.3193 | 9.3193 | 234 | 234
2019-10-19 02:00 | 8.1245 | 8.1245 | 204 | 204
2019-10-19 03:00 | 6.5713 | 6.5713 | 165 | 165
2019-10-19 04:00 | 10.6336 | 10.6336 | 267 | 267
2019-10-19 05:00 | 7.2882 | 7.2882 | 183 | 183
2019-10-19 06:00 | 10.9522 | 10.9522 | 275 | 275
2019-10-19 07:00 | 180.3725 | 180.3725 | 4529 | 4529
2019-10-19 08:00 | 182.5231 | 182.5231 | 4583 | 4583
2019-10-19 09:00 | 29.7103 | 29.7103 | 746 | 746
2019-10-19 10:00 | 33.4539 | 33.4539 | 840 | 840
2019-10-19 11:00 | 30.1484 | 30.1484 | 757 | 757
2019-10-19 12:00 | 30.7856 | 30.7856 | 773 | 773
2019-10-19 13:00 | 29.2324 | 29.2324 | 734 | 734
2019-10-19 14:00 | 29.9094 | 29.9094 | 751 | 751
2019-10-19 15:00 | 88.8122 | 88.8122 | 2230 | 2230
2019-10-19 16:00 | 91.839 | 91.839 | 2306 | 2306
2019-10-19 17:00 | 15.1339 | 15.1339 | 380 | 380
2019-10-19 18:00 | 14.8551 | 14.8551 | 373 | 373
2019-10-19 19:00 | 15.9703 | 15.9703 | 401 | 401
2019-10-19 20:00 | 58.7037 | 58.7037 | 1474 | 1474
2019-10-19 21:00 | 54.8007 | 54.8007 | 1376 | 1376
2019-10-19 22:00 | 55.9159 | 55.9159 | 1404 | 1404
2019-10-19 23:00 | 7.3678 | 7.3678 | 185 | 185
2019-10-20 | 12.9833 | 12.9833 | 326 | 326
2019-10-20 01:00 | 9.1202 | 9.1202 | 229 | 229
2019-10-20 02:00 | 8.244 | 8.244 | 207 | 207
2019-10-20 03:00 | 7.6864 | 7.6864 | 193 | 193
2019-10-20 04:00 | 9.1998 | 9.1998 | 231 | 231
2019-10-20 05:00 | 7.9254 | 7.9254 | 199 | 199
2019-10-20 06:00 | 6.4518 | 6.4518 | 162 | 162
2019-10-20 07:00 | 188.8554 | 188.8554 | 4742 | 4742
2019-10-20 08:00 | 194.5506 | 194.5506 | 4885 | 4885
2019-10-20 09:00 | 28.2765 | 28.2765 | 710 | 710
2019-10-20 10:00 | 32.5778 | 32.5778 | 818 | 818
2019-10-20 11:00 | 28.7545 | 28.7545 | 722 | 722
2019-10-20 12:00 | 28.9536 | 28.9536 | 727 | 727
2019-10-20 13:00 | 33.215 | 33.215 | 834 | 834
2019-10-20 14:00 | 30.9847 | 30.9847 | 778 | 778
2019-10-20 15:00 | 95.9809 | 95.9809 | 2410 | 2410
2019-10-20 16:00 | 95.9013 | 95.9013 | 2408 | 2408
2019-10-20 17:00 | 16.5677 | 16.5677 | 416 | 416
2019-10-20 18:00 | 15.1737 | 15.1737 | 381 | 381
2019-10-20 19:00 | 15.3729 | 15.3729 | 386 | 386
2019-10-20 20:00 | 56.5531 | 56.5531 | 1420 | 1420
2019-10-20 21:00 | 58.4249 | 58.4249 | 1467 | 1467
2019-10-20 22:00 | 56.3141 | 56.3141 | 1414 | 1414
2019-10-20 23:00 | 4.9783 | 4.9783 | 125 | 125
2019-10-21 | 4.5004 | 4.5004 | 113 | 113
2019-10-21 01:00 | 3.425 | 3.425 | 86 | 86
2019-10-21 02:00 | 6.173 | 6.173 | 155 | 155
2019-10-21 03:00 | 4.341 | 4.341 | 109 | 109
2019-10-21 04:00 | 4.8986 | 4.8986 | 123 | 123
2019-10-21 05:00 | 3.8233 | 3.8233 | 96 | 96
2019-10-21 06:00 | 2.8277 | 2.8277 | 71 | 71
2019-10-21 07:00 | 208.3702 | 208.3702 | 5232 | 5232
2019-10-21 08:00 | 26.3649 | 26.3649 | 662 | 662
2019-10-21 09:00 | 26.803 | 26.803 | 673 | 673
2019-10-21 10:00 | 24.7718 | 24.7718 | 622 | 622
2019-10-21 11:00 | 28.5155 | 28.5155 | 716 | 716
2019-10-21 12:00 | 78.9752 | 78.9752 | 1983 | 1983
2019-10-21 13:00 | 25.8471 | 25.8471 | 649 | 649
2019-10-21 14:00 | 29.2722 | 29.2722 | 735 | 735
2019-10-21 15:00 | 23.9355 | 23.9355 | 601 | 601
2019-10-21 16:00 | 22.3026 | 22.3026 | 560 | 560
2019-10-21 17:00 | 29.9492 | 29.9492 | 752 | 752
2019-10-21 18:00 | 79.7717 | 79.7717 | 2003 | 2003
2019-10-21 19:00 | 82.5197 | 82.5197 | 2072 | 2072
2019-10-21 20:00 | 83.9534 | 83.9534 | 2108 | 2108
2019-10-21 21:00 | 86.1439 | 86.1439 | 2163 | 2163
2019-10-21 22:00 | 5.6951 | 5.6951 | 143 | 143
2019-10-21 23:00 | 4.4605 | 4.4605 | 112 | 112
2019-10-22 | 5.4562 | 5.4562 | 137 | 137
2019-10-22 01:00 | 4.0224 | 4.0224 | 101 | 101
2019-10-22 02:00 | 4.6198 | 4.6198 | 116 | 116
2019-10-22 03:00 | 3.7437 | 3.7437 | 94 | 94
2019-10-22 04:00 | 3.3852 | 3.3852 | 85 | 85
2019-10-22 05:00 | 5.0579 | 5.0579 | 127 | 127
2019-10-22 06:00 | 5.9341 | 5.9341 | 149 | 149
2019-10-22 07:00 | 209.7243 | 209.7243 | 5266 | 5266
2019-10-22 08:00 | 24.1346 | 24.1346 | 606 | 606
2019-10-22 09:00 | 26.9225 | 26.9225 | 676 | 676
2019-10-22 10:00 | 28.2367 | 28.2367 | 709 | 709
2019-10-22 11:00 | 24.4931 | 24.4931 | 615 | 615
2019-10-22 12:00 | 67.3061 | 67.3061 | 1690 | 1690
2019-10-22 13:00 | 26.2852 | 26.2852 | 660 | 660
2019-10-22 14:00 | 21.5061 | 21.5061 | 540 | 540
2019-10-22 15:00 | 26.4047 | 26.4047 | 663 | 663
2019-10-22 16:00 | 25.9268 | 25.9268 | 651 | 651
2019-10-22 17:00 | 20.2317 | 20.2317 | 508 | 508
2019-10-22 18:00 | 82.7587 | 82.7587 | 2078 | 2078
2019-10-22 19:00 | 90.6044 | 90.6044 | 2275 | 2275
2019-10-22 20:00 | 67.0273 | 67.0273 | 1683 | 1683
2019-10-22 21:00 | 75.9882 | 75.9882 | 1908 | 1908
2019-10-22 22:00 | 2.8277 | 2.8277 | 71 | 71
2019-10-22 23:00 | 3.664 | 3.664 | 92 | 92
2019-10-23 | 3.8631 | 3.8631 | 97 | 97
2019-10-23 01:00 | 6.8899 | 6.8899 | 173 | 173
2019-10-23 02:00 | 7.4475 | 7.4475 | 187 | 187
2019-10-23 03:00 | 5.257 | 5.257 | 132 | 132
2019-10-23 04:00 | 5.0977 | 5.0977 | 128 | 128
2019-10-23 05:00 | 3.9428 | 3.9428 | 99 | 99
2019-10-23 06:00 | 4.8986 | 4.8986 | 123 | 123
2019-10-23 07:00 | 213.0697 | 213.0697 | 5350 | 5350
2019-10-23 08:00 | 23.6169 | 23.6169 | 593 | 593
2019-10-23 09:00 | 24.6524 | 24.6524 | 619 | 619
2019-10-23 10:00 | 21.307 | 21.307 | 535 | 535
2019-10-23 11:00 | 28.8341 | 28.8341 | 724 | 724
2019-10-23 12:00 | 66.1512 | 66.1512 | 1661 | 1661
2019-10-23 13:00 | 29.4315 | 29.4315 | 739 | 739
2019-10-23 14:00 | 26.0065 | 26.0065 | 653 | 653
2019-10-23 15:00 | 27.1614 | 27.1614 | 682 | 682
2019-10-23 16:00 | 29.551 | 29.551 | 742 | 742
2019-10-23 17:00 | 29.4713 | 29.4713 | 740 | 740
2019-10-23 18:00 | 76.7051 | 76.7051 | 1926 | 1926
2019-10-23 19:00 | 83.595 | 83.595 | 2099 | 2099
2019-10-23 20:00 | 82.9976 | 82.9976 | 2084 | 2084
2019-10-23 21:00 | 84.2322 | 84.2322 | 2115 | 2115
2019-10-23 22:00 | 3.7038 | 3.7038 | 93 | 93
2019-10-23 23:00 | 3.4649 | 3.4649 | 87 | 87
2019-10-24 | 5.2969 | 5.2969 | 133 | 133
2019-10-24 01:00 | 5.4562 | 5.4562 | 137 | 137
2019-10-24 02:00 | 2.9073 | 2.9073 | 73 | 73
2019-10-24 03:00 | 3.2259 | 3.2259 | 81 | 81
2019-10-24 04:00 | 3.5047 | 3.5047 | 88 | 88
2019-10-24 05:00 | 4.3809 | 4.3809 | 110 | 110
2019-10-24 06:00 | 7.7661 | 7.7661 | 195 | 195
2019-10-24 07:00 | 221.9111 | 221.9111 | 5572 | 5572
2019-10-24 08:00 | 25.1701 | 25.1701 | 632 | 632
2019-10-24 09:00 | 19.4351 | 19.4351 | 488 | 488
2019-10-24 10:00 | 23.2584 | 23.2584 | 584 | 584
2019-10-24 11:00 | 25.4489 | 25.4489 | 639 | 639
2019-10-24 12:00 | 65.5936 | 65.5936 | 1647 | 1647
2019-10-24 13:00 | 28.1172 | 28.1172 | 706 | 706
2019-10-24 14:00 | 20.7892 | 20.7892 | 522 | 522
2019-10-24 15:00 | 30.4271 | 30.4271 | 764 | 764
2019-10-24 16:00 | 22.223 | 22.223 | 558 | 558
2019-10-24 17:00 | 27.1614 | 27.1614 | 682 | 682
2019-10-24 18:00 | 91.839 | 91.839 | 2306 | 2306
2019-10-24 19:00 | 74.3553 | 74.3553 | 1867 | 1867
2019-10-24 20:00 | 82.1613 | 82.1613 | 2063 | 2063
2019-10-24 21:00 | 81.2453 | 81.2453 | 2040 | 2040
2019-10-24 22:00 | 5.7748 | 5.7748 | 145 | 145
2019-10-24 23:00 | 6.3722 | 6.3722 | 160 | 160
2019-10-25 | 4.2216 | 4.2216 | 106 | 106
2019-10-25 01:00 | 3.5844 | 3.5844 | 90 | 90
2019-10-25 02:00 | 2.7878 | 2.7878 | 70 | 70
2019-10-25 03:00 | 5.9739 | 5.9739 | 150 | 150
2019-10-25 04:00 | 5.8146 | 5.8146 | 146 | 146
2019-10-25 05:00 | 1.832 | 1.832 | 46 | 46
2019-10-25 06:00 | 4.2614 | 4.2614 | 107 | 107
2019-10-25 07:00 | 202.914 | 202.914 | 5095 | 5095
2019-10-25 08:00 | 24.4931 | 24.4931 | 615 | 615
2019-10-25 09:00 | 22.8602 | 22.8602 | 574 | 574
2019-10-25 10:00 | 22.0637 | 22.0637 | 554 | 554
2019-10-25 11:00 | 28.3562 | 28.3562 | 712 | 712
2019-10-25 12:00 | 65.275 | 65.275 | 1639 | 1639
2019-10-25 13:00 | 25.9666 | 25.9666 | 652 | 652
2019-10-25 14:00 | 25.3294 | 25.3294 | 636 | 636
2019-10-25 15:00 | 29.4315 | 29.4315 | 739 | 739
2019-10-25 16:00 | 33.0557 | 33.0557 | 830 | 830
2019-10-25 17:00 | 24.6922 | 24.6922 | 620 | 620
2019-10-25 18:00 | 85.8651 | 85.8651 | 2156 | 2156
2019-10-25 19:00 | 77.9397 | 77.9397 | 1957 | 1957
2019-10-25 20:00 | 83.834 | 83.834 | 2105 | 2105
2019-10-25 21:00 | 80.3691 | 80.3691 | 2018 | 2018
2019-10-25 22:00 | 5.9341 | 5.9341 | 149 | 149
2019-10-25 23:00 | 4.58 | 4.58 | 115 | 115
2019-10-26 | 8.921 | 8.921 | 224 | 224
2019-10-26 01:00 | 7.9652 | 7.9652 | 200 | 200
2019-10-26 02:00 | 7.2484 | 7.2484 | 182 | 182
2019-10-26 03:00 | 7.4873 | 7.4873 | 188 | 188
2019-10-26 04:00 | 10.9124 | 10.9124 | 274 | 274
2019-10-26 05:00 | 8.8414 | 8.8414 | 222 | 222
2019-10-26 06:00 | 10.3548 | 10.3548 | 260 | 260
2019-10-26 07:00 | 196.9799 | 196.9799 | 4946 | 4946
2019-10-26 08:00 | 197.0994 | 197.0994 | 4949 | 4949
2019-10-26 09:00 | 28.9536 | 28.9536 | 727 | 727
2019-10-26 10:00 | 33.1353 | 33.1353 | 832 | 832
2019-10-26 11:00 | 25.6878 | 25.6878 | 645 | 645
2019-10-26 12:00 | 28.8341 | 28.8341 | 724 | 724
2019-10-26 13:00 | 32.7371 | 32.7371 | 822 | 822
2019-10-26 14:00 | 24.6125 | 24.6125 | 618 | 618
2019-10-26 15:00 | 94.2684 | 94.2684 | 2367 | 2367
2019-10-26 16:00 | 99.8441 | 99.8441 | 2507 | 2507
2019-10-26 17:00 | 12.824 | 12.824 | 322 | 322
2019-10-26 18:00 | 17.2049 | 17.2049 | 432 | 432
2019-10-26 19:00 | 15.4127 | 15.4127 | 387 | 387
2019-10-26 20:00 | 45.8399 | 45.8399 | 1151 | 1151
2019-10-26 21:00 | 56.0353 | 56.0353 | 1407 | 1407
2019-10-26 22:00 | 59.3011 | 59.3011 | 1489 | 1489
2019-10-26 23:00 | 9.8769 | 9.8769 | 248 | 248
2019-10-27 | 12.1868 | 12.1868 | 306 | 306
2019-10-27 01:00 | 10.9522 | 10.9522 | 275 | 275
2019-10-27 02:00 | 8.005 | 8.005 | 201 | 201
2019-10-27 03:00 | 5.8943 | 5.8943 | 148 | 148
2019-10-27 04:00 | 8.0449 | 8.0449 | 202 | 202
2019-10-27 05:00 | 8.8812 | 8.8812 | 223 | 223
2019-10-27 06:00 | 10.753 | 10.753 | 270 | 270
2019-10-27 07:00 | 191.4441 | 191.4441 | 4807 | 4807
2019-10-27 08:00 | 200.4846 | 200.4846 | 5034 | 5034
2019-10-27 09:00 | 31.2635 | 31.2635 | 785 | 785
2019-10-27 10:00 | 24.3736 | 24.3736 | 612 | 612
2019-10-27 11:00 | 31.5025 | 31.5025 | 791 | 791
2019-10-27 12:00 | 32.8964 | 32.8964 | 826 | 826
2019-10-27 13:00 | 23.5372 | 23.5372 | 591 | 591
2019-10-27 14:00 | 30.7458 | 30.7458 | 772 | 772
2019-10-27 15:00 | 86.6218 | 86.6218 | 2175 | 2175
2019-10-27 16:00 | 93.0338 | 93.0338 | 2336 | 2336
2019-10-27 17:00 | 19.6741 | 19.6741 | 494 | 494
2019-10-27 18:00 | 14.4569 | 14.4569 | 363 | 363
2019-10-27 19:00 | 18.0412 | 18.0412 | 453 | 453
2019-10-27 20:00 | 52.3713 | 52.3713 | 1315 | 1315
2019-10-27 21:00 | 52.2519 | 52.2519 | 1312 | 1312
2019-10-27 22:00 | 55.4778 | 55.4778 | 1393 | 1393
2019-10-27 23:00 | 11.7089 | 11.7089 | 294 | 294
2019-10-28 | 3.8233 | 3.8233 | 96 | 96
2019-10-28 01:00 | 3.6242 | 3.6242 | 91 | 91
2019-10-28 02:00 | 5.5757 | 5.5757 | 140 | 140
2019-10-28 03:00 | 5.6553 | 5.6553 | 142 | 142
2019-10-28 04:00 | 5.2172 | 5.2172 | 131 | 131
2019-10-28 05:00 | 5.257 | 5.257 | 132 | 132
2019-10-28 06:00 | 5.6951 | 5.6951 | 143 | 143
2019-10-28 07:00 | 194.909 | 194.909 | 4894 | 4894
2019-10-28 08:00 | 33.7725 | 33.7725 | 848 | 848
2019-10-28 09:00 | 27.5597 | 27.5597 | 692 | 692
2019-10-28 10:00 | 29.4713 | 29.4713 | 740 | 740
2019-10-28 11:00 | 22.6611 | 22.6611 | 569 | 569
2019-10-28 12:00 | 60.3366 | 60.3366 | 1515 | 1515
2019-10-28 13:00 | 23.8957 | 23.8957 | 600 | 600
2019-10-28 14:00 | 33.6929 | 33.6929 | 846 | 846
2019-10-28 15:00 | 22.9797 | 22.9797 | 577 | 577
2019-10-28 16:00 | 27.2411 | 27.2411 | 684 | 684
2019-10-28 17:00 | 27.7588 | 27.7588 | 697 | 697
2019-10-28 18:00 | 82.44 | 82.44 | 2070 | 2070
2019-10-28 19:00 | 78.7362 | 78.7362 | 1977 | 1977
2019-10-28 20:00 | 71.1693 | 71.1693 | 1787 | 1787
2019-10-28 21:00 | 80.8072 | 80.8072 | 2029 | 2029
2019-10-28 22:00 | 4.58 | 4.58 | 115 | 115
2019-10-28 23:00 | 4.0224 | 4.0224 | 101 | 101
2019-10-29 | 5.257 | 5.257 | 132 | 132
2019-10-29 01:00 | 4.0224 | 4.0224 | 101 | 101
2019-10-29 02:00 | 4.2216 | 4.2216 | 106 | 106
2019-10-29 03:00 | 3.1463 | 3.1463 | 79 | 79
2019-10-29 04:00 | 4.7791 | 4.7791 | 120 | 120
2019-10-29 05:00 | 4.8588 | 4.8588 | 122 | 122
2019-10-29 06:00 | 4.1419 | 4.1419 | 104 | 104
2019-10-29 07:00 | 200.6041 | 200.6041 | 5037 | 5037
2019-10-29 08:00 | 27.1216 | 27.1216 | 681 | 681
2019-10-29 09:00 | 22.7009 | 22.7009 | 570 | 570
2019-10-29 10:00 | 27.6791 | 27.6791 | 695 | 695
2019-10-29 11:00 | 26.3649 | 26.3649 | 662 | 662
2019-10-29 12:00 | 61.5712 | 61.5712 | 1546 | 1546
2019-10-29 13:00 | 20.2317 | 20.2317 | 508 | 508
2019-10-29 14:00 | 25.648 | 25.648 | 644 | 644
2019-10-29 15:00 | 24.3338 | 24.3338 | 611 | 611
2019-10-29 16:00 | 28.0774 | 28.0774 | 705 | 705
2019-10-29 17:00 | 27.0818 | 27.0818 | 680 | 680
2019-10-29 18:00 | 77.0237 | 77.0237 | 1934 | 1934
2019-10-29 19:00 | 79.6522 | 79.6522 | 2000 | 2000
2019-10-29 20:00 | 78.8159 | 78.8159 | 1979 | 1979
2019-10-29 21:00 | 79.1345 | 79.1345 | 1987 | 1987
2019-10-29 22:00 | 6.4917 | 6.4917 | 163 | 163
2019-10-29 23:00 | 4.9783 | 4.9783 | 125 | 125
2019-10-30 | 2.987 | 2.987 | 75 | 75
2019-10-30 01:00 | 6.1332 | 6.1332 | 154 | 154
2019-10-30 02:00 | 4.58 | 4.58 | 115 | 115
2019-10-30 03:00 | 6.8899 | 6.8899 | 173 | 173
2019-10-30 04:00 | 4.1817 | 4.1817 | 105 | 105
2019-10-30 05:00 | 3.7437 | 3.7437 | 94 | 94
2019-10-30 06:00 | 5.1774 | 5.1774 | 130 | 130
2019-10-30 07:00 | 209.0473 | 209.0473 | 5249 | 5249
2019-10-30 08:00 | 28.0376 | 28.0376 | 704 | 704
2019-10-30 09:00 | 25.9268 | 25.9268 | 651 | 651
2019-10-30 10:00 | 25.9666 | 25.9666 | 652 | 652
2019-10-30 11:00 | 30.3873 | 30.3873 | 763 | 763
2019-10-30 12:00 | 67.784 | 67.784 | 1702 | 1702
2019-10-30 13:00 | 29.551 | 29.551 | 742 | 742
2019-10-30 14:00 | 24.2541 | 24.2541 | 609 | 609
2019-10-30 15:00 | 25.7675 | 25.7675 | 647 | 647
2019-10-30 16:00 | 26.7233 | 26.7233 | 671 | 671
2019-10-30 17:00 | 31.1042 | 31.1042 | 781 | 781
2019-10-30 18:00 | 82.5994 | 82.5994 | 2074 | 2074
2019-10-30 19:00 | 87.9759 | 87.9759 | 2209 | 2209
2019-10-30 20:00 | 82.4799 | 82.4799 | 2071 | 2071
2019-10-30 21:00 | 88.9317 | 88.9317 | 2233 | 2233
2019-10-30 22:00 | 4.4605 | 4.4605 | 112 | 112
2019-10-30 23:00 | 4.341 | 4.341 | 109 | 109
2019-10-31 | 4.8986 | 4.8986 | 123 | 123
2019-10-31 01:00 | 2.6285 | 2.6285 | 66 | 66
2019-10-31 02:00 | 3.425 | 3.425 | 86 | 86
2019-10-31 03:00 | 6.2527 | 6.2527 | 157 | 157
2019-10-31 04:00 | 4.5004 | 4.5004 | 113 | 113
2019-10-31 05:00 | 3.0666 | 3.0666 | 77 | 77
2019-10-31 06:00 | 3.9428 | 3.9428 | 99 | 99
2019-10-31 07:00 | 194.8293 | 194.8293 | 4892 | 4892
2019-10-31 08:00 | 30.0289 | 30.0289 | 754 | 754
2019-10-31 09:00 | 25.0905 | 25.0905 | 630 | 630
2019-10-31 10:00 | 33.2548 | 33.2548 | 835 | 835
2019-10-31 11:00 | 27.3207 | 27.3207 | 686 | 686
2019-10-31 12:00 | 77.1034 | 77.1034 | 1936 | 1936
2019-10-31 13:00 | 30.0289 | 30.0289 | 754 | 754
2019-10-31 14:00 | 21.9442 | 21.9442 | 551 | 551
2019-10-31 15:00 | 26.6038 | 26.6038 | 668 | 668
2019-10-31 16:00 | 22.6611 | 22.6611 | 569 | 569
2019-10-31 17:00 | 23.816 | 23.816 | 598 | 598
2019-10-31 18:00 | 84.1924 | 84.1924 | 2114 | 2114
2019-10-31 19:00 | 90.5646 | 90.5646 | 2274 | 2274
2019-10-31 20:00 | 85.6261 | 85.6261 | 2150 | 2150
2019-10-31 21:00 | 79.1345 | 79.1345 | 1987 | 1987
2019-10-31 22:00 | 4.7791 | 4.7791 | 120 | 120
2019-10-31 23:00 | 2.3497 | 2.3497 | 59 | 59
2019-11-01 | 4.7393 | 4.7393 | 119 | 119
2019-11-01 01:00 | 4.341 | 4.341 | 109 | 109
2019-11-01 02:00 | 4.8986 | 4.8986 | 123 | 123
2019-11-01 03:00 | 6.9297 | 6.9297 | 174 | 174
2019-11-01 04:00 | 3.5047 | 3.5047 | 88 | 88
2019-11-01 05:00 | 3.8233 | 3.8233 | 96 | 96
2019-11-01 06:00 | 4.2216 | 4.2216 | 106 | 106
2019-11-01 07:00 | 196.6215 | 196.6215 | 4937 | 4937
2019-11-01 08:00 | 26.1259 | 26.1259 | 656 | 656
2019-11-01 09:00 | 26.8826 | 26.8826 | 675 | 675
2019-11-01 10:00 | 30.0687 | 30.0687 | 755 | 755
2019-11-01 11:00 | 22.6212 | 22.6212 | 568 | 568
2019-11-01 12:00 | 58.2656 | 58.2656 | 1463 | 1463
2019-11-01 13:00 | 24.4532 | 24.4532 | 614 | 614
2019-11-01 14:00 | 27.7588 | 27.7588 | 697 | 697
2019-11-01 15:00 | 26.2056 | 26.2056 | 658 | 658
2019-11-01 16:00 | 29.2722 | 29.2722 | 735 | 735
2019-11-01 17:00 | 20.6698 | 20.6698 | 519 | 519
2019-11-01 18:00 | 78.8955 | 78.8955 | 1981 | 1981
2019-11-01 19:00 | 81.2453 | 81.2453 | 2040 | 2040
2019-11-01 20:00 | 88.5334 | 88.5334 | 2223 | 2223
2019-11-01 21:00 | 77.9397 | 77.9397 | 1957 | 1957
2019-11-01 22:00 | 6.9297 | 6.9297 | 174 | 174
2019-11-01 23:00 | 5.0579 | 5.0579 | 127 | 127
2019-11-02 | 9.2795 | 9.2795 | 233 | 233
2019-11-02 01:00 | 6.9696 | 6.9696 | 175 | 175
2019-11-02 02:00 | 9.4388 | 9.4388 | 237 | 237
2019-11-02 03:00 | 10.7132 | 10.7132 | 269 | 269
2019-11-02 04:00 | 9.1998 | 9.1998 | 231 | 231
2019-11-02 05:00 | 8.4033 | 8.4033 | 211 | 211
2019-11-02 06:00 | 10.6336 | 10.6336 | 267 | 267
2019-11-02 07:00 | 193.0372 | 193.0372 | 4847 | 4847
2019-11-02 08:00 | 199.6881 | 199.6881 | 5014 | 5014
2019-11-02 09:00 | 35.047 | 35.047 | 880 | 880
2019-11-02 10:00 | 32.06 | 32.06 | 805 | 805
2019-11-02 11:00 | 26.1259 | 26.1259 | 656 | 656
2019-11-02 12:00 | 21.7451 | 21.7451 | 546 | 546
2019-11-02 13:00 | 28.5155 | 28.5155 | 716 | 716
2019-11-02 14:00 | 24.2939 | 24.2939 | 610 | 610
2019-11-02 15:00 | 94.7463 | 94.7463 | 2379 | 2379
2019-11-02 16:00 | 94.1489 | 94.1489 | 2364 | 2364
2019-11-02 17:00 | 19.1962 | 19.1962 | 482 | 482
2019-11-02 18:00 | 13.74 | 13.74 | 345 | 345
2019-11-02 19:00 | 18.4793 | 18.4793 | 464 | 464
2019-11-02 20:00 | 59.2613 | 59.2613 | 1488 | 1488
2019-11-02 21:00 | 58.7833 | 58.7833 | 1476 | 1476
2019-11-02 22:00 | 56.0353 | 56.0353 | 1407 | 1407
2019-11-02 23:00 | 7.8457 | 7.8457 | 197 | 197
2019-11-03 | 9.399 | 9.399 | 236 | 236
2019-11-03 01:00 | 8.7219 | 8.7219 | 219 | 219
2019-11-03 02:00 | 11.4301 | 11.4301 | 287 | 287
2019-11-03 03:00 | 11.7487 | 11.7487 | 295 | 295
2019-11-03 04:00 | 8.5228 | 8.5228 | 214 | 214
2019-11-03 05:00 | 9.837 | 9.837 | 247 | 247
2019-11-03 06:00 | 10.5539 | 10.5539 | 265 | 265
2019-11-03 07:00 | 206.14 | 206.14 | 5176 | 5176
2019-11-03 08:00 | 209.565 | 209.565 | 5262 | 5262
2019-11-03 09:00 | 29.1129 | 29.1129 | 731 | 731
2019-11-03 10:00 | 32.0998 | 32.0998 | 806 | 806
2019-11-03 11:00 | 25.3294 | 25.3294 | 636 | 636
2019-11-03 12:00 | 30.7856 | 30.7856 | 773 | 773
2019-11-03 13:00 | 32.2193 | 32.2193 | 809 | 809
2019-11-03 14:00 | 31.3431 | 31.3431 | 787 | 787
2019-11-03 15:00 | 91.0425 | 91.0425 | 2286 | 2286
2019-11-03 16:00 | 100.7999 | 100.7999 | 2531 | 2531
2019-11-03 17:00 | 15.572 | 15.572 | 391 | 391
2019-11-03 18:00 | 14.1781 | 14.1781 | 356 | 356
2019-11-03 19:00 | 13.2621 | 13.2621 | 333 | 333
2019-11-03 20:00 | 61.2526 | 61.2526 | 1538 | 1538
2019-11-03 21:00 | 57.4293 | 57.4293 | 1442 | 1442
2019-11-03 22:00 | 57.3894 | 57.3894 | 1441 | 1441
2019-11-03 23:00 | 7.1289 | 7.1289 | 179 | 179
2019-11-04 | 5.5358 | 5.5358 | 139 | 139
2019-11-04 01:00 | 4.6597 | 4.6597 | 117 | 117
2019-11-04 02:00 | 5.8146 | 5.8146 | 146 | 146
2019-11-04 03:00 | 4.0623 | 4.0623 | 102 | 102
2019-11-04 04:00 | 3.3852 | 3.3852 | 85 | 85
2019-11-04 05:00 | 5.5358 | 5.5358 | 139 | 139
2019-11-04 06:00 | 3.2259 | 3.2259 | 81 | 81
2019-11-04 07:00 | 211.0386 | 211.0386 | 5299 | 5299
2019-11-04 08:00 | 30.9051 | 30.9051 | 776 | 776
2019-11-04 09:00 | 26.1259 | 26.1259 | 656 | 656
2019-11-04 10:00 | 34.4496 | 34.4496 | 865 | 865
2019-11-04 11:00 | 27.9181 | 27.9181 | 701 | 701
2019-11-04 12:00 | 73.28 | 73.28 | 1840 | 1840
2019-11-04 13:00 | 24.3338 | 24.3338 | 611 | 611
2019-11-04 14:00 | 26.0463 | 26.0463 | 654 | 654
2019-11-04 15:00 | 29.1527 | 29.1527 | 732 | 732
2019-11-04 16:00 | 32.8565 | 32.8565 | 825 | 825
2019-11-04 17:00 | 26.5242 | 26.5242 | 666 | 666
2019-11-04 18:00 | 91.0823 | 91.0823 | 2287 | 2287
2019-11-04 19:00 | 78.7362 | 78.7362 | 1977 | 1977
2019-11-04 20:00 | 91.0425 | 91.0425 | 2286 | 2286
2019-11-04 21:00 | 76.5458 | 76.5458 | 1922 | 1922
2019-11-04 22:00 | 3.9826 | 3.9826 | 100 | 100
2019-11-04 23:00 | 4.9384 | 4.9384 | 124 | 124
2019-11-05 | 4.1817 | 4.1817 | 105 | 105
2019-11-05 01:00 | 5.735 | 5.735 | 144 | 144
2019-11-05 02:00 | 4.1817 | 4.1817 | 105 | 105
2019-11-05 03:00 | 3.2259 | 3.2259 | 81 | 81
2019-11-05 04:00 | 4.6995 | 4.6995 | 118 | 118
2019-11-05 05:00 | 4.7791 | 4.7791 | 120 | 120
2019-11-05 06:00 | 4.3809 | 4.3809 | 110 | 110
2019-11-05 07:00 | 208.0516 | 208.0516 | 5224 | 5224
2019-11-05 08:00 | 26.6835 | 26.6835 | 670 | 670
2019-11-05 09:00 | 19.8732 | 19.8732 | 499 | 499
2019-11-05 10:00 | 28.9934 | 28.9934 | 728 | 728
2019-11-05 11:00 | 25.0506 | 25.0506 | 629 | 629
2019-11-05 12:00 | 67.9433 | 67.9433 | 1706 | 1706
2019-11-05 13:00 | 27.1216 | 27.1216 | 681 | 681
2019-11-05 14:00 | 23.1788 | 23.1788 | 582 | 582
2019-11-05 15:00 | 27.4004 | 27.4004 | 688 | 688
2019-11-05 16:00 | 25.6082 | 25.6082 | 643 | 643
2019-11-05 17:00 | 27.3207 | 27.3207 | 686 | 686
2019-11-05 18:00 | 83.6747 | 83.6747 | 2101 | 2101
2019-11-05 19:00 | 80.5682 | 80.5682 | 2023 | 2023
2019-11-05 20:00 | 81.7232 | 81.7232 | 2052 | 2052
2019-11-05 21:00 | 88.6927 | 88.6927 | 2227 | 2227
2019-11-05 22:00 | 5.6553 | 5.6553 | 142 | 142
2019-11-05 23:00 | 5.6155 | 5.6155 | 141 | 141
2019-11-06 | 4.2614 | 4.2614 | 107 | 107
2019-11-06 01:00 | 5.7748 | 5.7748 | 145 | 145
2019-11-06 02:00 | 4.2216 | 4.2216 | 106 | 106
2019-11-06 03:00 | 4.9783 | 4.9783 | 125 | 125
2019-11-06 04:00 | 6.412 | 6.412 | 161 | 161
2019-11-06 05:00 | 7.0492 | 7.0492 | 177 | 177
2019-11-06 06:00 | 4.5402 | 4.5402 | 114 | 114
2019-11-06 07:00 | 206.1001 | 206.1001 | 5175 | 5175
2019-11-06 08:00 | 28.6748 | 28.6748 | 720 | 720
2019-11-06 09:00 | 25.5684 | 25.5684 | 642 | 642
2019-11-06 10:00 | 21.307 | 21.307 | 535 | 535
2019-11-06 11:00 | 26.0065 | 26.0065 | 653 | 653
2019-11-06 12:00 | 64.2395 | 64.2395 | 1613 | 1613
2019-11-06 13:00 | 24.1744 | 24.1744 | 607 | 607
2019-11-06 14:00 | 27.7986 | 27.7986 | 698 | 698
2019-11-06 15:00 | 20.391 | 20.391 | 512 | 512
2019-11-06 16:00 | 24.8913 | 24.8913 | 625 | 625
2019-11-06 17:00 | 26.1658 | 26.1658 | 657 | 657
2019-11-06 18:00 | 76.3467 | 76.3467 | 1917 | 1917
2019-11-06 19:00 | 85.5067 | 85.5067 | 2147 | 2147
2019-11-06 20:00 | 79.6124 | 79.6124 | 1999 | 1999
2019-11-06 21:00 | 86.3032 | 86.3032 | 2167 | 2167
2019-11-06 22:00 | 3.8233 | 3.8233 | 96 | 96
2019-11-06 23:00 | 6.4518 | 6.4518 | 162 | 162
2019-11-07 | 5.5757 | 5.5757 | 140 | 140
2019-11-07 01:00 | 5.5757 | 5.5757 | 140 | 140
2019-11-07 02:00 | 7.2882 | 7.2882 | 183 | 183
2019-11-07 03:00 | 4.5402 | 4.5402 | 114 | 114
2019-11-07 04:00 | 5.6155 | 5.6155 | 141 | 141
2019-11-07 05:00 | 5.257 | 5.257 | 132 | 132
2019-11-07 06:00 | 6.8501 | 6.8501 | 172 | 172
2019-11-07 07:00 | 207.8126 | 207.8126 | 5218 | 5218
2019-11-07 08:00 | 25.6082 | 25.6082 | 643 | 643
2019-11-07 09:00 | 28.0774 | 28.0774 | 705 | 705
2019-11-07 10:00 | 24.0948 | 24.0948 | 605 | 605
2019-11-07 11:00 | 24.4134 | 24.4134 | 613 | 613
2019-11-07 12:00 | 73.1606 | 73.1606 | 1837 | 1837
2019-11-07 13:00 | 25.9666 | 25.9666 | 652 | 652
2019-11-07 14:00 | 26.5242 | 26.5242 | 666 | 666
2019-11-07 15:00 | 26.6835 | 26.6835 | 670 | 670
2019-11-07 16:00 | 24.971 | 24.971 | 627 | 627
2019-11-07 17:00 | 23.4974 | 23.4974 | 590 | 590
2019-11-07 18:00 | 80.3293 | 80.3293 | 2017 | 2017
2019-11-07 19:00 | 87.498 | 87.498 | 2197 | 2197
2019-11-07 20:00 | 86.2634 | 86.2634 | 2166 | 2166
2019-11-07 21:00 | 79.4531 | 79.4531 | 1995 | 1995
2019-11-07 22:00 | 5.6155 | 5.6155 | 141 | 141
2019-11-07 23:00 | 5.1774 | 5.1774 | 130 | 130
2019-11-08 | 3.1861 | 3.1861 | 80 | 80
2019-11-08 01:00 | 6.6111 | 6.6111 | 166 | 166
2019-11-08 02:00 | 5.257 | 5.257 | 132 | 132
2019-11-08 03:00 | 4.4207 | 4.4207 | 111 | 111
2019-11-08 04:00 | 2.8277 | 2.8277 | 71 | 71
2019-11-08 05:00 | 6.2129 | 6.2129 | 156 | 156
2019-11-08 06:00 | 3.7437 | 3.7437 | 94 | 94
2019-11-08 07:00 | 220.9154 | 220.9154 | 5547 | 5547
2019-11-08 08:00 | 20.2715 | 20.2715 | 509 | 509
2019-11-08 09:00 | 25.4091 | 25.4091 | 638 | 638
2019-11-08 10:00 | 25.648 | 25.648 | 644 | 644
2019-11-08 11:00 | 24.5727 | 24.5727 | 617 | 617
2019-11-08 12:00 | 67.1866 | 67.1866 | 1687 | 1687
2019-11-08 13:00 | 24.6922 | 24.6922 | 620 | 620
2019-11-08 14:00 | 28.8739 | 28.8739 | 725 | 725
2019-11-08 15:00 | 28.5951 | 28.5951 | 718 | 718
2019-11-08 16:00 | 24.4532 | 24.4532 | 614 | 614
2019-11-08 17:00 | 29.1527 | 29.1527 | 732 | 732
2019-11-08 18:00 | 79.9708 | 79.9708 | 2008 | 2008
2019-11-08 19:00 | 84.1526 | 84.1526 | 2113 | 2113
2019-11-08 20:00 | 91.4009 | 91.4009 | 2295 | 2295
2019-11-08 21:00 | 75.9484 | 75.9484 | 1907 | 1907
2019-11-08 22:00 | 6.6111 | 6.6111 | 166 | 166
2019-11-08 23:00 | 7.1289 | 7.1289 | 179 | 179
2019-11-09 | 7.4475 | 7.4475 | 187 | 187
2019-11-09 01:00 | 7.7661 | 7.7661 | 195 | 195
2019-11-09 02:00 | 10.4344 | 10.4344 | 262 | 262
2019-11-09 03:00 | 6.3722 | 6.3722 | 160 | 160
2019-11-09 04:00 | 10.5937 | 10.5937 | 266 | 266
2019-11-09 05:00 | 8.5626 | 8.5626 | 215 | 215
2019-11-09 06:00 | 8.2042 | 8.2042 | 206 | 206
2019-11-09 07:00 | 200.8033 | 200.8033 | 5042 | 5042
2019-11-09 08:00 | 189.413 | 189.413 | 4756 | 4756
2019-11-09 09:00 | 25.2498 | 25.2498 | 634 | 634
2019-11-09 10:00 | 26.4047 | 26.4047 | 663 | 663
2019-11-09 11:00 | 28.7545 | 28.7545 | 722 | 722
2019-11-09 12:00 | 27.6791 | 27.6791 | 695 | 695
2019-11-09 13:00 | 28.1571 | 28.1571 | 707 | 707
2019-11-09 14:00 | 24.3338 | 24.3338 | 611 | 611
2019-11-09 15:00 | 108.566 | 108.566 | 2726 | 2726
2019-11-09 16:00 | 102.6717 | 102.6717 | 2578 | 2578
2019-11-09 17:00 | 17.8023 | 17.8023 | 447 | 447
2019-11-09 18:00 | 13.74 | 13.74 | 345 | 345
2019-11-09 19:00 | 14.9746 | 14.9746 | 376 | 376
2019-11-09 20:00 | 56.7124 | 56.7124 | 1424 | 1424
2019-11-09 21:00 | 61.1729 | 61.1729 | 1536 | 1536
2019-11-09 22:00 | 63.6421 | 63.6421 | 1598 | 1598
2019-11-09 23:00 | 4.7393 | 4.7393 | 119 | 119
2019-11-10 | 8.483 | 8.483 | 213 | 213
2019-11-10 01:00 | 10.2353 | 10.2353 | 257 | 257
2019-11-10 02:00 | 7.3678 | 7.3678 | 185 | 185
2019-11-10 03:00 | 10.9124 | 10.9124 | 274 | 274
2019-11-10 04:00 | 8.921 | 8.921 | 224 | 224
2019-11-10 05:00 | 7.6864 | 7.6864 | 193 | 193
2019-11-10 06:00 | 10.1557 | 10.1557 | 255 | 255
2019-11-10 07:00 | 196.4622 | 196.4622 | 4933 | 4933
2019-11-10 08:00 | 190.329 | 190.329 | 4779 | 4779
2019-11-10 09:00 | 28.3562 | 28.3562 | 712 | 712
2019-11-10 10:00 | 32.299 | 32.299 | 811 | 811
2019-11-10 11:00 | 32.976 | 32.976 | 828 | 828
2019-11-10 12:00 | 32.6972 | 32.6972 | 821 | 821
2019-11-10 13:00 | 25.0506 | 25.0506 | 629 | 629
2019-11-10 14:00 | 30.0687 | 30.0687 | 755 | 755
2019-11-10 15:00 | 93.0338 | 93.0338 | 2336 | 2336
2019-11-10 16:00 | 102.3531 | 102.3531 | 2570 | 2570
2019-11-10 17:00 | 13.2223 | 13.2223 | 332 | 332
2019-11-10 18:00 | 15.572 | 15.572 | 391 | 391
2019-11-10 19:00 | 16.5677 | 16.5677 | 416 | 416
2019-11-10 20:00 | 71.9658 | 71.9658 | 1807 | 1807
2019-11-10 21:00 | 63.5226 | 63.5226 | 1595 | 1595
2019-11-10 22:00 | 63.9607 | 63.9607 | 1606 | 1606
2019-11-10 23:00 | 7.8059 | 7.8059 | 196 | 196
2019-11-11 | 3.8631 | 3.8631 | 97 | 97
2019-11-11 01:00 | 4.6198 | 4.6198 | 116 | 116
2019-11-11 02:00 | 5.6951 | 5.6951 | 143 | 143
2019-11-11 03:00 | 4.5004 | 4.5004 | 113 | 113
2019-11-11 04:00 | 4.1419 | 4.1419 | 104 | 104
2019-11-11 05:00 | 5.6553 | 5.6553 | 142 | 142
2019-11-11 06:00 | 2.748 | 2.748 | 69 | 69
2019-11-11 07:00 | 207.6932 | 207.6932 | 5215 | 5215
2019-11-11 08:00 | 27.4004 | 27.4004 | 688 | 688
2019-11-11 09:00 | 28.8739 | 28.8739 | 725 | 725
2019-11-11 10:00 | 25.5285 | 25.5285 | 641 | 641
2019-11-11 11:00 | 24.971 | 24.971 | 627 | 627
2019-11-11 12:00 | 65.3945 | 65.3945 | 1642 | 1642
2019-11-11 13:00 | 29.0731 | 29.0731 | 730 | 730
2019-11-11 14:00 | 26.3649 | 26.3649 | 662 | 662
2019-11-11 15:00 | 29.6705 | 29.6705 | 745 | 745
2019-11-11 16:00 | 23.4178 | 23.4178 | 588 | 588
2019-11-11 17:00 | 27.5198 | 27.5198 | 691 | 691
2019-11-11 18:00 | 80.7674 | 80.7674 | 2028 | 2028
2019-11-11 19:00 | 89.4494 | 89.4494 | 2246 | 2246
2019-11-11 20:00 | 91.4408 | 91.4408 | 2296 | 2296
2019-11-11 21:00 | 83.0773 | 83.0773 | 2086 | 2086
2019-11-11 22:00 | 3.4649 | 3.4649 | 87 | 87
2019-11-11 23:00 | 4.819 | 4.819 | 121 | 121
2019-11-12 | 4.819 | 4.819 | 121 | 121
2019-11-12 01:00 | 4.6597 | 4.6597 | 117 | 117
2019-11-12 02:00 | 4.6597 | 4.6597 | 117 | 117
2019-11-12 03:00 | 4.1021 | 4.1021 | 103 | 103
2019-11-12 04:00 | 6.2129 | 6.2129 | 156 | 156
2019-11-12 05:00 | 6.173 | 6.173 | 155 | 155
2019-11-12 06:00 | 4.1021 | 4.1021 | 103 | 103
2019-11-12 07:00 | 214.7026 | 214.7026 | 5391 | 5391
2019-11-12 08:00 | 32.4583 | 32.4583 | 815 | 815
2019-11-12 09:00 | 26.3251 | 26.3251 | 661 | 661
2019-11-12 10:00 | 30.9847 | 30.9847 | 778 | 778
2019-11-12 11:00 | 27.0021 | 27.0021 | 678 | 678
2019-11-12 12:00 | 69.616 | 69.616 | 1748 | 1748
2019-11-12 13:00 | 25.7277 | 25.7277 | 646 | 646
2019-11-12 14:00 | 27.719 | 27.719 | 696 | 696
2019-11-12 15:00 | 31.1838 | 31.1838 | 783 | 783
2019-11-12 16:00 | 23.3779 | 23.3779 | 587 | 587
2019-11-12 17:00 | 31.383 | 31.383 | 788 | 788
2019-11-12 18:00 | 83.1967 | 83.1967 | 2089 | 2089
2019-11-12 19:00 | 84.511 | 84.511 | 2122 | 2122
2019-11-12 20:00 | 89.3698 | 89.3698 | 2244 | 2244
2019-11-12 21:00 | 82.7587 | 82.7587 | 2078 | 2078
2019-11-12 22:00 | 4.3012 | 4.3012 | 108 | 108
2019-11-12 23:00 | 5.3765 | 5.3765 | 135 | 135
2019-11-13 | 4.6597 | 4.6597 | 117 | 117
2019-11-13 01:00 | 7.4475 | 7.4475 | 187 | 187
2019-11-13 02:00 | 5.2172 | 5.2172 | 131 | 131
2019-11-13 03:00 | 5.0579 | 5.0579 | 127 | 127
2019-11-13 04:00 | 3.5445 | 3.5445 | 89 | 89
2019-11-13 05:00 | 3.7437 | 3.7437 | 94 | 94
2019-11-13 06:00 | 5.4164 | 5.4164 | 136 | 136
2019-11-13 07:00 | 207.0161 | 207.0161 | 5198 | 5198
2019-11-13 08:00 | 18.9572 | 18.9572 | 476 | 476
2019-11-13 09:00 | 26.8428 | 26.8428 | 674 | 674
2019-11-13 10:00 | 23.5372 | 23.5372 | 591 | 591
2019-11-13 11:00 | 29.6306 | 29.6306 | 744 | 744
2019-11-13 12:00 | 64.12 | 64.12 | 1610 | 1610
2019-11-13 13:00 | 26.6437 | 26.6437 | 669 | 669
2019-11-13 14:00 | 26.5242 | 26.5242 | 666 | 666
2019-11-13 15:00 | 28.7943 | 28.7943 | 723 | 723
2019-11-13 16:00 | 23.7364 | 23.7364 | 596 | 596
2019-11-13 17:00 | 28.7146 | 28.7146 | 721 | 721
2019-11-13 18:00 | 73.4393 | 73.4393 | 1844 | 1844
2019-11-13 19:00 | 86.5023 | 86.5023 | 2172 | 2172
2019-11-13 20:00 | 83.6747 | 83.6747 | 2101 | 2101
2019-11-13 21:00 | 82.44 | 82.44 | 2070 | 2070
2019-11-13 22:00 | 4.6995 | 4.6995 | 118 | 118
2019-11-13 23:00 | 5.496 | 5.496 | 138 | 138
2019-11-14 | 5.8943 | 5.8943 | 148 | 148
2019-11-14 01:00 | 6.412 | 6.412 | 161 | 161
2019-11-14 02:00 | 5.5358 | 5.5358 | 139 | 139
2019-11-14 03:00 | 4.341 | 4.341 | 109 | 109
2019-11-14 04:00 | 2.9471 | 2.9471 | 74 | 74
2019-11-14 05:00 | 6.0137 | 6.0137 | 151 | 151
2019-11-14 06:00 | 7.4077 | 7.4077 | 186 | 186
2019-11-14 07:00 | 205.3036 | 205.3036 | 5155 | 5155
2019-11-14 08:00 | 26.9225 | 26.9225 | 676 | 676
2019-11-14 09:00 | 24.2939 | 24.2939 | 610 | 610
2019-11-14 10:00 | 25.5684 | 25.5684 | 642 | 642
2019-11-14 11:00 | 28.396 | 28.396 | 713 | 713
2019-11-14 12:00 | 64.1599 | 64.1599 | 1611 | 1611
2019-11-14 13:00 | 28.396 | 28.396 | 713 | 713
2019-11-14 14:00 | 32.6176 | 32.6176 | 819 | 819
2019-11-14 15:00 | 28.1172 | 28.1172 | 706 | 706
2019-11-14 16:00 | 24.8913 | 24.8913 | 625 | 625
2019-11-14 17:00 | 29.1925 | 29.1925 | 733 | 733
2019-11-14 18:00 | 87.0201 | 87.0201 | 2185 | 2185
2019-11-14 19:00 | 86.2634 | 86.2634 | 2166 | 2166
2019-11-14 20:00 | 82.2807 | 82.2807 | 2066 | 2066
2019-11-14 21:00 | 90.6841 | 90.6841 | 2277 | 2277
2019-11-14 22:00 | 4.8588 | 4.8588 | 122 | 122
2019-11-14 23:00 | 3.3056 | 3.3056 | 83 | 83
2019-11-15 | 4.4605 | 4.4605 | 112 | 112
2019-11-15 01:00 | 4.4605 | 4.4605 | 112 | 112
2019-11-15 02:00 | 4.9384 | 4.9384 | 124 | 124
2019-11-15 03:00 | 6.8103 | 6.8103 | 171 | 171
2019-11-15 04:00 | 6.2129 | 6.2129 | 156 | 156
2019-11-15 05:00 | 4.4207 | 4.4207 | 111 | 111
2019-11-15 06:00 | 5.496 | 5.496 | 138 | 138
2019-11-15 07:00 | 214.384 | 214.384 | 5383 | 5383
2019-11-15 08:00 | 23.7364 | 23.7364 | 596 | 596
2019-11-15 09:00 | 27.9579 | 27.9579 | 702 | 702
2019-11-15 10:00 | 26.2852 | 26.2852 | 660 | 660
2019-11-15 11:00 | 24.6922 | 24.6922 | 620 | 620
2019-11-15 12:00 | 63.9209 | 63.9209 | 1605 | 1605
2019-11-15 13:00 | 25.5285 | 25.5285 | 641 | 641
2019-11-15 14:00 | 28.4358 | 28.4358 | 714 | 714
2019-11-15 15:00 | 25.0905 | 25.0905 | 630 | 630
2019-11-15 16:00 | 23.0195 | 23.0195 | 578 | 578
2019-11-15 17:00 | 29.3917 | 29.3917 | 738 | 738
2019-11-15 18:00 | 91.0425 | 91.0425 | 2286 | 2286
2019-11-15 19:00 | 84.6305 | 84.6305 | 2125 | 2125
2019-11-15 20:00 | 85.0287 | 85.0287 | 2135 | 2135
2019-11-15 21:00 | 85.9846 | 85.9846 | 2159 | 2159
2019-11-15 22:00 | 4.7791 | 4.7791 | 120 | 120
2019-11-15 23:00 | 3.8631 | 3.8631 | 97 | 97
2019-11-16 | 8.8414 | 8.8414 | 222 | 222
2019-11-16 01:00 | 7.6466 | 7.6466 | 192 | 192
2019-11-16 02:00 | 8.9609 | 8.9609 | 225 | 225
2019-11-16 03:00 | 9.3591 | 9.3591 | 235 | 235
2019-11-16 04:00 | 10.992 | 10.992 | 276 | 276
2019-11-16 05:00 | 12.0275 | 12.0275 | 302 | 302
2019-11-16 06:00 | 7.4475 | 7.4475 | 187 | 187
2019-11-16 07:00 | 185.7888 | 185.7888 | 4665 | 4665
2019-11-16 08:00 | 199.1306 | 199.1306 | 5000 | 5000
2019-11-16 09:00 | 26.6437 | 26.6437 | 669 | 669
2019-11-16 10:00 | 30.1085 | 30.1085 | 756 | 756
2019-11-16 11:00 | 32.0998 | 32.0998 | 806 | 806
2019-11-16 12:00 | 30.6263 | 30.6263 | 769 | 769
2019-11-16 13:00 | 27.48 | 27.48 | 690 | 690
2019-11-16 14:00 | 25.2896 | 25.2896 | 635 | 635
2019-11-16 15:00 | 110.6369 | 110.6369 | 2778 | 2778
2019-11-16 16:00 | 101.4371 | 101.4371 | 2547 | 2547
2019-11-16 17:00 | 15.4525 | 15.4525 | 388 | 388
2019-11-16 18:00 | 14.5365 | 14.5365 | 365 | 365
2019-11-16 19:00 | 18.0811 | 18.0811 | 454 | 454
2019-11-16 20:00 | 51.3359 | 51.3359 | 1289 | 1289
2019-11-16 21:00 | 52.8492 | 52.8492 | 1327 | 1327
2019-11-16 22:00 | 60.8145 | 60.8145 | 1527 | 1527
2019-11-16 23:00 | 7.089 | 7.089 | 178 | 178
2019-11-17 | 11.3504 | 11.3504 | 285 | 285
2019-11-17 01:00 | 7.9254 | 7.9254 | 199 | 199
2019-11-17 02:00 | 10.1557 | 10.1557 | 255 | 255
2019-11-17 03:00 | 11.908 | 11.908 | 299 | 299
2019-11-17 04:00 | 7.9254 | 7.9254 | 199 | 199
2019-11-17 05:00 | 12.6249 | 12.6249 | 317 | 317
2019-11-17 06:00 | 10.5141 | 10.5141 | 264 | 264
2019-11-17 07:00 | 202.4361 | 202.4361 | 5083 | 5083
2019-11-17 08:00 | 201.8387 | 201.8387 | 5068 | 5068
2019-11-17 09:00 | 39.2287 | 39.2287 | 985 | 985
2019-11-17 10:00 | 32.7769 | 32.7769 | 823 | 823
2019-11-17 11:00 | 30.3475 | 30.3475 | 762 | 762
2019-11-17 12:00 | 28.9536 | 28.9536 | 727 | 727
2019-11-17 13:00 | 27.2809 | 27.2809 | 685 | 685
2019-11-17 14:00 | 30.9449 | 30.9449 | 777 | 777
2019-11-17 15:00 | 90.923 | 90.923 | 2283 | 2283
2019-11-17 16:00 | 98.5696 | 98.5696 | 2475 | 2475
2019-11-17 17:00 | 18.7183 | 18.7183 | 470 | 470
2019-11-17 18:00 | 19.3157 | 19.3157 | 485 | 485
2019-11-17 19:00 | 18.7581 | 18.7581 | 471 | 471
2019-11-17 20:00 | 54.4821 | 54.4821 | 1368 | 1368
2019-11-17 21:00 | 55.199 | 55.199 | 1386 | 1386
2019-11-17 22:00 | 60.8941 | 60.8941 | 1529 | 1529
2019-11-17 23:00 | 6.651 | 6.651 | 167 | 167
2019-11-18 | 4.8986 | 4.8986 | 123 | 123
2019-11-18 01:00 | 3.3852 | 3.3852 | 85 | 85
2019-11-18 02:00 | 6.3324 | 6.3324 | 159 | 159
2019-11-18 03:00 | 6.4518 | 6.4518 | 162 | 162
2019-11-18 04:00 | 3.7835 | 3.7835 | 95 | 95
2019-11-18 05:00 | 5.5358 | 5.5358 | 139 | 139
2019-11-18 06:00 | 9.2397 | 9.2397 | 232 | 232
2019-11-18 07:00 | 213.5078 | 213.5078 | 5361 | 5361
2019-11-18 08:00 | 25.4091 | 25.4091 | 638 | 638
2019-11-18 09:00 | 23.4576 | 23.4576 | 589 | 589
2019-11-18 10:00 | 31.7812 | 31.7812 | 798 | 798
2019-11-18 11:00 | 27.5198 | 27.5198 | 691 | 691
2019-11-18 12:00 | 63.2439 | 63.2439 | 1588 | 1588
2019-11-18 13:00 | 20.6299 | 20.6299 | 518 | 518
2019-11-18 14:00 | 26.9225 | 26.9225 | 676 | 676
2019-11-18 15:00 | 25.6878 | 25.6878 | 645 | 645
2019-11-18 16:00 | 20.5901 | 20.5901 | 517 | 517
2019-11-18 17:00 | 25.648 | 25.648 | 644 | 644
2019-11-18 18:00 | 83.6747 | 83.6747 | 2101 | 2101
2019-11-18 19:00 | 89.6884 | 89.6884 | 2252 | 2252
2019-11-18 20:00 | 88.1352 | 88.1352 | 2213 | 2213
2019-11-18 21:00 | 84.3517 | 84.3517 | 2118 | 2118
2019-11-18 22:00 | 2.8675 | 2.8675 | 72 | 72
2019-11-18 23:00 | 4.6995 | 4.6995 | 118 | 118
2019-11-19 | 6.2925 | 6.2925 | 158 | 158
2019-11-19 01:00 | 5.1774 | 5.1774 | 130 | 130
2019-11-19 02:00 | 3.9428 | 3.9428 | 99 | 99
2019-11-19 03:00 | 5.735 | 5.735 | 144 | 144
2019-11-19 04:00 | 4.6597 | 4.6597 | 117 | 117
2019-11-19 05:00 | 5.8544 | 5.8544 | 147 | 147
2019-11-19 06:00 | 4.7791 | 4.7791 | 120 | 120
2019-11-19 07:00 | 220.7561 | 220.7561 | 5543 | 5543
2019-11-19 08:00 | 28.5155 | 28.5155 | 716 | 716
2019-11-19 09:00 | 25.2099 | 25.2099 | 633 | 633
2019-11-19 10:00 | 29.3518 | 29.3518 | 737 | 737
2019-11-19 11:00 | 27.7588 | 27.7588 | 697 | 697
2019-11-19 12:00 | 66.2706 | 66.2706 | 1664 | 1664
2019-11-19 13:00 | 26.2056 | 26.2056 | 658 | 658
2019-11-19 14:00 | 25.648 | 25.648 | 644 | 644
2019-11-19 15:00 | 23.9753 | 23.9753 | 602 | 602
2019-11-19 16:00 | 26.9623 | 26.9623 | 677 | 677
2019-11-19 17:00 | 26.0861 | 26.0861 | 655 | 655
2019-11-19 18:00 | 87.0201 | 87.0201 | 2185 | 2185
2019-11-19 19:00 | 80.847 | 80.847 | 2030 | 2030
2019-11-19 20:00 | 84.5508 | 84.5508 | 2123 | 2123
2019-11-19 21:00 | 91.839 | 91.839 | 2306 | 2306
2019-11-19 22:00 | 5.9341 | 5.9341 | 149 | 149
2019-11-19 23:00 | 4.7393 | 4.7393 | 119 | 119
2019-11-20 | 6.8899 | 6.8899 | 173 | 173
2019-11-20 01:00 | 4.5004 | 4.5004 | 113 | 113
2019-11-20 02:00 | 5.1376 | 5.1376 | 129 | 129
2019-11-20 03:00 | 5.8943 | 5.8943 | 148 | 148
2019-11-20 04:00 | 3.7437 | 3.7437 | 94 | 94
2019-11-20 05:00 | 5.5358 | 5.5358 | 139 | 139
2019-11-20 06:00 | 7.089 | 7.089 | 178 | 178
2019-11-20 07:00 | 210.0827 | 210.0827 | 5275 | 5275
2019-11-20 08:00 | 22.9398 | 22.9398 | 576 | 576
2019-11-20 09:00 | 27.1614 | 27.1614 | 682 | 682
2019-11-20 10:00 | 23.139 | 23.139 | 581 | 581
2019-11-20 11:00 | 32.1795 | 32.1795 | 808 | 808
2019-11-20 12:00 | 74.0766 | 74.0766 | 1860 | 1860
2019-11-20 13:00 | 27.0021 | 27.0021 | 678 | 678
2019-11-20 14:00 | 29.0731 | 29.0731 | 730 | 730
2019-11-20 15:00 | 25.4091 | 25.4091 | 638 | 638
2019-11-20 16:00 | 27.2411 | 27.2411 | 684 | 684
2019-11-20 17:00 | 27.6791 | 27.6791 | 695 | 695
2019-11-20 18:00 | 89.6884 | 89.6884 | 2252 | 2252
2019-11-20 19:00 | 86.0244 | 86.0244 | 2160 | 2160
2019-11-20 20:00 | 76.5856 | 76.5856 | 1923 | 1923
2019-11-20 21:00 | 85.3474 | 85.3474 | 2143 | 2143
2019-11-20 22:00 | 7.6864 | 7.6864 | 193 | 193
2019-11-20 23:00 | 7.1687 | 7.1687 | 180 | 180
2019-11-21 | 5.8943 | 5.8943 | 148 | 148
2019-11-21 01:00 | 4.4207 | 4.4207 | 111 | 111
2019-11-21 02:00 | 5.6951 | 5.6951 | 143 | 143
2019-11-21 03:00 | 5.3367 | 5.3367 | 134 | 134
2019-11-21 04:00 | 6.5713 | 6.5713 | 165 | 165
2019-11-21 05:00 | 5.735 | 5.735 | 144 | 144
2019-11-21 06:00 | 6.173 | 6.173 | 155 | 155
2019-11-21 07:00 | 224.6193 | 224.6193 | 5640 | 5640
2019-11-21 08:00 | 26.1658 | 26.1658 | 657 | 657
2019-11-21 09:00 | 29.1129 | 29.1129 | 731 | 731
2019-11-21 10:00 | 26.6038 | 26.6038 | 668 | 668
2019-11-21 11:00 | 25.6082 | 25.6082 | 643 | 643
2019-11-21 12:00 | 73.758 | 73.758 | 1852 | 1852
2019-11-21 13:00 | 27.8783 | 27.8783 | 700 | 700
2019-11-21 14:00 | 24.6524 | 24.6524 | 619 | 619
2019-11-21 15:00 | 33.0158 | 33.0158 | 829 | 829
2019-11-21 16:00 | 27.5198 | 27.5198 | 691 | 691
2019-11-21 17:00 | 22.6212 | 22.6212 | 568 | 568
2019-11-21 18:00 | 82.7985 | 82.7985 | 2079 | 2079
2019-11-21 19:00 | 87.1395 | 87.1395 | 2188 | 2188
2019-11-21 20:00 | 80.0107 | 80.0107 | 2009 | 2009
2019-11-21 21:00 | 87.1794 | 87.1794 | 2189 | 2189
2019-11-21 22:00 | 3.2259 | 3.2259 | 81 | 81
2019-11-21 23:00 | 8.3635 | 8.3635 | 210 | 210
2019-11-22 | 5.3765 | 5.3765 | 135 | 135
2019-11-22 01:00 | 5.3367 | 5.3367 | 134 | 134
2019-11-22 02:00 | 5.257 | 5.257 | 132 | 132
2019-11-22 03:00 | 5.5358 | 5.5358 | 139 | 139
2019-11-22 04:00 | 4.9384 | 4.9384 | 124 | 124
2019-11-22 05:00 | 4.4605 | 4.4605 | 112 | 112
2019-11-22 06:00 | 2.6285 | 2.6285 | 66 | 66
2019-11-22 07:00 | 227.5266 | 227.5266 | 5713 | 5713
2019-11-22 08:00 | 27.4004 | 27.4004 | 688 | 688
2019-11-22 09:00 | 29.1527 | 29.1527 | 732 | 732
2019-11-22 10:00 | 26.3649 | 26.3649 | 662 | 662
2019-11-22 11:00 | 25.648 | 25.648 | 644 | 644
2019-11-22 12:00 | 70.4524 | 70.4524 | 1769 | 1769
2019-11-22 13:00 | 31.3033 | 31.3033 | 786 | 786
2019-11-22 14:00 | 24.055 | 24.055 | 604 | 604
2019-11-22 15:00 | 28.3562 | 28.3562 | 712 | 712
2019-11-22 16:00 | 23.6567 | 23.6567 | 594 | 594
2019-11-22 17:00 | 23.7364 | 23.7364 | 596 | 596
2019-11-22 18:00 | 90.1265 | 90.1265 | 2263 | 2263
2019-11-22 19:00 | 82.002 | 82.002 | 2059 | 2059
2019-11-22 20:00 | 88.7724 | 88.7724 | 2229 | 2229
2019-11-22 21:00 | 85.3872 | 85.3872 | 2144 | 2144
2019-11-22 22:00 | 3.903 | 3.903 | 98 | 98
2019-11-22 23:00 | 4.0224 | 4.0224 | 101 | 101
2019-11-23 | 10.4344 | 10.4344 | 262 | 262
2019-11-23 01:00 | 9.4388 | 9.4388 | 237 | 237
2019-11-23 02:00 | 11.9478 | 11.9478 | 300 | 300
2019-11-23 03:00 | 9.0007 | 9.0007 | 226 | 226
2019-11-23 04:00 | 10.076 | 10.076 | 253 | 253
2019-11-23 05:00 | 9.4388 | 9.4388 | 237 | 237
2019-11-23 06:00 | 10.7132 | 10.7132 | 269 | 269
2019-11-23 07:00 | 192.7982 | 192.7982 | 4841 | 4841
2019-11-23 08:00 | 190.1697 | 190.1697 | 4775 | 4775
2019-11-23 09:00 | 39.1491 | 39.1491 | 983 | 983
2019-11-23 10:00 | 29.7501 | 29.7501 | 747 | 747
2019-11-23 11:00 | 27.4004 | 27.4004 | 688 | 688
2019-11-23 12:00 | 32.4583 | 32.4583 | 815 | 815
2019-11-23 13:00 | 24.0948 | 24.0948 | 605 | 605
2019-11-23 14:00 | 32.2193 | 32.2193 | 809 | 809
2019-11-23 15:00 | 102.1938 | 102.1938 | 2566 | 2566
2019-11-23 16:00 | 100.9194 | 100.9194 | 2534 | 2534
2019-11-23 17:00 | 13.1028 | 13.1028 | 329 | 329
2019-11-23 18:00 | 14.1781 | 14.1781 | 356 | 356
2019-11-23 19:00 | 13.6205 | 13.6205 | 342 | 342
2019-11-23 20:00 | 66.5494 | 66.5494 | 1671 | 1671
2019-11-23 21:00 | 66.6689 | 66.6689 | 1674 | 1674
2019-11-23 22:00 | 54.3228 | 54.3228 | 1364 | 1364
2019-11-23 23:00 | 7.6466 | 7.6466 | 192 | 192
2019-11-24 | 8.1245 | 8.1245 | 204 | 204
2019-11-24 01:00 | 10.2751 | 10.2751 | 258 | 258
2019-11-24 02:00 | 9.5981 | 9.5981 | 241 | 241
2019-11-24 03:00 | 11.6691 | 11.6691 | 293 | 293
2019-11-24 04:00 | 9.399 | 9.399 | 236 | 236
2019-11-24 05:00 | 9.9167 | 9.9167 | 249 | 249
2019-11-24 06:00 | 8.483 | 8.483 | 213 | 213
2019-11-24 07:00 | 200.6439 | 200.6439 | 5038 | 5038
2019-11-24 08:00 | 200.2059 | 200.2059 | 5027 | 5027
2019-11-24 09:00 | 33.7327 | 33.7327 | 847 | 847
2019-11-24 10:00 | 31.4626 | 31.4626 | 790 | 790
2019-11-24 11:00 | 31.9405 | 31.9405 | 802 | 802
2019-11-24 12:00 | 30.9051 | 30.9051 | 776 | 776
2019-11-24 13:00 | 34.9673 | 34.9673 | 878 | 878
2019-11-24 14:00 | 31.144 | 31.144 | 782 | 782
2019-11-24 15:00 | 104.5037 | 104.5037 | 2624 | 2624
2019-11-24 16:00 | 100.9592 | 100.9592 | 2535 | 2535
2019-11-24 17:00 | 17.8421 | 17.8421 | 448 | 448
2019-11-24 18:00 | 14.9746 | 14.9746 | 376 | 376
2019-11-24 19:00 | 10.9522 | 10.9522 | 275 | 275
2019-11-24 20:00 | 61.4915 | 61.4915 | 1544 | 1544
2019-11-24 21:00 | 59.779 | 59.779 | 1501 | 1501
2019-11-24 22:00 | 51.6545 | 51.6545 | 1297 | 1297
2019-11-24 23:00 | 9.7176 | 9.7176 | 244 | 244
2019-11-25 | 5.6553 | 5.6553 | 142 | 142
2019-11-25 01:00 | 4.58 | 4.58 | 115 | 115
2019-11-25 02:00 | 2.2701 | 2.2701 | 57 | 57
2019-11-25 03:00 | 6.5713 | 6.5713 | 165 | 165
2019-11-25 04:00 | 5.8943 | 5.8943 | 148 | 148
2019-11-25 05:00 | 3.6242 | 3.6242 | 91 | 91
2019-11-25 06:00 | 2.3497 | 2.3497 | 59 | 59
2019-11-25 07:00 | 219.5215 | 219.5215 | 5512 | 5512
2019-11-25 08:00 | 29.5908 | 29.5908 | 743 | 743
2019-11-25 09:00 | 25.0506 | 25.0506 | 629 | 629
2019-11-25 10:00 | 29.5908 | 29.5908 | 743 | 743
2019-11-25 11:00 | 29.8298 | 29.8298 | 749 | 749
2019-11-25 12:00 | 77.7007 | 77.7007 | 1951 | 1951
2019-11-25 13:00 | 24.6922 | 24.6922 | 620 | 620
2019-11-25 14:00 | 23.5372 | 23.5372 | 591 | 591
2019-11-25 15:00 | 32.976 | 32.976 | 828 | 828
2019-11-25 16:00 | 27.1216 | 27.1216 | 681 | 681
2019-11-25 17:00 | 33.7725 | 33.7725 | 848 | 848
2019-11-25 18:00 | 89.6486 | 89.6486 | 2251 | 2251
2019-11-25 19:00 | 84.1127 | 84.1127 | 2112 | 2112
2019-11-25 20:00 | 89.2503 | 89.2503 | 2241 | 2241
2019-11-25 21:00 | 93.1533 | 93.1533 | 2339 | 2339
2019-11-25 22:00 | 4.9384 | 4.9384 | 124 | 124
2019-11-25 23:00 | 4.1021 | 4.1021 | 103 | 103
2019-11-26 | 3.7437 | 3.7437 | 94 | 94
2019-11-26 01:00 | 4.1021 | 4.1021 | 103 | 103
2019-11-26 02:00 | 3.3056 | 3.3056 | 83 | 83
2019-11-26 03:00 | 8.4033 | 8.4033 | 211 | 211
2019-11-26 04:00 | 3.8631 | 3.8631 | 97 | 97
2019-11-26 05:00 | 2.6285 | 2.6285 | 66 | 66
2019-11-26 06:00 | 3.3454 | 3.3454 | 84 | 84
2019-11-26 07:00 | 206.6179 | 206.6179 | 5188 | 5188
2019-11-26 08:00 | 24.4532 | 24.4532 | 614 | 614
2019-11-26 09:00 | 26.9623 | 26.9623 | 677 | 677
2019-11-26 10:00 | 29.312 | 29.312 | 736 | 736
2019-11-26 11:00 | 27.3605 | 27.3605 | 687 | 687
2019-11-26 12:00 | 67.7442 | 67.7442 | 1701 | 1701
2019-11-26 13:00 | 27.2012 | 27.2012 | 683 | 683
2019-11-26 14:00 | 23.9753 | 23.9753 | 602 | 602
2019-11-26 15:00 | 26.8826 | 26.8826 | 675 | 675
2019-11-26 16:00 | 23.4178 | 23.4178 | 588 | 588
2019-11-26 17:00 | 27.7986 | 27.7986 | 698 | 698
2019-11-26 18:00 | 70.7312 | 70.7312 | 1776 | 1776
2019-11-26 19:00 | 86.3032 | 86.3032 | 2167 | 2167
2019-11-26 20:00 | 90.246 | 90.246 | 2266 | 2266
2019-11-26 21:00 | 88.0157 | 88.0157 | 2210 | 2210
2019-11-26 22:00 | 4.3809 | 4.3809 | 110 | 110
2019-11-26 23:00 | 5.2969 | 5.2969 | 133 | 133
2019-11-27 | 5.1774 | 5.1774 | 130 | 130
2019-11-27 01:00 | 6.173 | 6.173 | 155 | 155
2019-11-27 02:00 | 4.58 | 4.58 | 115 | 115
2019-11-27 03:00 | 3.8233 | 3.8233 | 96 | 96
2019-11-27 04:00 | 3.7038 | 3.7038 | 93 | 93
2019-11-27 05:00 | 3.1861 | 3.1861 | 80 | 80
2019-11-27 06:00 | 4.3012 | 4.3012 | 108 | 108
2019-11-27 07:00 | 199.8076 | 199.8076 | 5017 | 5017
2019-11-27 08:00 | 26.0861 | 26.0861 | 655 | 655
2019-11-27 09:00 | 30.3475 | 30.3475 | 762 | 762
2019-11-27 10:00 | 29.312 | 29.312 | 736 | 736
2019-11-27 11:00 | 28.8739 | 28.8739 | 725 | 725
2019-11-27 12:00 | 62.8854 | 62.8854 | 1579 | 1579
2019-11-27 13:00 | 28.5951 | 28.5951 | 718 | 718
2019-11-27 14:00 | 25.8073 | 25.8073 | 648 | 648
2019-11-27 15:00 | 29.2722 | 29.2722 | 735 | 735
2019-11-27 16:00 | 25.4489 | 25.4489 | 639 | 639
2019-11-27 17:00 | 25.0905 | 25.0905 | 630 | 630
2019-11-27 18:00 | 87.5776 | 87.5776 | 2199 | 2199
2019-11-27 19:00 | 91.6797 | 91.6797 | 2302 | 2302
2019-11-27 20:00 | 83.6348 | 83.6348 | 2100 | 2100
2019-11-27 21:00 | 93.7507 | 93.7507 | 2354 | 2354
2019-11-27 22:00 | 6.4917 | 6.4917 | 163 | 163
2019-11-27 23:00 | 3.0268 | 3.0268 | 76 | 76
2019-11-28 | 5.9739 | 5.9739 | 150 | 150
2019-11-28 01:00 | 5.6155 | 5.6155 | 141 | 141
2019-11-28 02:00 | 3.8631 | 3.8631 | 97 | 97
2019-11-28 03:00 | 4.819 | 4.819 | 121 | 121
2019-11-28 04:00 | 3.8631 | 3.8631 | 97 | 97
2019-11-28 05:00 | 5.5358 | 5.5358 | 139 | 139
2019-11-28 06:00 | 4.8588 | 4.8588 | 122 | 122
2019-11-28 07:00 | 216.4549 | 216.4549 | 5435 | 5435
2019-11-28 08:00 | 27.9579 | 27.9579 | 702 | 702
2019-11-28 09:00 | 25.3692 | 25.3692 | 637 | 637
2019-11-28 10:00 | 25.3294 | 25.3294 | 636 | 636
2019-11-28 11:00 | 27.1614 | 27.1614 | 682 | 682
2019-11-28 12:00 | 76.1077 | 76.1077 | 1911 | 1911
2019-11-28 13:00 | 31.5423 | 31.5423 | 792 | 792
2019-11-28 14:00 | 27.9579 | 27.9579 | 702 | 702
2019-11-28 15:00 | 29.7899 | 29.7899 | 748 | 748
2019-11-28 16:00 | 28.396 | 28.396 | 713 | 713
2019-11-28 17:00 | 25.0108 | 25.0108 | 628 | 628
2019-11-28 18:00 | 82.2011 | 82.2011 | 2064 | 2064
2019-11-28 19:00 | 78.3778 | 78.3778 | 1968 | 1968
2019-11-28 20:00 | 81.2054 | 81.2054 | 2039 | 2039
2019-11-28 21:00 | 89.0512 | 89.0512 | 2236 | 2236
2019-11-28 22:00 | 4.6995 | 4.6995 | 118 | 118
2019-11-28 23:00 | 4.6597 | 4.6597 | 117 | 117
2019-11-29 | 3.4649 | 3.4649 | 87 | 87
2019-11-29 01:00 | 5.2172 | 5.2172 | 131 | 131
2019-11-29 02:00 | 3.5047 | 3.5047 | 88 | 88
2019-11-29 03:00 | 4.5402 | 4.5402 | 114 | 114
2019-11-29 04:00 | 6.3324 | 6.3324 | 159 | 159
2019-11-29 05:00 | 7.567 | 7.567 | 190 | 190
2019-11-29 06:00 | 4.2614 | 4.2614 | 107 | 107
2019-11-29 07:00 | 208.8083 | 208.8083 | 5243 | 5243
2019-11-29 08:00 | 26.7631 | 26.7631 | 672 | 672
2019-11-29 09:00 | 26.1658 | 26.1658 | 657 | 657
2019-11-29 10:00 | 32.8167 | 32.8167 | 824 | 824
2019-11-29 11:00 | 29.9891 | 29.9891 | 753 | 753
2019-11-29 12:00 | 65.0759 | 65.0759 | 1634 | 1634
2019-11-29 13:00 | 28.7146 | 28.7146 | 721 | 721
2019-11-29 14:00 | 27.719 | 27.719 | 696 | 696
2019-11-29 15:00 | 25.9268 | 25.9268 | 651 | 651
2019-11-29 16:00 | 29.2324 | 29.2324 | 734 | 734
2019-11-29 17:00 | 21.9044 | 21.9044 | 550 | 550
2019-11-29 18:00 | 85.5465 | 85.5465 | 2148 | 2148
2019-11-29 19:00 | 85.3075 | 85.3075 | 2142 | 2142
2019-11-29 20:00 | 89.1707 | 89.1707 | 2239 | 2239
2019-11-29 21:00 | 85.9447 | 85.9447 | 2158 | 2158
2019-11-29 22:00 | 4.5004 | 4.5004 | 113 | 113
2019-11-29 23:00 | 3.7835 | 3.7835 | 95 | 95
2019-11-30 | 10.1557 | 10.1557 | 255 | 255
2019-11-30 01:00 | 13.8993 | 13.8993 | 349 | 349
2019-11-30 02:00 | 9.9565 | 9.9565 | 250 | 250
2019-11-30 03:00 | 9.0405 | 9.0405 | 227 | 227
2019-11-30 04:00 | 7.5271 | 7.5271 | 189 | 189
2019-11-30 05:00 | 11.4699 | 11.4699 | 288 | 288
2019-11-30 06:00 | 8.6423 | 8.6423 | 217 | 217
2019-11-30 07:00 | 193.7939 | 193.7939 | 4866 | 4866
2019-11-30 08:00 | 206.0603 | 206.0603 | 5174 | 5174
2019-11-30 09:00 | 28.9138 | 28.9138 | 726 | 726
2019-11-30 10:00 | 25.2896 | 25.2896 | 635 | 635
2019-11-30 11:00 | 36.879 | 36.879 | 926 | 926
2019-11-30 12:00 | 31.6618 | 31.6618 | 795 | 795
2019-11-30 13:00 | 28.635 | 28.635 | 719 | 719
2019-11-30 14:00 | 29.8696 | 29.8696 | 750 | 750
2019-11-30 15:00 | 107.7296 | 107.7296 | 2705 | 2705
2019-11-30 16:00 | 105.2206 | 105.2206 | 2642 | 2642
2019-11-30 17:00 | 18.3997 | 18.3997 | 462 | 462
2019-11-30 18:00 | 15.811 | 15.811 | 397 | 397
2019-11-30 19:00 | 13.3816 | 13.3816 | 336 | 336
2019-11-30 20:00 | 54.0042 | 54.0042 | 1356 | 1356
2019-11-30 21:00 | 65.4343 | 65.4343 | 1643 | 1643
2019-11-30 22:00 | 70.9303 | 70.9303 | 1781 | 1781
2019-11-30 23:00 | 5.1774 | 5.1774 | 130 | 130
2019-12-01 | 9.3193 | 9.3193 | 234 | 234
2019-12-01 01:00 | 12.0275 | 12.0275 | 302 | 302
2019-12-01 02:00 | 9.9964 | 9.9964 | 251 | 251
2019-12-01 03:00 | 8.4431 | 8.4431 | 212 | 212
2019-12-01 04:00 | 6.9297 | 6.9297 | 174 | 174
2019-12-01 05:00 | 8.4033 | 8.4033 | 211 | 211
2019-12-01 06:00 | 10.5937 | 10.5937 | 266 | 266
2019-12-01 07:00 | 214.4238 | 214.4238 | 5384 | 5384
2019-12-01 08:00 | 222.0704 | 222.0704 | 5576 | 5576
2019-12-01 09:00 | 31.1042 | 31.1042 | 781 | 781
2019-12-01 10:00 | 30.1882 | 30.1882 | 758 | 758
2019-12-01 11:00 | 36.5205 | 36.5205 | 917 | 917
2019-12-01 12:00 | 36.1621 | 36.1621 | 908 | 908
2019-12-01 13:00 | 26.0065 | 26.0065 | 653 | 653
2019-12-01 14:00 | 36.4011 | 36.4011 | 914 | 914
2019-12-01 15:00 | 94.6667 | 94.6667 | 2377 | 2377
2019-12-01 16:00 | 105.1409 | 105.1409 | 2640 | 2640
2019-12-01 17:00 | 16.8863 | 16.8863 | 424 | 424
2019-12-01 18:00 | 19.1165 | 19.1165 | 480 | 480
2019-12-01 19:00 | 13.5807 | 13.5807 | 341 | 341
2019-12-01 20:00 | 64.359 | 64.359 | 1616 | 1616
2019-12-01 21:00 | 61.2127 | 61.2127 | 1537 | 1537
2019-12-01 22:00 | 63.204 | 63.204 | 1587 | 1587
2019-12-01 23:00 | 8.5626 | 8.5626 | 215 | 215
2019-12-02 | 6.3324 | 6.3324 | 159 | 159
2019-12-02 01:00 | 5.6951 | 5.6951 | 143 | 143
2019-12-02 02:00 | 3.6242 | 3.6242 | 91 | 91
2019-12-02 03:00 | 6.9297 | 6.9297 | 174 | 174
2019-12-02 04:00 | 8.2042 | 8.2042 | 206 | 206
2019-12-02 05:00 | 4.58 | 4.58 | 115 | 115
2019-12-02 06:00 | 3.7437 | 3.7437 | 94 | 94
2019-12-02 07:00 | 219.6808 | 219.6808 | 5516 | 5516
2019-12-02 08:00 | 27.1614 | 27.1614 | 682 | 682
2019-12-02 09:00 | 27.9181 | 27.9181 | 701 | 701
2019-12-02 10:00 | 22.1831 | 22.1831 | 557 | 557
2019-12-02 11:00 | 24.2143 | 24.2143 | 608 | 608
2019-12-02 12:00 | 61.0933 | 61.0933 | 1534 | 1534
2019-12-02 13:00 | 31.4228 | 31.4228 | 789 | 789
2019-12-02 14:00 | 25.0108 | 25.0108 | 628 | 628
2019-12-02 15:00 | 29.5908 | 29.5908 | 743 | 743
2019-12-02 16:00 | 25.8471 | 25.8471 | 649 | 649
2019-12-02 17:00 | 31.1042 | 31.1042 | 781 | 781
2019-12-02 18:00 | 86.7014 | 86.7014 | 2177 | 2177
2019-12-02 19:00 | 86.8607 | 86.8607 | 2181 | 2181
2019-12-02 20:00 | 80.847 | 80.847 | 2030 | 2030
2019-12-02 21:00 | 82.3206 | 82.3206 | 2067 | 2067
2019-12-02 22:00 | 4.1419 | 4.1419 | 104 | 104
2019-12-02 23:00 | 3.2259 | 3.2259 | 81 | 81
2019-12-03 | 6.173 | 6.173 | 155 | 155
2019-12-03 01:00 | 6.9696 | 6.9696 | 175 | 175
2019-12-03 02:00 | 3.5844 | 3.5844 | 90 | 90
2019-12-03 03:00 | 4.819 | 4.819 | 121 | 121
2019-12-03 04:00 | 4.1419 | 4.1419 | 104 | 104
2019-12-03 05:00 | 7.2882 | 7.2882 | 183 | 183
2019-12-03 06:00 | 6.8899 | 6.8899 | 173 | 173
2019-12-03 07:00 | 232.2659 | 232.2659 | 5832 | 5832
2019-12-03 08:00 | 34.0912 | 34.0912 | 856 | 856
2019-12-03 09:00 | 27.4402 | 27.4402 | 689 | 689
2019-12-03 10:00 | 21.9044 | 21.9044 | 550 | 550
2019-12-03 11:00 | 21.9044 | 21.9044 | 550 | 550
2019-12-03 12:00 | 71.4082 | 71.4082 | 1793 | 1793
2019-12-03 13:00 | 26.8428 | 26.8428 | 674 | 674
2019-12-03 14:00 | 31.5423 | 31.5423 | 792 | 792
2019-12-03 15:00 | 25.4489 | 25.4489 | 639 | 639
2019-12-03 16:00 | 29.9891 | 29.9891 | 753 | 753
2019-12-03 17:00 | 31.8609 | 31.8609 | 800 | 800
2019-12-03 18:00 | 86.1041 | 86.1041 | 2162 | 2162
2019-12-03 19:00 | 80.4089 | 80.4089 | 2019 | 2019
2019-12-03 20:00 | 95.9809 | 95.9809 | 2410 | 2410
2019-12-03 21:00 | 79.3336 | 79.3336 | 1992 | 1992
2019-12-03 22:00 | 6.0137 | 6.0137 | 151 | 151
2019-12-03 23:00 | 4.4605 | 4.4605 | 112 | 112
2019-12-04 | 4.8986 | 4.8986 | 123 | 123
2019-12-04 01:00 | 2.7082 | 2.7082 | 68 | 68
2019-12-04 02:00 | 6.5315 | 6.5315 | 164 | 164
2019-12-04 03:00 | 7.089 | 7.089 | 178 | 178
2019-12-04 04:00 | 3.8233 | 3.8233 | 96 | 96
2019-12-04 05:00 | 4.4207 | 4.4207 | 111 | 111
2019-12-04 06:00 | 6.6111 | 6.6111 | 166 | 166
2019-12-04 07:00 | 219.2826 | 219.2826 | 5506 | 5506
2019-12-04 08:00 | 24.1346 | 24.1346 | 606 | 606
2019-12-04 09:00 | 25.0108 | 25.0108 | 628 | 628
2019-12-04 10:00 | 25.648 | 25.648 | 644 | 644
2019-12-04 11:00 | 26.564 | 26.564 | 667 | 667
2019-12-04 12:00 | 69.8152 | 69.8152 | 1753 | 1753
2019-12-04 13:00 | 37.0781 | 37.0781 | 931 | 931
2019-12-04 14:00 | 25.2099 | 25.2099 | 633 | 633
2019-12-04 15:00 | 30.5068 | 30.5068 | 766 | 766
2019-12-04 16:00 | 24.2143 | 24.2143 | 608 | 608
2019-12-04 17:00 | 25.5285 | 25.5285 | 641 | 641
2019-12-04 18:00 | 93.9498 | 93.9498 | 2359 | 2359
2019-12-04 19:00 | 90.9628 | 90.9628 | 2284 | 2284
2019-12-04 20:00 | 87.4183 | 87.4183 | 2195 | 2195
2019-12-04 21:00 | 86.6616 | 86.6616 | 2176 | 2176
2019-12-04 22:00 | 5.0181 | 5.0181 | 126 | 126
2019-12-04 23:00 | 5.4562 | 5.4562 | 137 | 137
2019-12-05 | 6.5713 | 6.5713 | 165 | 165
2019-12-05 01:00 | 4.9783 | 4.9783 | 125 | 125
2019-12-05 02:00 | 5.0977 | 5.0977 | 128 | 128
2019-12-05 03:00 | 3.8233 | 3.8233 | 96 | 96
2019-12-05 04:00 | 5.5757 | 5.5757 | 140 | 140
2019-12-05 05:00 | 5.5358 | 5.5358 | 139 | 139
2019-12-05 06:00 | 5.1774 | 5.1774 | 130 | 130
2019-12-05 07:00 | 228.801 | 228.801 | 5745 | 5745
2019-12-05 08:00 | 28.9934 | 28.9934 | 728 | 728
2019-12-05 09:00 | 26.7233 | 26.7233 | 671 | 671
2019-12-05 10:00 | 29.3518 | 29.3518 | 737 | 737
2019-12-05 11:00 | 34.2903 | 34.2903 | 861 | 861
2019-12-05 12:00 | 63.1244 | 63.1244 | 1585 | 1585
2019-12-05 13:00 | 25.0108 | 25.0108 | 628 | 628
2019-12-05 14:00 | 33.8124 | 33.8124 | 849 | 849
2019-12-05 15:00 | 29.9891 | 29.9891 | 753 | 753
2019-12-05 16:00 | 31.0644 | 31.0644 | 780 | 780
2019-12-05 17:00 | 26.7233 | 26.7233 | 671 | 671
2019-12-05 18:00 | 85.2677 | 85.2677 | 2141 | 2141
2019-12-05 19:00 | 86.343 | 86.343 | 2168 | 2168
2019-12-05 20:00 | 88.4538 | 88.4538 | 2221 | 2221
2019-12-05 21:00 | 83.6747 | 83.6747 | 2101 | 2101
2019-12-05 22:00 | 3.3852 | 3.3852 | 85 | 85
2019-12-05 23:00 | 4.341 | 4.341 | 109 | 109
2019-12-06 | 3.7437 | 3.7437 | 94 | 94
2019-12-06 01:00 | 2.4692 | 2.4692 | 62 | 62
2019-12-06 02:00 | 4.5402 | 4.5402 | 114 | 114
2019-12-06 03:00 | 5.3367 | 5.3367 | 134 | 134
2019-12-06 04:00 | 4.0623 | 4.0623 | 102 | 102
2019-12-06 05:00 | 5.3367 | 5.3367 | 134 | 134
2019-12-06 06:00 | 6.6111 | 6.6111 | 166 | 166
2019-12-06 07:00 | 208.2109 | 208.2109 | 5228 | 5228
2019-12-06 08:00 | 29.3917 | 29.3917 | 738 | 738
2019-12-06 09:00 | 26.1259 | 26.1259 | 656 | 656
2019-12-06 10:00 | 26.7233 | 26.7233 | 671 | 671
2019-12-06 11:00 | 28.5155 | 28.5155 | 716 | 716
2019-12-06 12:00 | 71.926 | 71.926 | 1806 | 1806
2019-12-06 13:00 | 22.4619 | 22.4619 | 564 | 564
2019-12-06 14:00 | 33.0955 | 33.0955 | 831 | 831
2019-12-06 15:00 | 29.8298 | 29.8298 | 749 | 749
2019-12-06 16:00 | 30.2678 | 30.2678 | 760 | 760
2019-12-06 17:00 | 22.3424 | 22.3424 | 561 | 561
2019-12-06 18:00 | 84.0331 | 84.0331 | 2110 | 2110
2019-12-06 19:00 | 85.5067 | 85.5067 | 2147 | 2147
2019-12-06 20:00 | 87.4183 | 87.4183 | 2195 | 2195
2019-12-06 21:00 | 83.9136 | 83.9136 | 2107 | 2107
2019-12-06 22:00 | 4.8986 | 4.8986 | 123 | 123
2019-12-06 23:00 | 4.6597 | 4.6597 | 117 | 117
2019-12-07 | 11.7487 | 11.7487 | 295 | 295
2019-12-07 01:00 | 9.5981 | 9.5981 | 241 | 241
2019-12-07 02:00 | 10.0362 | 10.0362 | 252 | 252
2019-12-07 03:00 | 12.6249 | 12.6249 | 317 | 317
2019-12-07 04:00 | 11.8284 | 11.8284 | 297 | 297
2019-12-07 05:00 | 9.9167 | 9.9167 | 249 | 249
2019-12-07 06:00 | 8.3635 | 8.3635 | 210 | 210
2019-12-07 07:00 | 224.3803 | 224.3803 | 5634 | 5634
2019-12-07 08:00 | 219.4419 | 219.4419 | 5510 | 5510
2019-12-07 09:00 | 30.0687 | 30.0687 | 755 | 755
2019-12-07 10:00 | 28.0774 | 28.0774 | 705 | 705
2019-12-07 11:00 | 28.2765 | 28.2765 | 710 | 710
2019-12-07 12:00 | 34.6089 | 34.6089 | 869 | 869
2019-12-07 13:00 | 32.4185 | 32.4185 | 814 | 814
2019-12-07 14:00 | 30.5068 | 30.5068 | 766 | 766
2019-12-07 15:00 | 105.3799 | 105.3799 | 2646 | 2646
2019-12-07 16:00 | 101.1185 | 101.1185 | 2539 | 2539
2019-12-07 17:00 | 14.2976 | 14.2976 | 359 | 359
2019-12-07 18:00 | 19.0369 | 19.0369 | 478 | 478
2019-12-07 19:00 | 15.4924 | 15.4924 | 389 | 389
2019-12-07 20:00 | 62.5668 | 62.5668 | 1571 | 1571
2019-12-07 21:00 | 66.9875 | 66.9875 | 1682 | 1682
2019-12-07 22:00 | 56.3938 | 56.3938 | 1416 | 1416
2019-12-07 23:00 | 7.1687 | 7.1687 | 180 | 180
2019-12-08 | 9.6379 | 9.6379 | 242 | 242
2019-12-08 01:00 | 12.9435 | 12.9435 | 325 | 325
2019-12-08 02:00 | 10.3548 | 10.3548 | 260 | 260
2019-12-08 03:00 | 9.0804 | 9.0804 | 228 | 228
2019-12-08 04:00 | 8.1644 | 8.1644 | 205 | 205
2019-12-08 05:00 | 10.4743 | 10.4743 | 263 | 263
2019-12-08 06:00 | 9.0007 | 9.0007 | 226 | 226
2019-12-08 07:00 | 214.822 | 214.822 | 5394 | 5394
2019-12-08 08:00 | 213.906 | 213.906 | 5371 | 5371
2019-12-08 09:00 | 27.7588 | 27.7588 | 697 | 697
2019-12-08 10:00 | 30.3475 | 30.3475 | 762 | 762
2019-12-08 11:00 | 31.7414 | 31.7414 | 797 | 797
2019-12-08 12:00 | 29.7501 | 29.7501 | 747 | 747
2019-12-08 13:00 | 32.06 | 32.06 | 805 | 805
2019-12-08 14:00 | 35.2063 | 35.2063 | 884 | 884
2019-12-08 15:00 | 100.6406 | 100.6406 | 2527 | 2527
2019-12-08 16:00 | 112.4689 | 112.4689 | 2824 | 2824
2019-12-08 17:00 | 12.824 | 12.824 | 322 | 322
2019-12-08 18:00 | 16.1694 | 16.1694 | 406 | 406
2019-12-08 19:00 | 14.4967 | 14.4967 | 364 | 364
2019-12-08 20:00 | 66.4698 | 66.4698 | 1669 | 1669
2019-12-08 21:00 | 55.1592 | 55.1592 | 1385 | 1385
2019-12-08 22:00 | 69.6957 | 69.6957 | 1750 | 1750
2019-12-08 23:00 | 7.4475 | 7.4475 | 187 | 187
2019-12-09 | 4.1419 | 4.1419 | 104 | 104
2019-12-09 01:00 | 2.9471 | 2.9471 | 74 | 74
2019-12-09 02:00 | 5.735 | 5.735 | 144 | 144
2019-12-09 03:00 | 5.0977 | 5.0977 | 128 | 128
2019-12-09 04:00 | 5.9341 | 5.9341 | 149 | 149
2019-12-09 05:00 | 6.3722 | 6.3722 | 160 | 160
2019-12-09 06:00 | 4.1817 | 4.1817 | 105 | 105
2019-12-09 07:00 | 214.5433 | 214.5433 | 5387 | 5387
2019-12-09 08:00 | 30.5068 | 30.5068 | 766 | 766
2019-12-09 09:00 | 30.3475 | 30.3475 | 762 | 762
2019-12-09 10:00 | 27.8385 | 27.8385 | 699 | 699
2019-12-09 11:00 | 26.9623 | 26.9623 | 677 | 677
2019-12-09 12:00 | 79.2938 | 79.2938 | 1991 | 1991
2019-12-09 13:00 | 29.312 | 29.312 | 736 | 736
2019-12-09 14:00 | 27.1216 | 27.1216 | 681 | 681
2019-12-09 15:00 | 30.5865 | 30.5865 | 768 | 768
2019-12-09 16:00 | 27.8783 | 27.8783 | 700 | 700
2019-12-09 17:00 | 29.1527 | 29.1527 | 732 | 732
2019-12-09 18:00 | 94.6667 | 94.6667 | 2377 | 2377
2019-12-09 19:00 | 82.7587 | 82.7587 | 2078 | 2078
2019-12-09 20:00 | 88.5733 | 88.5733 | 2224 | 2224
2019-12-09 21:00 | 79.2141 | 79.2141 | 1989 | 1989
2019-12-09 22:00 | 3.1463 | 3.1463 | 79 | 79
2019-12-09 23:00 | 4.6995 | 4.6995 | 118 | 118
2019-12-10 | 5.6553 | 5.6553 | 142 | 142
2019-12-10 01:00 | 5.7748 | 5.7748 | 145 | 145
2019-12-10 02:00 | 6.8899 | 6.8899 | 173 | 173
2019-12-10 03:00 | 4.3809 | 4.3809 | 110 | 110
2019-12-10 04:00 | 6.2129 | 6.2129 | 156 | 156
2019-12-10 05:00 | 5.4164 | 5.4164 | 136 | 136
2019-12-10 06:00 | 3.664 | 3.664 | 92 | 92
2019-12-10 07:00 | 239.4744 | 239.4744 | 6013 | 6013
2019-12-10 08:00 | 25.9666 | 25.9666 | 652 | 652
2019-12-10 09:00 | 28.2765 | 28.2765 | 710 | 710
2019-12-10 10:00 | 31.5423 | 31.5423 | 792 | 792
2019-12-10 11:00 | 33.4938 | 33.4938 | 841 | 841
2019-12-10 12:00 | 76.5458 | 76.5458 | 1922 | 1922
2019-12-10 13:00 | 32.8964 | 32.8964 | 826 | 826
2019-12-10 14:00 | 25.0905 | 25.0905 | 630 | 630
2019-12-10 15:00 | 27.7986 | 27.7986 | 698 | 698
2019-12-10 16:00 | 25.4091 | 25.4091 | 638 | 638
2019-12-10 17:00 | 30.2678 | 30.2678 | 760 | 760
2019-12-10 18:00 | 87.5776 | 87.5776 | 2199 | 2199
2019-12-10 19:00 | 88.2148 | 88.2148 | 2215 | 2215
2019-12-10 20:00 | 92.1178 | 92.1178 | 2313 | 2313
2019-12-10 21:00 | 91.3213 | 91.3213 | 2293 | 2293
2019-12-10 22:00 | 5.2969 | 5.2969 | 133 | 133
2019-12-10 23:00 | 6.9297 | 6.9297 | 174 | 174
2019-12-11 | 5.3765 | 5.3765 | 135 | 135
2019-12-11 01:00 | 5.735 | 5.735 | 144 | 144
2019-12-11 02:00 | 4.1419 | 4.1419 | 104 | 104
2019-12-11 03:00 | 5.0977 | 5.0977 | 128 | 128
2019-12-11 04:00 | 5.1376 | 5.1376 | 129 | 129
2019-12-11 05:00 | 5.4562 | 5.4562 | 137 | 137
2019-12-11 06:00 | 6.0137 | 6.0137 | 151 | 151
2019-12-11 07:00 | 217.3709 | 217.3709 | 5458 | 5458
2019-12-11 08:00 | 24.5727 | 24.5727 | 617 | 617
2019-12-11 09:00 | 29.5908 | 29.5908 | 743 | 743
2019-12-11 10:00 | 32.6176 | 32.6176 | 819 | 819
2019-12-11 11:00 | 32.6574 | 32.6574 | 820 | 820
2019-12-11 12:00 | 78.1787 | 78.1787 | 1963 | 1963
2019-12-11 13:00 | 28.8739 | 28.8739 | 725 | 725
2019-12-11 14:00 | 22.5018 | 22.5018 | 565 | 565
2019-12-11 15:00 | 25.1701 | 25.1701 | 632 | 632
2019-12-11 16:00 | 25.3692 | 25.3692 | 637 | 637
2019-12-11 17:00 | 27.4004 | 27.4004 | 688 | 688
2019-12-11 18:00 | 89.3698 | 89.3698 | 2244 | 2244
2019-12-11 19:00 | 86.7413 | 86.7413 | 2178 | 2178
2019-12-11 20:00 | 84.9093 | 84.9093 | 2132 | 2132
2019-12-11 21:00 | 83.1171 | 83.1171 | 2087 | 2087
2019-12-11 22:00 | 2.748 | 2.748 | 69 | 69
2019-12-11 23:00 | 5.4562 | 5.4562 | 137 | 137
2019-12-12 | 5.8146 | 5.8146 | 146 | 146
2019-12-12 01:00 | 5.5757 | 5.5757 | 140 | 140
2019-12-12 02:00 | 5.3367 | 5.3367 | 134 | 134
2019-12-12 03:00 | 7.0492 | 7.0492 | 177 | 177
2019-12-12 04:00 | 3.4649 | 3.4649 | 87 | 87
2019-12-12 05:00 | 5.5757 | 5.5757 | 140 | 140
2019-12-12 06:00 | 6.5713 | 6.5713 | 165 | 165
2019-12-12 07:00 | 240.2311 | 240.2311 | 6032 | 6032
2019-12-12 08:00 | 29.6306 | 29.6306 | 744 | 744
2019-12-12 09:00 | 31.5423 | 31.5423 | 792 | 792
2019-12-12 10:00 | 29.5111 | 29.5111 | 741 | 741
2019-12-12 11:00 | 24.5329 | 24.5329 | 616 | 616
2019-12-12 12:00 | 71.4082 | 71.4082 | 1793 | 1793
2019-12-12 13:00 | 32.3388 | 32.3388 | 812 | 812
2019-12-12 14:00 | 26.7631 | 26.7631 | 672 | 672
2019-12-12 15:00 | 32.2591 | 32.2591 | 810 | 810
2019-12-12 16:00 | 18.5988 | 18.5988 | 467 | 467
2019-12-12 17:00 | 23.1788 | 23.1788 | 582 | 582
2019-12-12 18:00 | 88.0555 | 88.0555 | 2211 | 2211
2019-12-12 19:00 | 91.3611 | 91.3611 | 2294 | 2294
2019-12-12 20:00 | 95.1844 | 95.1844 | 2390 | 2390
2019-12-12 21:00 | 81.763 | 81.763 | 2053 | 2053
2019-12-12 22:00 | 6.9696 | 6.9696 | 175 | 175
2019-12-12 23:00 | 5.9739 | 5.9739 | 150 | 150
2019-12-13 | 3.9428 | 3.9428 | 99 | 99
2019-12-13 01:00 | 6.4917 | 6.4917 | 163 | 163
2019-12-13 02:00 | 5.0579 | 5.0579 | 127 | 127
2019-12-13 03:00 | 6.0536 | 6.0536 | 152 | 152
2019-12-13 04:00 | 3.7437 | 3.7437 | 94 | 94
2019-12-13 05:00 | 5.496 | 5.496 | 138 | 138
2019-12-13 06:00 | 7.8856 | 7.8856 | 198 | 198
2019-12-13 07:00 | 204.7062 | 204.7062 | 5140 | 5140
2019-12-13 08:00 | 25.7277 | 25.7277 | 646 | 646
2019-12-13 09:00 | 23.9355 | 23.9355 | 601 | 601
2019-12-13 10:00 | 33.0557 | 33.0557 | 830 | 830
2019-12-13 11:00 | 34.4098 | 34.4098 | 864 | 864
2019-12-13 12:00 | 76.5458 | 76.5458 | 1922 | 1922
2019-12-13 13:00 | 32.8167 | 32.8167 | 824 | 824
2019-12-13 14:00 | 31.4228 | 31.4228 | 789 | 789
2019-12-13 15:00 | 32.0202 | 32.0202 | 804 | 804
2019-12-13 16:00 | 26.1658 | 26.1658 | 657 | 657
2019-12-13 17:00 | 29.1527 | 29.1527 | 732 | 732
2019-12-13 18:00 | 86.6616 | 86.6616 | 2176 | 2176
2019-12-13 19:00 | 94.1888 | 94.1888 | 2365 | 2365
2019-12-13 20:00 | 90.1663 | 90.1663 | 2264 | 2264
2019-12-13 21:00 | 93.1134 | 93.1134 | 2338 | 2338
2019-12-13 22:00 | 7.6864 | 7.6864 | 193 | 193
2019-12-13 23:00 | 3.7437 | 3.7437 | 94 | 94
2019-12-14 | 11.5097 | 11.5097 | 289 | 289
2019-12-14 01:00 | 9.9167 | 9.9167 | 249 | 249
2019-12-14 02:00 | 8.244 | 8.244 | 207 | 207
2019-12-14 03:00 | 7.8457 | 7.8457 | 197 | 197
2019-12-14 04:00 | 7.9254 | 7.9254 | 199 | 199
2019-12-14 05:00 | 11.908 | 11.908 | 299 | 299
2019-12-14 06:00 | 11.0717 | 11.0717 | 278 | 278
2019-12-14 07:00 | 222.0306 | 222.0306 | 5575 | 5575
2019-12-14 08:00 | 207.0958 | 207.0958 | 5200 | 5200
2019-12-14 09:00 | 36.1621 | 36.1621 | 908 | 908
2019-12-14 10:00 | 30.5466 | 30.5466 | 767 | 767
2019-12-14 11:00 | 27.0818 | 27.0818 | 680 | 680
2019-12-14 12:00 | 39.5473 | 39.5473 | 993 | 993
2019-12-14 13:00 | 33.9318 | 33.9318 | 852 | 852
2019-12-14 14:00 | 33.6929 | 33.6929 | 846 | 846
2019-12-14 15:00 | 105.818 | 105.818 | 2657 | 2657
2019-12-14 16:00 | 115.0576 | 115.0576 | 2889 | 2889
2019-12-14 17:00 | 18.8776 | 18.8776 | 474 | 474
2019-12-14 18:00 | 15.0543 | 15.0543 | 378 | 378
2019-12-14 19:00 | 15.7711 | 15.7711 | 396 | 396
2019-12-14 20:00 | 69.5762 | 69.5762 | 1747 | 1747
2019-12-14 21:00 | 52.451 | 52.451 | 1317 | 1317
2019-12-14 22:00 | 68.3416 | 68.3416 | 1716 | 1716
2019-12-14 23:00 | 7.9254 | 7.9254 | 199 | 199
2019-12-15 | 7.6068 | 7.6068 | 191 | 191
2019-12-15 01:00 | 11.7885 | 11.7885 | 296 | 296
2019-12-15 02:00 | 8.7617 | 8.7617 | 220 | 220
2019-12-15 03:00 | 9.8769 | 9.8769 | 248 | 248
2019-12-15 04:00 | 11.1115 | 11.1115 | 279 | 279
2019-12-15 05:00 | 9.4786 | 9.4786 | 238 | 238
2019-12-15 06:00 | 7.7661 | 7.7661 | 195 | 195
2019-12-15 07:00 | 205.5426 | 205.5426 | 5161 | 5161
2019-12-15 08:00 | 201.6794 | 201.6794 | 5064 | 5064
2019-12-15 09:00 | 34.9275 | 34.9275 | 877 | 877
2019-12-15 10:00 | 31.7812 | 31.7812 | 798 | 798
2019-12-15 11:00 | 32.3388 | 32.3388 | 812 | 812
2019-12-15 12:00 | 33.6132 | 33.6132 | 844 | 844
2019-12-15 13:00 | 30.4271 | 30.4271 | 764 | 764
2019-12-15 14:00 | 32.6972 | 32.6972 | 821 | 821
2019-12-15 15:00 | 111.5131 | 111.5131 | 2800 | 2800
2019-12-15 16:00 | 101.7557 | 101.7557 | 2555 | 2555
2019-12-15 17:00 | 18.6784 | 18.6784 | 469 | 469
2019-12-15 18:00 | 14.0984 | 14.0984 | 354 | 354
2019-12-15 19:00 | 15.1737 | 15.1737 | 381 | 381
2019-12-15 20:00 | 56.6726 | 56.6726 | 1423 | 1423
2019-12-15 21:00 | 66.868 | 66.868 | 1679 | 1679
2019-12-15 22:00 | 71.7667 | 71.7667 | 1802 | 1802
2019-12-15 23:00 | 11.1513 | 11.1513 | 280 | 280
2019-12-16 | 6.6111 | 6.6111 | 166 | 166
2019-12-16 01:00 | 3.7437 | 3.7437 | 94 | 94
2019-12-16 02:00 | 3.4649 | 3.4649 | 87 | 87
2019-12-16 03:00 | 5.257 | 5.257 | 132 | 132
2019-12-16 04:00 | 5.2969 | 5.2969 | 133 | 133
2019-12-16 05:00 | 3.5047 | 3.5047 | 88 | 88
2019-12-16 06:00 | 4.1021 | 4.1021 | 103 | 103
2019-12-16 07:00 | 219.8003 | 219.8003 | 5519 | 5519
2019-12-16 08:00 | 31.7414 | 31.7414 | 797 | 797
2019-12-16 09:00 | 23.6169 | 23.6169 | 593 | 593
2019-12-16 10:00 | 25.3294 | 25.3294 | 636 | 636
2019-12-16 11:00 | 30.467 | 30.467 | 765 | 765
2019-12-16 12:00 | 79.6522 | 79.6522 | 2000 | 2000
2019-12-16 13:00 | 25.8073 | 25.8073 | 648 | 648
2019-12-16 14:00 | 25.3294 | 25.3294 | 636 | 636
2019-12-16 15:00 | 26.4047 | 26.4047 | 663 | 663
2019-12-16 16:00 | 30.8652 | 30.8652 | 775 | 775
2019-12-16 17:00 | 27.0818 | 27.0818 | 680 | 680
2019-12-16 18:00 | 102.6717 | 102.6717 | 2578 | 2578
2019-12-16 19:00 | 85.8651 | 85.8651 | 2156 | 2156
2019-12-16 20:00 | 84.9093 | 84.9093 | 2132 | 2132
2019-12-16 21:00 | 86.3828 | 86.3828 | 2169 | 2169
2019-12-16 22:00 | 6.6908 | 6.6908 | 168 | 168
2019-12-16 23:00 | 5.5358 | 5.5358 | 139 | 139
2019-12-17 | 4.1021 | 4.1021 | 103 | 103
2019-12-17 01:00 | 6.8103 | 6.8103 | 171 | 171
2019-12-17 02:00 | 4.5402 | 4.5402 | 114 | 114
2019-12-17 03:00 | 3.664 | 3.664 | 92 | 92
2019-12-17 04:00 | 4.4605 | 4.4605 | 112 | 112
2019-12-17 05:00 | 3.8631 | 3.8631 | 97 | 97
2019-12-17 06:00 | 4.8588 | 4.8588 | 122 | 122
2019-12-17 07:00 | 226.9292 | 226.9292 | 5698 | 5698
2019-12-17 08:00 | 30.9449 | 30.9449 | 777 | 777
2019-12-17 09:00 | 28.4757 | 28.4757 | 715 | 715
2019-12-17 10:00 | 25.3692 | 25.3692 | 637 | 637
2019-12-17 11:00 | 27.7986 | 27.7986 | 698 | 698
2019-12-17 12:00 | 72.842 | 72.842 | 1829 | 1829
2019-12-17 13:00 | 29.312 | 29.312 | 736 | 736
2019-12-17 14:00 | 27.3207 | 27.3207 | 686 | 686
2019-12-17 15:00 | 27.719 | 27.719 | 696 | 696
2019-12-17 16:00 | 25.6878 | 25.6878 | 645 | 645
2019-12-17 17:00 | 25.648 | 25.648 | 644 | 644
2019-12-17 18:00 | 78.6566 | 78.6566 | 1975 | 1975
2019-12-17 19:00 | 94.1091 | 94.1091 | 2363 | 2363
2019-12-17 20:00 | 90.0867 | 90.0867 | 2262 | 2262
2019-12-17 21:00 | 93.8701 | 93.8701 | 2357 | 2357
2019-12-17 22:00 | 3.8233 | 3.8233 | 96 | 96
2019-12-17 23:00 | 5.4562 | 5.4562 | 137 | 137
2019-12-18 | 4.6198 | 4.6198 | 116 | 116
2019-12-18 01:00 | 5.496 | 5.496 | 138 | 138
2019-12-18 02:00 | 5.257 | 5.257 | 132 | 132
2019-12-18 03:00 | 4.8588 | 4.8588 | 122 | 122
2019-12-18 04:00 | 4.3012 | 4.3012 | 108 | 108
2019-12-18 05:00 | 5.3367 | 5.3367 | 134 | 134
2019-12-18 06:00 | 4.341 | 4.341 | 109 | 109
2019-12-18 07:00 | 226.4911 | 226.4911 | 5687 | 5687
2019-12-18 08:00 | 25.1303 | 25.1303 | 631 | 631
2019-12-18 09:00 | 24.971 | 24.971 | 627 | 627
2019-12-18 10:00 | 27.6393 | 27.6393 | 694 | 694
2019-12-18 11:00 | 24.2143 | 24.2143 | 608 | 608
2019-12-18 12:00 | 67.2663 | 67.2663 | 1689 | 1689
2019-12-18 13:00 | 32.7371 | 32.7371 | 822 | 822
2019-12-18 14:00 | 31.0644 | 31.0644 | 780 | 780
2019-12-18 15:00 | 23.139 | 23.139 | 581 | 581
2019-12-18 16:00 | 26.2056 | 26.2056 | 658 | 658
2019-12-18 17:00 | 25.648 | 25.648 | 644 | 644
2019-12-18 18:00 | 89.2901 | 89.2901 | 2242 | 2242
2019-12-18 19:00 | 93.91 | 93.91 | 2358 | 2358
2019-12-18 20:00 | 82.5197 | 82.5197 | 2072 | 2072
2019-12-18 21:00 | 87.259 | 87.259 | 2191 | 2191
2019-12-18 22:00 | 5.735 | 5.735 | 144 | 144
2019-12-18 23:00 | 6.1332 | 6.1332 | 154 | 154
2019-12-19 | 7.7661 | 7.7661 | 195 | 195
2019-12-19 01:00 | 3.1064 | 3.1064 | 78 | 78
2019-12-19 02:00 | 5.5757 | 5.5757 | 140 | 140
2019-12-19 03:00 | 5.4562 | 5.4562 | 137 | 137
2019-12-19 04:00 | 10.753 | 10.753 | 270 | 270
2019-12-19 05:00 | 7.8457 | 7.8457 | 197 | 197
2019-12-19 06:00 | 5.1376 | 5.1376 | 129 | 129
2019-12-19 07:00 | 223.305 | 223.305 | 5607 | 5607
2019-12-19 08:00 | 20.5104 | 20.5104 | 515 | 515
2019-12-19 09:00 | 35.9232 | 35.9232 | 902 | 902
2019-12-19 10:00 | 26.7233 | 26.7233 | 671 | 671
2019-12-19 11:00 | 31.1042 | 31.1042 | 781 | 781
2019-12-19 12:00 | 72.3242 | 72.3242 | 1816 | 1816
2019-12-19 13:00 | 27.48 | 27.48 | 690 | 690
2019-12-19 14:00 | 27.9978 | 27.9978 | 703 | 703
2019-12-19 15:00 | 33.0955 | 33.0955 | 831 | 831
2019-12-19 16:00 | 22.0238 | 22.0238 | 553 | 553
2019-12-19 17:00 | 25.8073 | 25.8073 | 648 | 648
2019-12-19 18:00 | 89.8875 | 89.8875 | 2257 | 2257
2019-12-19 19:00 | 100.6008 | 100.6008 | 2526 | 2526
2019-12-19 20:00 | 86.1041 | 86.1041 | 2162 | 2162
2019-12-19 21:00 | 94.1888 | 94.1888 | 2365 | 2365
2019-12-19 22:00 | 4.6597 | 4.6597 | 117 | 117
2019-12-19 23:00 | 2.4692 | 2.4692 | 62 | 62
2019-12-20 | 6.6908 | 6.6908 | 168 | 168
2019-12-20 01:00 | 5.5358 | 5.5358 | 139 | 139
2019-12-20 02:00 | 6.2129 | 6.2129 | 156 | 156
2019-12-20 03:00 | 4.1021 | 4.1021 | 103 | 103
2019-12-20 04:00 | 3.903 | 3.903 | 98 | 98
2019-12-20 05:00 | 3.9826 | 3.9826 | 100 | 100
2019-12-20 06:00 | 5.8544 | 5.8544 | 147 | 147
2019-12-20 07:00 | 209.8438 | 209.8438 | 5269 | 5269
2019-12-20 08:00 | 23.1788 | 23.1788 | 582 | 582
2019-12-20 09:00 | 30.3475 | 30.3475 | 762 | 762
2019-12-20 10:00 | 27.6791 | 27.6791 | 695 | 695
2019-12-20 11:00 | 22.4619 | 22.4619 | 564 | 564
2019-12-20 12:00 | 67.8239 | 67.8239 | 1703 | 1703
2019-12-20 13:00 | 26.6437 | 26.6437 | 669 | 669
2019-12-20 14:00 | 33.0557 | 33.0557 | 830 | 830
2019-12-20 15:00 | 30.5865 | 30.5865 | 768 | 768
2019-12-20 16:00 | 28.5951 | 28.5951 | 718 | 718
2019-12-20 17:00 | 25.6878 | 25.6878 | 645 | 645
2019-12-20 18:00 | 82.7188 | 82.7188 | 2077 | 2077
2019-12-20 19:00 | 97.4545 | 97.4545 | 2447 | 2447
2019-12-20 20:00 | 90.8035 | 90.8035 | 2280 | 2280
2019-12-20 21:00 | 83.8738 | 83.8738 | 2106 | 2106
2019-12-20 22:00 | 5.3367 | 5.3367 | 134 | 134
2019-12-20 23:00 | 6.8103 | 6.8103 | 171 | 171
2019-12-21 | 11.3903 | 11.3903 | 286 | 286
2019-12-21 01:00 | 9.3591 | 9.3591 | 235 | 235
2019-12-21 02:00 | 8.7617 | 8.7617 | 220 | 220
2019-12-21 03:00 | 6.651 | 6.651 | 167 | 167
2019-12-21 04:00 | 8.5626 | 8.5626 | 215 | 215
2019-12-21 05:00 | 9.4786 | 9.4786 | 238 | 238
2019-12-21 06:00 | 12.2664 | 12.2664 | 308 | 308
2019-12-21 07:00 | 194.8692 | 194.8692 | 4893 | 4893
2019-12-21 08:00 | 220.3977 | 220.3977 | 5534 | 5534
2019-12-21 09:00 | 39.5473 | 39.5473 | 993 | 993
2019-12-21 10:00 | 39.0296 | 39.0296 | 980 | 980
2019-12-21 11:00 | 39.5473 | 39.5473 | 993 | 993
2019-12-21 12:00 | 30.467 | 30.467 | 765 | 765
2019-12-21 13:00 | 36.0028 | 36.0028 | 904 | 904
2019-12-21 14:00 | 32.6574 | 32.6574 | 820 | 820
2019-12-21 15:00 | 115.1771 | 115.1771 | 2892 | 2892
2019-12-21 16:00 | 104.8223 | 104.8223 | 2632 | 2632
2019-12-21 17:00 | 16.0897 | 16.0897 | 404 | 404
2019-12-21 18:00 | 15.4127 | 15.4127 | 387 | 387
2019-12-21 19:00 | 14.4967 | 14.4967 | 364 | 364
2019-12-21 20:00 | 70.0143 | 70.0143 | 1758 | 1758
2019-12-21 21:00 | 64.3988 | 64.3988 | 1617 | 1617
2019-12-21 22:00 | 60.3764 | 60.3764 | 1516 | 1516
2019-12-21 23:00 | 9.0804 | 9.0804 | 228 | 228
2019-12-22 | 7.5271 | 7.5271 | 189 | 189
2019-12-22 01:00 | 8.9609 | 8.9609 | 225 | 225
2019-12-22 02:00 | 9.4388 | 9.4388 | 237 | 237
2019-12-22 03:00 | 6.5315 | 6.5315 | 164 | 164
2019-12-22 04:00 | 6.9297 | 6.9297 | 174 | 174
2019-12-22 05:00 | 8.9609 | 8.9609 | 225 | 225
2019-12-22 06:00 | 9.9964 | 9.9964 | 251 | 251
2019-12-22 07:00 | 218.7648 | 218.7648 | 5493 | 5493
2019-12-22 08:00 | 212.2333 | 212.2333 | 5329 | 5329
2019-12-22 09:00 | 36.2418 | 36.2418 | 910 | 910
2019-12-22 10:00 | 33.6132 | 33.6132 | 844 | 844
2019-12-22 11:00 | 31.9405 | 31.9405 | 802 | 802
2019-12-22 12:00 | 32.5778 | 32.5778 | 818 | 818
2019-12-22 13:00 | 32.3388 | 32.3388 | 812 | 812
2019-12-22 14:00 | 30.4271 | 30.4271 | 764 | 764
2019-12-22 15:00 | 100.5609 | 100.5609 | 2525 | 2525
2019-12-22 16:00 | 104.4241 | 104.4241 | 2622 | 2622
2019-12-22 17:00 | 14.4569 | 14.4569 | 363 | 363
2019-12-22 18:00 | 13.74 | 13.74 | 345 | 345
2019-12-22 19:00 | 17.4837 | 17.4837 | 439 | 439
2019-12-22 20:00 | 61.7305 | 61.7305 | 1550 | 1550
2019-12-22 21:00 | 66.3503 | 66.3503 | 1666 | 1666
2019-12-22 22:00 | 59.6595 | 59.6595 | 1498 | 1498
2019-12-22 23:00 | 8.1245 | 8.1245 | 204 | 204
2019-12-23 | 5.9739 | 5.9739 | 150 | 150
2019-12-23 01:00 | 4.6597 | 4.6597 | 117 | 117
2019-12-23 02:00 | 6.7306 | 6.7306 | 169 | 169
2019-12-23 03:00 | 8.0449 | 8.0449 | 202 | 202
2019-12-23 04:00 | 6.2925 | 6.2925 | 158 | 158
2019-12-23 05:00 | 2.2701 | 2.2701 | 57 | 57
2019-12-23 06:00 | 4.7393 | 4.7393 | 119 | 119
2019-12-23 07:00 | 235.8104 | 235.8104 | 5921 | 5921
2019-12-23 08:00 | 29.4315 | 29.4315 | 739 | 739
2019-12-23 09:00 | 24.4931 | 24.4931 | 615 | 615
2019-12-23 10:00 | 26.7631 | 26.7631 | 672 | 672
2019-12-23 11:00 | 30.3077 | 30.3077 | 761 | 761
2019-12-23 12:00 | 75.3908 | 75.3908 | 1893 | 1893
2019-12-23 13:00 | 34.131 | 34.131 | 857 | 857
2019-12-23 14:00 | 28.1969 | 28.1969 | 708 | 708
2019-12-23 15:00 | 30.1484 | 30.1484 | 757 | 757
2019-12-23 16:00 | 25.3692 | 25.3692 | 637 | 637
2019-12-23 17:00 | 28.2765 | 28.2765 | 710 | 710
2019-12-23 18:00 | 86.8607 | 86.8607 | 2181 | 2181
2019-12-23 19:00 | 96.3792 | 96.3792 | 2420 | 2420
2019-12-23 20:00 | 85.3075 | 85.3075 | 2142 | 2142
2019-12-23 21:00 | 91.6001 | 91.6001 | 2300 | 2300
2019-12-23 22:00 | 4.6597 | 4.6597 | 117 | 117
2019-12-23 23:00 | 4.6198 | 4.6198 | 116 | 116
2019-12-24 | 5.257 | 5.257 | 132 | 132
2019-12-24 01:00 | 5.4562 | 5.4562 | 137 | 137
2019-12-24 02:00 | 4.2216 | 4.2216 | 106 | 106
2019-12-24 03:00 | 6.173 | 6.173 | 155 | 155
2019-12-24 04:00 | 6.2129 | 6.2129 | 156 | 156
2019-12-24 05:00 | 4.9384 | 4.9384 | 124 | 124
2019-12-24 06:00 | 4.1021 | 4.1021 | 103 | 103
2019-12-24 07:00 | 227.1283 | 227.1283 | 5703 | 5703
2019-12-24 08:00 | 32.976 | 32.976 | 828 | 828
2019-12-24 09:00 | 28.6748 | 28.6748 | 720 | 720
2019-12-24 10:00 | 28.2367 | 28.2367 | 709 | 709
2019-12-24 11:00 | 29.8298 | 29.8298 | 749 | 749
2019-12-24 12:00 | 65.4741 | 65.4741 | 1644 | 1644
2019-12-24 13:00 | 32.7769 | 32.7769 | 823 | 823
2019-12-24 14:00 | 30.9051 | 30.9051 | 776 | 776
2019-12-24 15:00 | 26.0861 | 26.0861 | 655 | 655
2019-12-24 16:00 | 28.5951 | 28.5951 | 718 | 718
2019-12-24 17:00 | 27.2809 | 27.2809 | 685 | 685
2019-12-24 18:00 | 91.3213 | 91.3213 | 2293 | 2293
2019-12-24 19:00 | 87.259 | 87.259 | 2191 | 2191
2019-12-24 20:00 | 96.3394 | 96.3394 | 2419 | 2419
2019-12-24 21:00 | 79.2141 | 79.2141 | 1989 | 1989
2019-12-24 22:00 | 2.3896 | 2.3896 | 60 | 60
2019-12-24 23:00 | 4.7791 | 4.7791 | 120 | 120
2019-12-25 | 10.9522 | 10.9522 | 275 | 275
2019-12-25 01:00 | 9.5583 | 9.5583 | 240 | 240
2019-12-25 02:00 | 8.8812 | 8.8812 | 223 | 223
2019-12-25 03:00 | 11.231 | 11.231 | 282 | 282
2019-12-25 04:00 | 8.2838 | 8.2838 | 208 | 208
2019-12-25 05:00 | 10.9124 | 10.9124 | 274 | 274
2019-12-25 06:00 | 7.4873 | 7.4873 | 188 | 188
2019-12-25 07:00 | 204.8655 | 204.8655 | 5144 | 5144
2019-12-25 08:00 | 183.5984 | 183.5984 | 4610 | 4610
2019-12-25 09:00 | 36.1621 | 36.1621 | 908 | 908
2019-12-25 10:00 | 31.8609 | 31.8609 | 800 | 800
2019-12-25 11:00 | 37.4764 | 37.4764 | 941 | 941
2019-12-25 12:00 | 39.9058 | 39.9058 | 1002 | 1002
2019-12-25 13:00 | 31.2635 | 31.2635 | 785 | 785
2019-12-25 14:00 | 34.6487 | 34.6487 | 870 | 870
2019-12-25 15:00 | 122.2662 | 122.2662 | 3070 | 3070
2019-12-25 16:00 | 106.734 | 106.734 | 2680 | 2680
2019-12-25 17:00 | 18.4395 | 18.4395 | 463 | 463
2019-12-25 18:00 | 17.5235 | 17.5235 | 440 | 440
2019-12-25 19:00 | 16.6075 | 16.6075 | 417 | 417
2019-12-25 20:00 | 69.6957 | 69.6957 | 1750 | 1750
2019-12-25 21:00 | 66.6291 | 66.6291 | 1673 | 1673
2019-12-25 22:00 | 63.1642 | 63.1642 | 1586 | 1586
2019-12-25 23:00 | 7.6864 | 7.6864 | 193 | 193
2019-12-26 | 10.6336 | 10.6336 | 267 | 267
2019-12-26 01:00 | 8.3635 | 8.3635 | 210 | 210
2019-12-26 02:00 | 10.4743 | 10.4743 | 263 | 263
2019-12-26 03:00 | 12.5851 | 12.5851 | 316 | 316
2019-12-26 04:00 | 9.6379 | 9.6379 | 242 | 242
2019-12-26 05:00 | 12.9037 | 12.9037 | 324 | 324
2019-12-26 06:00 | 11.2708 | 11.2708 | 283 | 283
2019-12-26 07:00 | 210.1624 | 210.1624 | 5277 | 5277
2019-12-26 08:00 | 220.6765 | 220.6765 | 5541 | 5541
2019-12-26 09:00 | 38.2729 | 38.2729 | 961 | 961
2019-12-26 10:00 | 33.2946 | 33.2946 | 836 | 836
2019-12-26 11:00 | 30.7458 | 30.7458 | 772 | 772
2019-12-26 12:00 | 33.6531 | 33.6531 | 845 | 845
2019-12-26 13:00 | 31.4626 | 31.4626 | 790 | 790
2019-12-26 14:00 | 32.8565 | 32.8565 | 825 | 825
2019-12-26 15:00 | 95.3835 | 95.3835 | 2395 | 2395
2019-12-26 16:00 | 105.3799 | 105.3799 | 2646 | 2646
2019-12-26 17:00 | 13.063 | 13.063 | 328 | 328
2019-12-26 18:00 | 13.9391 | 13.9391 | 350 | 350
2019-12-26 19:00 | 17.3642 | 17.3642 | 436 | 436
2019-12-26 20:00 | 69.7753 | 69.7753 | 1752 | 1752
2019-12-26 21:00 | 66.5494 | 66.5494 | 1671 | 1671
2019-12-26 22:00 | 64.8369 | 64.8369 | 1628 | 1628
2019-12-26 23:00 | 7.8059 | 7.8059 | 196 | 196
2019-12-27 | 5.6951 | 5.6951 | 143 | 143
2019-12-27 01:00 | 4.1419 | 4.1419 | 104 | 104
2019-12-27 02:00 | 3.4649 | 3.4649 | 87 | 87
2019-12-27 03:00 | 4.8986 | 4.8986 | 123 | 123
2019-12-27 04:00 | 7.4077 | 7.4077 | 186 | 186
2019-12-27 05:00 | 4.7791 | 4.7791 | 120 | 120
2019-12-27 06:00 | 1.6727 | 1.6727 | 42 | 42
2019-12-27 07:00 | 237.284 | 237.284 | 5958 | 5958
2019-12-27 08:00 | 23.3779 | 23.3779 | 587 | 587
2019-12-27 09:00 | 32.0202 | 32.0202 | 804 | 804
2019-12-27 10:00 | 28.2765 | 28.2765 | 710 | 710
2019-12-27 11:00 | 31.7016 | 31.7016 | 796 | 796
2019-12-27 12:00 | 76.506 | 76.506 | 1921 | 1921
2019-12-27 13:00 | 26.0463 | 26.0463 | 654 | 654
2019-12-27 14:00 | 28.6748 | 28.6748 | 720 | 720
2019-12-27 15:00 | 32.9362 | 32.9362 | 827 | 827
2019-12-27 16:00 | 30.8652 | 30.8652 | 775 | 775
2019-12-27 17:00 | 25.8471 | 25.8471 | 649 | 649
2019-12-27 18:00 | 95.6225 | 95.6225 | 2401 | 2401
2019-12-27 19:00 | 92.3568 | 92.3568 | 2319 | 2319
2019-12-27 20:00 | 97.2554 | 97.2554 | 2442 | 2442
2019-12-27 21:00 | 94.3082 | 94.3082 | 2368 | 2368
2019-12-27 22:00 | 6.6111 | 6.6111 | 166 | 166
2019-12-27 23:00 | 3.1463 | 3.1463 | 79 | 79
2019-12-28 | 9.6379 | 9.6379 | 242 | 242
2019-12-28 01:00 | 7.0492 | 7.0492 | 177 | 177
2019-12-28 02:00 | 11.5894 | 11.5894 | 291 | 291
2019-12-28 03:00 | 8.8016 | 8.8016 | 221 | 221
2019-12-28 04:00 | 8.6821 | 8.6821 | 218 | 218
2019-12-28 05:00 | 7.7661 | 7.7661 | 195 | 195
2019-12-28 06:00 | 10.4344 | 10.4344 | 262 | 262
2019-12-28 07:00 | 203.83 | 203.83 | 5118 | 5118
2019-12-28 08:00 | 218.8047 | 218.8047 | 5494 | 5494
2019-12-28 09:00 | 32.0998 | 32.0998 | 806 | 806
2019-12-28 10:00 | 25.7277 | 25.7277 | 646 | 646
2019-12-28 11:00 | 28.2765 | 28.2765 | 710 | 710
2019-12-28 12:00 | 34.4894 | 34.4894 | 866 | 866
2019-12-28 13:00 | 36.1621 | 36.1621 | 908 | 908
2019-12-28 14:00 | 29.8298 | 29.8298 | 749 | 749
2019-12-28 15:00 | 115.5355 | 115.5355 | 2901 | 2901
2019-12-28 16:00 | 111.314 | 111.314 | 2795 | 2795
2019-12-28 17:00 | 14.6958 | 14.6958 | 369 | 369
2019-12-28 18:00 | 16.0499 | 16.0499 | 403 | 403
2019-12-28 19:00 | 16.2889 | 16.2889 | 409 | 409
2019-12-28 20:00 | 68.8593 | 68.8593 | 1729 | 1729
2019-12-28 21:00 | 60.2569 | 60.2569 | 1513 | 1513
2019-12-28 22:00 | 65.3148 | 65.3148 | 1640 | 1640
2019-12-28 23:00 | 8.0847 | 8.0847 | 203 | 203
2019-12-29 | 9.0804 | 9.0804 | 228 | 228
2019-12-29 01:00 | 10.076 | 10.076 | 253 | 253
2019-12-29 02:00 | 7.4873 | 7.4873 | 188 | 188
2019-12-29 03:00 | 9.7176 | 9.7176 | 244 | 244
2019-12-29 04:00 | 11.7487 | 11.7487 | 295 | 295
2019-12-29 05:00 | 9.1202 | 9.1202 | 229 | 229
2019-12-29 06:00 | 10.1158 | 10.1158 | 254 | 254
2019-12-29 07:00 | 209.0074 | 209.0074 | 5248 | 5248
2019-12-29 08:00 | 225.8539 | 225.8539 | 5671 | 5671
2019-12-29 09:00 | 33.3743 | 33.3743 | 838 | 838
2019-12-29 10:00 | 34.7682 | 34.7682 | 873 | 873
2019-12-29 11:00 | 27.4004 | 27.4004 | 688 | 688
2019-12-29 12:00 | 32.8964 | 32.8964 | 826 | 826
2019-12-29 13:00 | 35.047 | 35.047 | 880 | 880
2019-12-29 14:00 | 36.1621 | 36.1621 | 908 | 908
2019-12-29 15:00 | 106.6145 | 106.6145 | 2677 | 2677
2019-12-29 16:00 | 110.7166 | 110.7166 | 2780 | 2780
2019-12-29 17:00 | 19.3157 | 19.3157 | 485 | 485
2019-12-29 18:00 | 13.3019 | 13.3019 | 334 | 334
2019-12-29 19:00 | 16.727 | 16.727 | 420 | 420
2019-12-29 20:00 | 65.1157 | 65.1157 | 1635 | 1635
2019-12-29 21:00 | 68.3416 | 68.3416 | 1716 | 1716
2019-12-29 22:00 | 57.708 | 57.708 | 1449 | 1449
2019-12-29 23:00 | 7.3678 | 7.3678 | 185 | 185
2019-12-30 | 7.0094 | 7.0094 | 176 | 176
2019-12-30 01:00 | 5.3367 | 5.3367 | 134 | 134
2019-12-30 02:00 | 3.8233 | 3.8233 | 96 | 96
2019-12-30 03:00 | 6.0934 | 6.0934 | 153 | 153
2019-12-30 04:00 | 3.9428 | 3.9428 | 99 | 99
2019-12-30 05:00 | 4.8588 | 4.8588 | 122 | 122
2019-12-30 06:00 | 4.4605 | 4.4605 | 112 | 112
2019-12-30 07:00 | 238.2 | 238.2 | 5981 | 5981
2019-12-30 08:00 | 27.9579 | 27.9579 | 702 | 702
2019-12-30 09:00 | 31.0644 | 31.0644 | 780 | 780
2019-12-30 10:00 | 30.9051 | 30.9051 | 776 | 776
2019-12-30 11:00 | 27.48 | 27.48 | 690 | 690
2019-12-30 12:00 | 77.0635 | 77.0635 | 1935 | 1935
2019-12-30 13:00 | 28.5155 | 28.5155 | 716 | 716
2019-12-30 14:00 | 31.3431 | 31.3431 | 787 | 787
2019-12-30 15:00 | 29.1527 | 29.1527 | 732 | 732
2019-12-30 16:00 | 32.5379 | 32.5379 | 817 | 817
2019-12-30 17:00 | 27.7986 | 27.7986 | 698 | 698
2019-12-30 18:00 | 89.4893 | 89.4893 | 2247 | 2247
2019-12-30 19:00 | 90.8832 | 90.8832 | 2282 | 2282
2019-12-30 20:00 | 92.5161 | 92.5161 | 2323 | 2323
2019-12-30 21:00 | 90.4451 | 90.4451 | 2271 | 2271
2019-12-30 22:00 | 4.8986 | 4.8986 | 123 | 123
2019-12-30 23:00 | 5.8544 | 5.8544 | 147 | 147
2019-12-31 | 4.5402 | 4.5402 | 114 | 114
2019-12-31 01:00 | 4.7393 | 4.7393 | 119 | 119
2019-12-31 02:00 | 4.0224 | 4.0224 | 101 | 101
2019-12-31 03:00 | 3.0666 | 3.0666 | 77 | 77
2019-12-31 04:00 | 4.1419 | 4.1419 | 104 | 104
2019-12-31 05:00 | 6.3722 | 6.3722 | 160 | 160
2019-12-31 06:00 | 6.173 | 6.173 | 155 | 155
2019-12-31 07:00 | 233.8988 | 233.8988 | 5873 | 5873
2019-12-31 08:00 | 33.3743 | 33.3743 | 838 | 838
2019-12-31 09:00 | 28.8341 | 28.8341 | 724 | 724
2019-12-31 10:00 | 28.7943 | 28.7943 | 723 | 723
2019-12-31 11:00 | 27.5995 | 27.5995 | 693 | 693
2019-12-31 12:00 | 75.2713 | 75.2713 | 1890 | 1890
2019-12-31 13:00 | 32.976 | 32.976 | 828 | 828
2019-12-31 14:00 | 33.892 | 33.892 | 851 | 851
2019-12-31 15:00 | 27.2012 | 27.2012 | 683 | 683
2019-12-31 16:00 | 29.2722 | 29.2722 | 735 | 735
2019-12-31 17:00 | 32.2193 | 32.2193 | 809 | 809
2019-12-31 18:00 | 94.4675 | 94.4675 | 2372 | 2372
2019-12-31 19:00 | 99.406 | 99.406 | 2496 | 2496
2019-12-31 20:00 | 92.0381 | 92.0381 | 2311 | 2311
2019-12-31 21:00 | 95.5827 | 95.5827 | 2400 | 2400
2019-12-31 22:00 | 4.3809 | 4.3809 | 110 | 110
2019-12-31 23:00 | 4.9384 | 4.9384 | 124 | 124