## INFO
Beschreibung
buses | label | active | excess | shortage | shortage costs | excess costs
Defines thermal or electrical buses used in the energy syetem | Name of the component | (0,1) whether the component is active | (0,1) whether excess is allowed | (0,1) whether shortage is allowed | cost per unit flow shortage | cost per unit flow excess
|  |  | if set (=1), additional sink is created | if set (=1), additional source is created
sources | label | active | to | variable costs | emission_factor | annual_max | waste_heat
Defines the non-renewable energy sources such as fuels, | Name of the component | (0,1) whether the component is active | output bus | cost per unit flow in €/kWh Brennwert | CO2-Emission in kg/kWh Brennwert | maximum total amount in the year | (0,1) whether waste heat
electricity grids, etc. | [5 empty] | in kWh | is used as energy source
renewables | label | active | to | invest | ep_costs | capacity | emission_factor
Defines renewable energy sources | Name of the component | (0,1) whether the component is active | output bus | (0,1) whether investment cost optimization | specific annuity cost per installed | installed capacity of the component | CO2-Emission in kg/kWh Brennwert
|  |  |  | of the component is desired | capacity in Euro/(Jahr*kW) | if investmode is NOT selected
demand | label | active | from | nominal value
Defines total heat or electricity demand | Name of the component | (0,1) whether the component is active | input bus | total demand in kWh
transformers | label | active | n_inputs | n_outputs | from | to 1 | efficiency 1 | capacity 1 | variable efficiency | variable input costs | invest | ep_costs | minimum | maximum | offset
Defines general transformers with 1 input and 1 output | Name of the component | (0,1) whether the component is active | number of input buses | number of output buses | input bus | output bus | conversionfactor for conversion | installed capacity of the component |  | cost per unit flow in €/kWh | (0,1) whether investment cost optimization | specific annuity cost per installed | invest border for minimum | invest border for maximum | existing capacity of component
[7 empty] | of input to output | if investmode is NOT selceted, in kW |  |  | of the component is desired | capacity in €/(Jahr*kW) | installed capacity in kW | installed capacity in kW | at start of project horizon in kW
chp | label | active | n_inputs | n_outputs | from | to 1 | to 2 | efficiency 1 | efficiency 2 | capacity 1 | capacity 2 | variable efficiency | variable input costs | invest | ep_costs | minimum | maximum | offset
Defines the CHP-plants | Name of the component | (0,1) whether the component is active | number of input buses | number of output buses | input bus | output bus | output bus | conversionfactor for conversion | conversionfactor for conversion | installed capacity of the component | installed capacity of the component |  | cost per unit flow in €/kWh | (0,1) whether investment cost optimization | specific annuity cost per installed | invest border for minimum | invest border for maximum | existing capacity of component
[7 empty] | of input to output 1 | of input to output 2 | if investmode is NOT selceted, in kW | if investmode is NOT selceted, in kW | if investmode is NOT selceted, in kW |  |  | of the component is desired | capacity in €/(Jahr*kW) | installed capacity in kW | installed capacity in kW | at start of project horizon in kW
hp | label | active | n_inputs | n_outputs | from | from_2 | to 1 | efficiency 1 | capacity 1 | variable efficiency | variable input costs | invest | ep_costs | minimum | maximum | offset
Defines the simplified heat pump transformers | Name of the component | (0,1) whether the component is active | number of input buses | number of output buses | input bus | input bus | output bus | conversionfactor for conversion | installed capacity of the component |  | cost per unit flow in €/kWh | (0,1) whether investment cost optimization | specific annuity cost per installed | invest border for minimum | invest border for maximum | existing capacity of component
[8 empty] | of input 1 to output | if investmode is NOT selceted, in kW |  |  | of the component is desired | capacity in Euro/(Jahr*kW) | installed capacity in kW | installed capacity in kW | at start of project horizon in kW
feed_in_trafo | label | active | n_inputs | n_outputs | from | to 1 | efficiency 1 | capacity 1 | variable efficiency | variable input costs | invest | ep_costs | minimum | maximum | offset | emission_factor | runtime_limit
Defines components for calculating cost savings and CO2 | Name of the component | (0,1) whether the component is active | number of input buses | number of output buses | input bus | output bus | conversionfactor for conversion | installed capacity of the component |  | cost per unit flow in €/kWh | (0,1) whether investment cost optimization | specific annuity cost per installed | invest border for minimum | invest border for maximum | existing capacity of component | CO2-Emission in kg/kWh | (0,1) whether maximum runtime
reduction by feeding self-generated electricity into the grid | [6 empty] | of input to output | if investmode is NOT selceted, in kW |  |  | of the component is desired | capacity in €/(Jahr*kW) | installed capacity in kW | installed capacity in kW | at start of project horizon in kW |  | per year is limited, e.g. funding
time of chp plants
time_series | Last.fix | PV.fix | WP.fix
Defines time dependent inputs | normalized heat or el. | specific PV yield in kW/m2 | COP values of the heat pumps
demand for one year
storages
Defines thermal or electrical storages

## buses
label | active | excess | shortage | shortage costs | excess costs
b_th_HT | 1 | 1 | 1 | 1e+20 | 1e+20
b_th_LT | 1 | 1 | 1 | 1e+20 | 1e+20
b_el | 1 | 1 | 1 | 1e+20 | 1e+20
b_s_BM_W | 1 | 1 | 1 | 1e+20 | 1e+20
b_s_BM_P | 1 | 1 | 1 | 1e+20 | 1e+20
b_s_BG | 1 | 1 | 1 | 1e+20 | 1e+20
b_s_NG | 1 | 1 | 1 | 1e+20 | 1e+20
b_s_DHS | 1 | 1 | 1 | 1e+20 | 1e+20
b_s_T | 1 | 1 | 1 | 1e+20 | 1e+20
b_s_GS_C | 1 | 1 | 1 | 0 | 1e+20
b_s_GS_B | 1 | 1 | 1 | 0 | 1e+20

## sources
label | active | to | variable costs | emission factor | nominal value | full load time | annual max
el | 1 | b_el | 0.2303 | 0.34 | 10000000000 | 8760
BM_W | 1 | b_s_BM_W | 0.0316 | 0.027 | 10000000000 | 8760
BM_P | 1 | b_s_BM_P | 0.072 | 0.036 | 10000000000 | 8760
BG | 1 | b_s_BG | 0.1943 | 0.152 | 10000000000 | 8760
NG | 1 | b_s_NG | 0.07441 | 0.24 | 10000000000 | 8760
DHS | 1 | b_s_DHS | 0.0774 | 0.28 | 10000000000 | 8760
T | 1 | b_s_T | 0.5 | 0.5 | 2000 | 500 | 1000000

## renewables
label | type | active | to | invest | ep_costs | capacity | emission_factor | maximum
PV_50 | PV | 0 | b_el_PV | 1 | 17.6168 | 1 | 0 | 250
PV_100 | PV | 0 | b_el_PV | 1 | 16.3512 | 1 | 0 | 500
PV_750 | PV | 0 | b_el_PV | 1 | 13.3202 | 1 | 0 | 3750
PV_1000 | PV | 0 | b_el_PV | 1 | 12.9554 | 1 | 0 | 6100

## demand
label | active | from | nominal value | Demand in MWh/a | Demand in GWh/a
A | 1 | b_th_HT | 3194400 | 15972 | 15.972

## transformers
label | active | RKW | WP | Anlage | n_inputs | n_outputs | from | to | efficiency | capacity | full_load_t | variable efficiency | variable input costs | invest | ep_costs | minimum | maximum | offset | renewable_share | BM | nonconvex
B_NG_100 | 0 | - | no | - | 1 | 1 |  | b_th_HT | 0.97 | 1 | 8760 |  | 0 | 1 | 15.11 | 0 | 800 | 0 |  |  | False
B_NG_1000 | 0 | - | no | - | 1 | 1 |  | b_th_HT | 0.97 | 1 | 8760 |  | 0 | 1 | 8.28 | 800 | 100000 | 0 |  |  | True
B_BG_100 | 0 | - | no | - | 1 | 1 |  | b_th_HT | 0.97 | 1 | 8760 |  | 0 | 1 | 11.69 | 0 | 800 | 0 |  |  | False
B_BG_1000 | 0 | - | no | - | 1 | 1 |  | b_th_HT | 0.97 | 1 | 8760 |  | 0 | 1 | 6.41 | 800 | 100000 | 0 |  |  | True
B_BM_500 | 0 | - | no | - | 1 | 1 |  | b_th_HT | 0.85 | 1 | 8760 |  | 0 | 1 | 90.5727 | 0 | 800 | 0 |  |  | False
B_BM_1000 | 0 | - | no | - | 1 | 1 |  | b_th_HT | 0.85 | 1 | 8760 |  | 0 | 1 | 72.754 | 800 | 100000 | 0 |  |  | True
P2H_100 | 0 | - | no | - | 1 | 1 | b_el | b_th_HT | 0.99 | 1 | 8760 |  | 0 | 1 | 24.5839 | 0 | 400 | 0 |  |  | False
P2H_500 | 0 | - | no | - | 1 | 1 | b_el | b_th_HT | 0.99 | 1 | 8760 |  | 0 | 1 | 10.2753 | 400 | 100000 | 0 |  |  | True
z_HT_LT | 1 | - | no | - | 1 | 1 | b_th_HT | b_th_LT | 1 | 10000000000 | 8760 |  | 0 | 0 | [6 empty] | True
P2H_100_1 | 1 | - | no | - | 1 | 1 | b_el | b_th_HT | 0.99 | 1 | 8760 |  | 0 | 1 | 24.5839 | 0 | 400 | 0 |  |  | False
P2H_500_1 | 1 | - | no | - | 1 | 1 | b_el | b_th_HT | 0.99 | 1 | 8760 |  | 0 | 1 | 10.2753 | 400 | 100000 | 0 |  |  | True
B_NG_100_1 | 1 | - | no | - | 1 | 1 | b_s_NG | b_th_HT | 0.97 | 1 | 8760 |  | 0 | 1 | 15.11 | 0 | 800 | 0 |  |  | False
B_NG_1000_1 | 1 | - | no | - | 1 | 1 | b_s_NG | b_th_HT | 0.97 | 1 | 8760 |  | 0 | 1 | 8.28 | 800 | 100000 | 0 |  |  | True

## chp
label | active | n_inputs | n_outputs | from | to 1 | to 2 | efficiency 1 | efficiency 2 | variable efficiency | variable input costs | invest | ep_costs | existing | minimum | maximum | offset | renewable_share | nonconvex
CHP_NG_10 | 0 | 1 | 2 |  | b_th_HT | b_el | 0.55 | 0.35 |  | 0 | 1 | 629.1 | 0 | 0 | 20 | 0 | 0 | False
CHP_NG_25 | 0 | 1 | 2 |  | b_th_HT | b_el | 0.54 | 0.36 |  | 0 | 1 | 420.62 | 0 | 20 | 40 | 0 | 0 | True
CHP_NG_50 | 0 | 1 | 2 |  | b_th_HT | b_el | 0.53 | 0.37 |  | 0 | 1 | 241.61 | 0 | 40 | 80 | 0 | 0 | True
CHP_NG_100 | 0 | 1 | 2 |  | b_th_HT | b_el | 0.52 | 0.36 |  | 0 | 1 | 215.33 | 0 | 80 | 400 | 0 | 0 | True
CHP_NG_500 | 0 | 1 | 2 |  | b_th_HT | b_el | 0.47 | 0.4 |  | 0 | 1 | 116.17 | 0 | 400 | 800 | 0 | 0 | True
CHP_NG_1000 | 0 | 1 | 2 |  | b_th_HT | b_el | 0.45 | 0.42 |  | 0 | 1 | 104.34 | 0 | 800 | 100000 | 0 | 0 | True
CHP_BG_25 | 0 | 1 | 2 |  | b_th_HT | b_el | 0.54 | 0.36 |  | 0 | 1 | 292.57 | 0 | 0 | 80 | 0 | 0 | False
CHP_BG_100 | 0 | 1 | 2 |  | b_th_HT | b_el | 0.52 | 0.36 |  | 0 | 1 | 118.06 | 0 | 80 | 800 | 0 | 0 | True
CHP_BG_1000 | 0 | 1 | 2 |  | b_th_HT | b_el | 0.45 | 0.42 |  | 0 | 1 | 23.95 | 0 | 800 | 100000 | 0 | 0 | True
CHP_NG_10_1 | 1 | 1 | 2 | b_s_NG | b_th_HT | b_el | 0.55 | 0.35 |  | 0 | 1 | 629.1 | 0 | 0 | 20 | 0 | 0 | False
CHP_NG_25_1 | 1 | 1 | 2 | b_s_NG | b_th_HT | b_el | 0.54 | 0.36 |  | 0 | 1 | 420.62 | 0 | 20 | 40 | 0 | 0 | True
CHP_NG_50_1 | 1 | 1 | 2 | b_s_NG | b_th_HT | b_el | 0.53 | 0.37 |  | 0 | 1 | 241.61 | 0 | 40 | 80 | 0 | 0 | True
CHP_NG_100_1 | 1 | 1 | 2 | b_s_NG | b_th_HT | b_el | 0.52 | 0.36 |  | 0 | 1 | 215.33 | 0 | 80 | 400 | 0 | 0 | True
CHP_NG_500_1 | 1 | 1 | 2 | b_s_NG | b_th_HT | b_el | 0.47 | 0.4 |  | 0 | 1 | 116.17 | 0 | 400 | 800 | 0 | 0 | True
CHP_NG_1000_1 | 1 | 1 | 2 | b_s_NG | b_th_HT | b_el | 0.45 | 0.42 |  | 0 | 1 | 104.34 | 0 | 800 | 100000 | 0 | 0 | True

## hp
label | type | active | n_inputs | n_outputs | from | from_2 | to 1 | to 2 | efficiency 1 | efficiency 2 | capacity 1 | capacity 2 | variable efficiency | variable input costs | invest | ep_costs | minimum | maximum | offset | renewable_share | nonconvex
ASHP_10 | ASHP_HT | 0 | 1 | 1 | b_el |  | b_th_HT | 1 | 1 | 1 | 1e+20 |  | 1 | 0 | 1 | 175.3351 | 0 | 15 | 0 | 0 | False
ASHP_20 | ASHP_HT | 0 | 1 | 1 | b_el |  | b_th_HT | 1 | 1 | 1 | 1e+20 |  | 1 | 0 | 1 | 117.3161 | 15 | 40 | 0 | 0 | True
ASHP_50 | ASHP_HT | 0 | 1 | 1 | b_el |  | b_th_HT | 1 | 1 | 1 | 1e+20 |  | 1 | 0 | 1 | 77.7847 | 40 | 80 | 0 | 0 | True
ASHP_100 | ASHP_HT | 0 | 1 | 1 | b_el |  | b_th_HT | 1 | 1 | 1 | 1e+20 |  | 1 | 0 | 1 | 58.8475 | 80 | 10000 | 0 | 0 | True
ASHP_500 | ASHP_HT | 0 | 1 | 1 | b_el |  | b_th_HT | 1 | 1 | 1 | 1e+20 |  | 1 | 0 | 1 | 96.8264 | 400 | 10000 | 0 | 0 | True
GSHP_C_10 | GSHP_C_HT | 0 | 2 | 1 | b_el | b_s_GS_C | b_th_HT | 1 | 1 | 1 | 1e+20 | 1e+20 | 1 | 0 | 1 | 164.9523 | 0 | 15 | 0 | 0 | False
GSHP_C_20 | GSHP_C_HT | 0 | 2 | 1 | b_el | b_s_GS_C | b_th_HT | 1 | 1 | 1 | 1e+20 | 1e+20 | 1 | 0 | 1 | 117.2819 | 15 | 40 | 0 | 0 | True
GSHP_C_50 | GSHP_C_HT | 0 | 2 | 1 | b_el | b_s_GS_C | b_th_HT | 1 | 1 | 1 | 1e+20 | 1e+20 | 1 | 0 | 1 | 84.5567 | 40 | 80 | 0 | 0 | True
GSHP_C_100 | GSHP_C_HT | 0 | 2 | 1 | b_el | b_s_GS_C | b_th_HT | 1 | 1 | 1 | 1e+20 | 1e+20 | 1 | 0 | 1 | 68.898 | 80 | 10000 | 0 | 0 | True
GSHP_B_10 | GSHP_B_HT | 0 | 2 | 1 | b_el | b_s_GS_B | b_th_HT | 1 | 1 | 1 | 1e+20 | 1e+20 | 1 | 0 | 1 | 331.3388 | 0 | 15 | 0 | 0 | False
GSHP_B_20 | GSHP_B_HT | 0 | 2 | 1 | b_el | b_s_GS_B | b_th_HT | 1 | 1 | 1 | 1e+20 | 1e+20 | 1 | 0 | 1 | 283.3332 | 15 | 40 | 0 | 0 | True
GSHP_B_50 | GSHP_B_HT | 0 | 2 | 1 | b_el | b_s_GS_B | b_th_HT | 1 | 1 | 1 | 1e+20 | 1e+20 | 1 | 0 | 1 | 250.6059 | 40 | 80 | 0 | 0 | True
GSHP_B_100 | GSHP_B_HT | 0 | 2 | 1 | b_el | b_s_GS_B | b_th_HT | 1 | 1 | 1 | 1e+20 | 1e+20 | 1 | 0 | 1 | 234.948 | 80 | 160 | 0 | 0 | True
GSHP_B_200 | GSHP_B_HT | 0 | 2 | 1 | b_el | b_s_GS_B | b_th_HT | 1 | 1 | 1 | 1e+20 | 1e+20 | 1 | 0 | 1 | 207.9842 | 160 | 10000 | 0 | 0 | True
ASHP_10_1 | ASHP_HT | 1 | 1 | 1 | b_el |  | b_th_HT | 1 | 1 | 1 | 1e+20 |  | 1 | 0 | 1 | 175.3351 | 0 | 15 | 0 | 0 | False
ASHP_20_1 | ASHP_HT | 1 | 1 | 1 | b_el |  | b_th_HT | 1 | 1 | 1 | 1e+20 |  | 1 | 0 | 1 | 117.3161 | 15 | 40 | 0 | 0 | True
ASHP_50_1 | ASHP_HT | 1 | 1 | 1 | b_el |  | b_th_HT | 1 | 1 | 1 | 1e+20 |  | 1 | 0 | 1 | 77.7847 | 40 | 80 | 0 | 0 | True
ASHP_100_1 | ASHP_HT | 1 | 1 | 1 | b_el |  | b_th_HT | 1 | 1 | 1 | 1e+20 |  | 1 | 0 | 1 | 58.8475 | 80 | 10000 | 0 | 0 | True
ASHP_500_1 | ASHP_HT | 1 | 1 | 1 | b_el |  | b_th_HT | 1 | 1 | 1 | 1e+20 |  | 1 | 0 | 1 | 96.8264 | 400 | 10000 | 0 | 0 | True
GSHP_C_10_1 | GSHP_C_HT | 1 | 2 | 1 | b_el | b_s_GS_C | b_th_HT | 1 | 1 | 1 | 1e+20 | 1e+20 | 1 | 0 | 1 | 164.9523 | 0 | 15 | 0 | 0 | False
GSHP_C_20_1 | GSHP_C_HT | 1 | 2 | 1 | b_el | b_s_GS_C | b_th_HT | 1 | 1 | 1 | 1e+20 | 1e+20 | 1 | 0 | 1 | 117.2819 | 15 | 40 | 0 | 0 | True
GSHP_C_50_1 | GSHP_C_HT | 1 | 2 | 1 | b_el | b_s_GS_C | b_th_HT | 1 | 1 | 1 | 1e+20 | 1e+20 | 1 | 0 | 1 | 84.5567 | 40 | 80 | 0 | 0 | True
GSHP_C_100_1 | GSHP_C_HT | 1 | 2 | 1 | b_el | b_s_GS_C | b_th_HT | 1 | 1 | 1 | 1e+20 | 1e+20 | 1 | 0 | 1 | 68.898 | 80 | 10000 | 0 | 0 | True
GSHP_B_10_1 | GSHP_B_HT | 1 | 2 | 1 | b_el | b_s_GS_B | b_th_HT | 1 | 1 | 1 | 1e+20 | 1e+20 | 1 | 0 | 1 | 331.3388 | 0 | 15 | 0 | 0 | False
GSHP_B_20_1 | GSHP_B_HT | 1 | 2 | 1 | b_el | b_s_GS_B | b_th_HT | 1 | 1 | 1 | 1e+20 | 1e+20 | 1 | 0 | 1 | 283.3332 | 15 | 40 | 0 | 0 | True
GSHP_B_50_1 | GSHP_B_HT | 1 | 2 | 1 | b_el | b_s_GS_B | b_th_HT | 1 | 1 | 1 | 1e+20 | 1e+20 | 1 | 0 | 1 | 250.6059 | 40 | 80 | 0 | 0 | True
GSHP_B_100_1 | GSHP_B_HT | 1 | 2 | 1 | b_el | b_s_GS_B | b_th_HT | 1 | 1 | 1 | 1e+20 | 1e+20 | 1 | 0 | 1 | 234.948 | 80 | 160 | 0 | 0 | True
GSHP_B_200_1 | GSHP_B_HT | 1 | 2 | 1 | b_el | b_s_GS_B | b_th_HT | 1 | 1 | 1 | 1e+20 | 1e+20 | 1 | 0 | 1 | 207.9842 | 160 | 10000 | 0 | 0 | True

## z_hp
label | type | active | n_inputs | n_outputs | from | from_2 | to | to_2 | efficiency_1 | efficiency_2 | capacity_1 | capacity_2 | variable efficiency | variable input costs | invest | ep_costs | minimum | maximum | offset | renewable_share | nonconvex

## feed_in_trafo
label | active | n_inputs | n_outputs | from | to 1 | efficiency 1 | efficiency 2 | capacity 1 | capacity 2 | variable efficiency | variable input costs | invest | ep_costs | minimum | maximum | offset | emission_factor | runtime_limit
z_PV_Einspeisung | 0 | 1 | 1 | b_el_PV | b_el_Einspeisung | 1 |  | 10000000000 |  |  | -0.113 | 0 |  |  |  |  | -0.34 | 0
z_BHKW_Einspeisung_mF_50 | 0 | 1 | 1 | b_el_BHKW_50 | b_el_Einspeisung | 1 |  | 10000000000 |  |  | -0.16 | 0 |  |  |  |  | -0.34 | 1
z_BHKW_Einspeisung_mF_100 | 0 | 1 | 1 | b_el_BHKW_100 | b_el_Einspeisung | 1 |  | 10000000000 |  |  | -0.07 | 0 |  |  |  |  | -0.34 | 1
z_BHKW_Einspeisung_mF_500 | 0 | 1 | 1 | b_el_BHKW_500 | b_el_Einspeisung | 1 |  | 10000000000 |  |  | -0.051 | 0 |  |  |  |  | -0.34 | 1
z_BHKW_Einspeisung_mF_1000 | 0 | 1 | 1 | b_el_BHKW_1000 | b_el_Einspeisung | 1 |  | 10000000000 |  |  | -0.0587 | 0 |  |  |  |  | -0.34 | 1
z_BHKW_Einspeisung_oF_50 | 0 | 1 | 1 | b_el_BHKW_50 | b_el_Einspeisung | 1 |  | 10000000000 |  |  | -0.001 | 0 |  |  |  |  | -0.34 | 0
z_BHKW_Einspeisung_oF_100 | 0 | 1 | 1 | b_el_BHKW_100 | b_el_Einspeisung | 1 |  | 10000000000 |  |  | -0.001 | 0 |  |  |  |  | -0.34 | 0
z_BHKW_Einspeisung_oF_500 | 0 | 1 | 1 | b_el_BHKW_500 | b_el_Einspeisung | 1 |  | 10000000000 |  |  | -0.001 | 0 |  |  |  |  | -0.34 | 0
z_BHKW_Einspeisung_oF_1000 | 0 | 1 | 1 | b_el_BHKW_1000 | b_el_Einspeisung | 1 |  | 10000000000 |  |  | -0.001 | 0 |  |  |  |  | -0.34 | 0

## time_series
timestamp | Last_th.fix | PV.fix | ASHP_HT.fix | GSHP_C_HT.fix | GSHP_B_HT.fix | Loss.fix
0 | 5.8713e-05 | 0.0067474 | 3.2144 | 2.615 | 3.0192 | 0
1 | 0.00022214 | 0.0066068 | 3.2107 | 2.615 | 3.0192 | 0.00012062
2 | 0.00022234 | 0.0066509 | 3.2107 | 2.615 | 3.0192 | 0.00012018
3 | 0.00022195 | 0.0059318 | 3.201 | 2.615 | 3.0192 | 0.00012018
4 | 0.00022362 | 0.0054518 | 3.1913 | 2.615 | 3.0192 | 0.00012019
5 | 0.0002222 | 0.0048788 | 3.1817 | 2.615 | 3.0192 | 0.0001202
6 | 0.00023582 | 0.0048409 | 3.1817 | 2.615 | 3.0192 | 0.0001202
7 | 0.00025561 | 0.0048164 | 3.1805 | 2.615 | 3.0192 | 0.00011984
8 | 0.00023165 | 0.0050633 | 3.1853 | 2.615 | 3.0192 | 0.00012002
9 | 0.0002237 | 0.0050483 | 3.1841 | 2.615 | 3.0192 | 0.0001203
10 | 0.00022186 | 0.0071557 | 3.218 | 2.615 | 3.0192 | 0.00012024
11 | 0.000229 | 0.01 | 3.2615 | 2.615 | 3.0192 | 0.00012026
12 | 0.00024948 | 0.01081 | 3.2716 | 2.615 | 3.0192 | 0.00011969
13 | 0.00023594 | 0.01152 | 3.2805 | 2.615 | 3.0192 | 0.00012053
14 | 0.0002292 | 0.010244 | 3.2653 | 2.615 | 3.0192 | 0.00012054
15 | 0.00021898 | 0.0083164 | 3.2377 | 2.615 | 3.0192 | 0.00012031
16 | 0.00021038 | 0.0053841 | 3.1889 | 2.615 | 3.0192 | 0.00012025
17 | 0.00020982 | 0.0010567 | 3.1241 | 2.615 | 3.0192 | 0.00012015
18 | 0.0002138 | 0.000504 | 3.1172 | 2.615 | 3.0192 | 0.00011996
19 | 0.00021992 | 0.000504 | 3.1172 | 2.615 | 3.0192 | 0.00011976
20 | 0.00023485 | 0 | 3.1114 | 2.615 | 3.0192 | 0.00012057
21 | 0.00022759 | 0 | 3.1057 | 2.615 | 3.0192 | 0.00011975
22 | 0.00021402 | 0 | 3.0842 | 2.615 | 3.0192 | 0.00012003
23 | 0.00021226 | 0.00091813 | 3.1229 | 2.615 | 3.0192 | 0.00012027
24 | 0.00021092 | 0 | 3.1057 | 2.615 | 3.0192 | 0.00012031
25 | 0.00020973 | 0 | 3.1091 | 2.615 | 3.0192 | 0.00012031
26 | 0.0002087 | 0.0048201 | 3.1805 | 2.615 | 3.0192 | 0.00012032
27 | 0.00020854 | 0.0014151 | 3.131 | 2.615 | 3.0192 | 0.00012033
28 | 0.00021036 | 0.00032142 | 3.1149 | 2.615 | 3.0192 | 0.00012029
29 | 0.00020854 | 0.0020639 | 3.1415 | 2.615 | 3.0192 | 0.00012034
30 | 0.00022453 | 0.0054075 | 3.1901 | 2.615 | 3.0192 | 0.00012035
31 | 0.0002179 | 0.0047544 | 3.1793 | 2.615 | 3.0192 | 0.00012
32 | 0.00019073 | 0.004145 | 3.1721 | 2.615 | 3.0192 | 0.00012044
33 | 0.00019371 | 0.003354 | 3.1626 | 2.615 | 3.0192 | 0.00012047
34 | 0.00017831 | 0.0042479 | 3.1721 | 2.615 | 3.0192 | 0.00012032
35 | 0.0001831 | 0.0078564 | 3.2316 | 2.615 | 3.0192 | 0.00012047
36 | 0.00018453 | 0.007922 | 3.2328 | 2.615 | 3.0192 | 0.00012036
37 | 0.00020324 | 0.0070054 | 3.2168 | 2.615 | 3.0192 | 0.00011972
38 | 0.00016979 | 0.0064118 | 3.2072 | 2.615 | 3.0192 | 0.00012069
39 | 0.00015239 | 0.0069263 | 3.2168 | 2.615 | 3.0192 | 0.00012021
40 | 0.00014889 | 0.0041849 | 3.1721 | 2.615 | 3.0192 | 0.00011648
41 | 0.00016889 | 0.00339 | 3.1638 | 2.615 | 3.0192 | 0.00012087
42 | 0.00017279 | 0.00099138 | 3.1241 | 2.615 | 3.0192 | 0.00011915
43 | 0.0002211 | 0 | 3.1023 | 2.615 | 3.0192 | 0.00011879
44 | 0.00023971 | 0 | 3.0486 | 2.615 | 3.0192 | 0.00012059
45 | 0.00023889 | 0 | 3.0464 | 2.615 | 3.0192 | 0.00011918
46 | 0.00023882 | 0 | 3.0943 | 2.615 | 3.0192 | 0.00012077
47 | 0.00023753 | 0 | 3.0596 | 2.615 | 3.0192 | 0.00012061
48 | 0.00023688 | 0 | 3.0652 | 2.615 | 3.0192 | 0.00012106
49 | 0.00023498 | 0 | 3.0031 | 2.615 | 3.0192 | 0.00012102
50 | 0.00023615 | 0 | 3.0268 | 2.615 | 3.0192 | 0.00012114
51 | 0.00023734 | 0 | 3.0355 | 2.615 | 3.0192 | 0.00012089
52 | 0.00023835 | 0 | 3.0355 | 2.615 | 3.0192 | 0.00012122
53 | 0.00024172 | 0 | 3.0486 | 2.615 | 3.0192 | 0.00012078
54 | 0.000249 | 0 | 3.0541 | 2.615 | 3.0192 | 0.00012121
55 | 0.00022428 | 0 | 3.0246 | 2.615 | 3.0192 | 0.00012019
56 | 0.00016639 | 0 | 3.0442 | 2.615 | 3.0192 | 0.00012029
57 | 0.00015239 | 0 | 3.0387 | 2.615 | 3.0192 | 0.00012075
58 | 0.00015281 | 0 | 3.0552 | 2.615 | 3.0192 | 0.00012091
59 | 0.00014878 | 0 | 3.073 | 2.615 | 3.0192 | 0.00011987
60 | 0.00014353 | 0.0012103 | 3.1299 | 2.615 | 3.0192 | 0.00012091
61 | 0.00014051 | 0 | 3.0797 | 2.615 | 3.0192 | 0.00012084
62 | 0.00013207 | 0 | 3.0955 | 2.615 | 3.0192 | 0.00012066
63 | 0.00011238 | 0 | 3.0376 | 2.615 | 3.0192 | 0.00012018
64 | 0.00011238 | 0 | 2.9746 | 2.615 | 3.0192 | 0.00012022
65 | 0.00013951 | 0 | 2.9662 | 2.615 | 3.0192 | 0.0001207
66 | 0.00014036 | 0 | 2.9313 | 2.615 | 3.0192 | 0.00012089
67 | 0.00018583 | 0 | 2.9621 | 2.615 | 3.0192 | 0.00012013
68 | 0.00021966 | 0 | 2.9181 | 2.615 | 3.0192 | 0.00011921
69 | 0.00022715 | 0 | 2.9662 | 2.615 | 3.0192 | 0.00012094
70 | 0.00023897 | 0 | 2.9621 | 2.615 | 3.0192 | 0.00011799
71 | 0.00024172 | 0 | 2.9404 | 2.615 | 3.0192 | 0.00012121
72 | 0.0002439 | 0 | 2.9302 | 2.615 | 3.0192 | 0.00012104
73 | 0.00024446 | 0 | 2.8502 | 2.615 | 3.0192 | 0.00012058
74 | 0.00024849 | 0 | 2.9141 | 2.615 | 3.0192 | 0.00012112
75 | 0.00025043 | 0 | 2.9323 | 2.615 | 3.0192 | 0.00011988
76 | 0.00025449 | 0 | 2.9343 | 2.615 | 3.0192 | 0.00012032
77 | 0.00025394 | 0 | 2.9333 | 2.615 | 3.0192 | 0.00012082
78 | 0.00026687 | 0 | 2.9282 | 2.615 | 3.0192 | 0.00012054
79 | 0.00025458 | 0 | 2.9292 | 2.615 | 3.0192 | 0.00012062
80 | 0.00018382 | 0 | 2.9211 | 2.615 | 3.0192 | 0.00012084
81 | 0.00016406 | 0 | 2.9292 | 2.615 | 3.0192 | 0.00012106
82 | 0.0001534 | 0 | 2.9476 | 2.615 | 3.0192 | 0.00012089
83 | 0.00015603 | 0 | 2.9569 | 2.615 | 3.0192 | 0.00012032
84 | 0.00014705 | 0 | 2.9415 | 2.615 | 3.0192 | 0.00011996
85 | 0.00014099 | 0 | 2.9131 | 2.615 | 3.0192 | 0.0001208
86 | 0.00013917 | 0 | 2.8608 | 2.615 | 3.0192 | 0.00012076
87 | 0.00013766 | 0 | 2.8349 | 2.615 | 3.0192 | 0.00012063
88 | 0.00016302 | 0 | 2.7891 | 2.615 | 3.0192 | 0.00012018
89 | 0.00014315 | 0 | 2.7672 | 2.615 | 3.0192 | 0.00011994
90 | 0.00014852 | 0 | 2.7465 | 2.615 | 3.0192 | 0.00012034
91 | 0.00019229 | 0 | 2.6854 | 2.615 | 3.0192 | 0.0001206
92 | 0.00022891 | 0 | 2.7174 | 2.615 | 3.0192 | 0.0001216
93 | 0.00023837 | 0 | 2.735 | 2.615 | 3.0192 | 0.00012125
94 | 0.00024581 | 0 | 2.7261 | 2.615 | 3.0192 | 0.00012087
95 | 0.00025214 | 0 | 2.727 | 2.615 | 3.0192 | 0.00012146
96 | 0.00025958 | 0 | 2.7182 | 2.615 | 3.0192 | 0.0001212
97 | 0.00026411 | 0 | 2.6863 | 2.615 | 3.0192 | 0.00012048
98 | 0.00026933 | 0 | 2.1422 | 2.615 | 3.0192 | 0.00012109
99 | 0.00027319 | 0 | 2.1409 | 2.615 | 3.0192 | 0.00011784
100 | 0.00027812 | 0 | 2.1361 | 2.615 | 3.0192 | 0.00012053
101 | 0.00028271 | 0 | 2.1214 | 2.615 | 3.0192 | 0.00011623
102 | 0.00030481 | 0 | 2.1321 | 2.615 | 3.0192 | 0.00012031
103 | 0.00027115 | 0 | 2.1321 | 2.615 | 3.0192 | 0.00011995
104 | 0.00022924 | 0 | 2.6897 | 2.615 | 3.0192 | 0.00012095
105 | 0.00019534 | 0 | 2.7026 | 2.615 | 3.0192 | 0.00012117
106 | 0.00017394 | 0 | 2.1355 | 2.615 | 3.0192 | 0.00012122
107 | 0.00017005 | 0 | 2.1361 | 2.615 | 3.0192 | 0.00011841
108 | 0.00015558 | 0 | 2.7745 | 2.615 | 3.0192 | 0.00012126
109 | 0.00015331 | 0 | 2.8368 | 2.615 | 3.0192 | 0.00012132
110 | 0.00015356 | 0 | 2.8735 | 2.615 | 3.0192 | 0.00011985
111 | 0.00013173 | 0 | 2.8647 | 2.615 | 3.0192 | 0.00012051
112 | 0.00012893 | 0 | 2.8378 | 2.615 | 3.0192 | 0.00012093
113 | 0.00013499 | 0 | 2.8207 | 2.615 | 3.0192 | 0.00012099
114 | 0.00013228 | 0 | 2.8011 | 2.615 | 3.0192 | 0.00012128
115 | 0.0001735 | 0 | 2.7827 | 2.615 | 3.0192 | 0.00012117
116 | 0.00020896 | 0 | 2.7636 | 2.615 | 3.0192 | 0.00011914
117 | 0.00022094 | 0 | 2.7609 | 2.615 | 3.0192 | 0.00012047
118 | 0.00021045 | 0 | 2.7403 | 2.615 | 3.0192 | 0.00012154
119 | 0.00021534 | 0 | 2.7182 | 2.615 | 3.0192 | 0.00012131
120 | 0.00022137 | 0 | 2.7026 | 2.615 | 3.0192 | 0.00012024
121 | 0.00022593 | 0 | 2.694 | 2.615 | 3.0192 | 0.00012063
122 | 0.00022875 | 0 | 2.1294 | 2.615 | 3.0192 | 0.00011834
123 | 0.00023254 | 0 | 2.1042 | 2.615 | 3.0192 | 0.00012073
124 | 0.00023704 | 0 | 2.0707 | 2.615 | 3.0192 | 0.00011886
125 | 0.00024529 | 0 | 2.0562 | 2.615 | 3.0192 | 0.00012127
126 | 0.00025161 | 0 | 2.0556 | 2.615 | 3.0192 | 0.00011902
127 | 0.00025907 | 0 | 2.005 | 2.615 | 3.0192 | 0.00012093
128 | 0.00019626 | 0 | 2.0092 | 2.615 | 3.0192 | 0.00012024
129 | 0.00017848 | 0 | 2.1115 | 2.615 | 3.0192 | 0.00012116
130 | 0.0001758 | 0 | 2.147 | 2.615 | 3.0192 | 0.00012128
131 | 0.00017097 | 0 | 2.7314 | 2.615 | 3.0192 | 0.00012126
132 | 0.00014698 | 0 | 2.7763 | 2.615 | 3.0192 | 0.00012015
133 | 0.00014799 | 0 | 2.8207 | 2.615 | 3.0192 | 0.00012127
134 | 0.00014698 | 0 | 2.7965 | 2.615 | 3.0192 | 0.00011932
135 | 0.00013055 | 0 | 2.7209 | 2.615 | 3.0192 | 0.00012098
136 | 0.00012922 | 0 | 2.1082 | 2.615 | 3.0192 | 0.00012021
137 | 0.00013305 | 0 | 2.1036 | 2.615 | 3.0192 | 0.00012061
138 | 0.00014155 | 0 | 2.0525 | 2.615 | 3.0192 | 0.00011894
139 | 0.00019068 | 0 | 2.0784 | 2.615 | 3.0192 | 0.00012083
140 | 0.00021958 | 0 | 2.1088 | 2.615 | 3.0192 | 0.00011337
141 | 0.00022847 | 0 | 2.1003 | 2.615 | 3.0192 | 0.0001214
142 | 0.00022835 | 0 | 2.1134 | 2.615 | 3.0192 | 0.00012105
143 | 0.0002342 | 0 | 2.1134 | 2.615 | 3.0192 | 0.00012167
144 | 0.00024137 | 0 | 2.1042 | 2.615 | 3.0192 | 0.00012173
145 | 0.00024802 | 0 | 2.1267 | 2.615 | 3.0192 | 0.00012153
146 | 0.00025172 | 0 | 2.1402 | 2.615 | 3.0192 | 0.00012173
147 | 0.00025542 | 0 | 2.1334 | 2.615 | 3.0192 | 0.00012177
148 | 0.00026194 | 0 | 2.1181 | 2.615 | 3.0192 | 0.00012173
149 | 0.00026318 | 0 | 2.1221 | 2.615 | 3.0192 | 0.00012
150 | 0.0002788 | 0 | 2.1221 | 2.615 | 3.0192 | 0.00012162
151 | 0.00025107 | 0 | 2.1321 | 2.615 | 3.0192 | 0.00012021
152 | 0.00019386 | 0 | 2.1382 | 2.615 | 3.0192 | 0.00012121
153 | 0.00017557 | 0 | 2.6897 | 2.615 | 3.0192 | 0.00012144
154 | 0.00016539 | 0 | 2.694 | 2.615 | 3.0192 | 0.00012023
155 | 0.00016162 | 0 | 2.7226 | 2.615 | 3.0192 | 0.00012133
156 | 0.0001539 | 0 | 2.7465 | 2.615 | 3.0192 | 0.00011961
157 | 0.00015768 | 0 | 2.7573 | 2.615 | 3.0192 | 0.00012051
158 | 0.00015943 | 0 | 2.7618 | 2.615 | 3.0192 | 0.00012155
159 | 0.00014368 | 0 | 2.76 | 2.615 | 3.0192 | 0.00012084
160 | 0.00014259 | 0 | 2.7501 | 2.615 | 3.0192 | 0.00012043
161 | 0.00015626 | 0 | 2.727 | 2.615 | 3.0192 | 0.00012027
162 | 0.00015509 | 0 | 2.7139 | 2.615 | 3.0192 | 0.00012131
163 | 0.00020406 | 0 | 2.1368 | 2.615 | 3.0192 | 0.00010784
164 | 0.00023615 | 0 | 2.1247 | 2.615 | 3.0192 | 0.00012145
165 | 0.00024927 | 0 | 2.1108 | 2.615 | 3.0192 | 0.00012019
166 | 0.00025606 | 0 | 2.1088 | 2.615 | 3.0192 | 0.00012012
167 | 0.00026389 | 0 | 2.1121 | 2.615 | 3.0192 | 0.00012067
168 | 0.00027104 | 0 | 2.0919 | 2.615 | 3.0192 | 0.00012141
169 | 0.00027815 | 0 | 2.1042 | 2.615 | 3.0192 | 0.00012126
170 | 0.0002833 | 0 | 2.1167 | 2.615 | 3.0192 | 0.00012086
171 | 0.00028555 | 0 | 2.1023 | 2.615 | 3.0192 | 0.00011935
172 | 0.00028845 | 0 | 2.0835 | 2.615 | 3.0192 | 0.00012054
173 | 0.00030397 | 0 | 2.0784 | 2.615 | 3.0192 | 0.00011984
174 | 0.00030608 | 0 | 2.0688 | 2.615 | 3.0192 | 0.00012034
175 | 0.00027488 | 0 | 2.0619 | 2.615 | 3.0192 | 0.00012121
176 | 0.00022393 | 0 | 2.0688 | 2.615 | 3.0192 | 0.00012116
177 | 0.00020713 | 0 | 2.0906 | 2.615 | 3.0192 | 0.00012168
178 | 0.00020439 | 0 | 2.1023 | 2.615 | 3.0192 | 0.00012164
179 | 0.00019639 | 0 | 2.1436 | 2.615 | 3.0192 | 0.00012164
180 | 0.00018882 | 0 | 2.1429 | 2.615 | 3.0192 | 0.00011892
181 | 0.00019558 | 0 | 2.1287 | 2.615 | 3.0192 | 0.00012136
182 | 0.00020419 | 0 | 2.1409 | 2.615 | 3.0192 | 0.0001218
183 | 0.00017876 | 0 | 2.147 | 2.615 | 3.0192 | 0.00012075
184 | 0.00017958 | 0 | 2.6957 | 2.615 | 3.0192 | 0.00012155
185 | 0.00017406 | 0 | 2.7 | 2.615 | 3.0192 | 0.00012153
186 | 0.00017947 | 0 | 2.1402 | 2.615 | 3.0192 | 0.0001215
187 | 0.00022028 | 0 | 2.1355 | 2.615 | 3.0192 | 0.00011833
188 | 0.00025388 | 0 | 2.694 | 2.615 | 3.0192 | 0.00012161
189 | 0.00026226 | 0 | 2.7191 | 2.615 | 3.0192 | 0.00012114
190 | 0.000263 | 0 | 2.7447 | 2.615 | 3.0192 | 0.00012008
191 | 0.00026766 | 0 | 2.7492 | 2.615 | 3.0192 | 0.00011976
192 | 0.00027379 | 0 | 2.72 | 2.615 | 3.0192 | 0.00012095
193 | 0.0002808 | 0 | 2.7095 | 2.615 | 3.0192 | 0.00012071
194 | 0.00028553 | 0 | 2.7095 | 2.615 | 3.0192 | 0.00011976
195 | 0.0002901 | 0 | 2.6897 | 2.615 | 3.0192 | 0.0001202
196 | 0.00029451 | 0 | 2.1395 | 2.615 | 3.0192 | 0.000119
197 | 0.00031727 | 0 | 2.1361 | 2.615 | 3.0192 | 0.00011867
198 | 0.00031463 | 0 | 2.1382 | 2.615 | 3.0192 | 0.00011934
199 | 0.00029321 | 0 | 2.7367 | 2.615 | 3.0192 | 0.00012096
200 | 0.00022342 | 0 | 2.8011 | 2.615 | 3.0192 | 0.00012111
201 | 0.00019943 | 0 | 2.816 | 2.615 | 3.0192 | 0.00012118
202 | 0.00017095 | 0 | 2.8114 | 2.615 | 3.0192 | 0.00012127
203 | 0.00018506 | 0 | 2.8226 | 2.615 | 3.0192 | 0.00011631
204 | 0.00017604 | 0 | 2.8273 | 2.615 | 3.0192 | 0.00012192
205 | 0.00017872 | 0 | 2.8359 | 2.615 | 3.0192 | 0.0001218
206 | 0.00017382 | 0 | 2.8416 | 2.615 | 3.0192 | 0.00012197
207 | 0.00016655 | 0 | 2.8273 | 2.615 | 3.0192 | 0.00012105
208 | 0.00015984 | 0 | 2.8095 | 2.615 | 3.0192 | 0.00012174
209 | 0.00015885 | 0 | 2.7928 | 2.615 | 3.0192 | 0.00012185
210 | 0.00016675 | 0 | 2.7726 | 2.615 | 3.0192 | 0.00011971
211 | 0.00021382 | 0 | 2.7645 | 2.615 | 3.0192 | 0.00011765
212 | 0.00024688 | 0 | 2.7403 | 2.615 | 3.0192 | 0.0001201
213 | 0.00025203 | 0 | 2.7367 | 2.615 | 3.0192 | 0.0001127
214 | 0.00025212 | 0 | 2.7367 | 2.615 | 3.0192 | 0.00011875
215 | 0.00025783 | 0 | 2.7061 | 2.615 | 3.0192 | 0.00011941
216 | 0.00026529 | 0 | 2.7412 | 2.615 | 3.0192 | 0.0001187
217 | 0.00027028 | 0 | 2.7235 | 2.615 | 3.0192 | 0.00011974
218 | 0.0002758 | 0 | 2.7412 | 2.615 | 3.0192 | 0.0001185
219 | 0.00028146 | 0 | 2.7061 | 2.615 | 3.0192 | 0.00011742
220 | 0.00028653 | 0 | 2.0977 | 2.615 | 3.0192 | 0.00011605
221 | 0.00030432 | 0 | 2.0739 | 2.615 | 3.0192 | 0.00011616
222 | 0.00030781 | 0 | 2.0525 | 2.615 | 3.0192 | 0.00011774
223 | 0.00028351 | 0 | 2.0315 | 2.615 | 3.0192 | 0.0001214
224 | 0.0002296 | 0 | 2.0291 | 2.615 | 3.0192 | 0.00012192
225 | 0.00022233 | 0 | 2.0494 | 2.615 | 3.0192 | 0.00012189
226 | 0.00020893 | 0 | 2.1003 | 2.615 | 3.0192 | 0.00012133
227 | 0.00021077 | 0 | 2.7341 | 2.615 | 3.0192 | 0.00012168
228 | 0.00019562 | 0 | 2.816 | 2.615 | 3.0192 | 0.00012204
229 | 0.00019168 | 0 | 2.8521 | 2.615 | 3.0192 | 0.0001214
230 | 0.00018585 | 0 | 2.856 | 2.615 | 3.0192 | 0.00012142
231 | 0.00017602 | 0 | 2.8416 | 2.615 | 3.0192 | 0.00012183
232 | 0.00017322 | 0 | 2.7078 | 2.615 | 3.0192 | 0.00012116
233 | 0.00017377 | 0 | 2.1101 | 2.615 | 3.0192 | 0.00012193
234 | 0.00018691 | 0 | 2.0932 | 2.615 | 3.0192 | 0.00012197
235 | 0.0002257 | 0 | 2.0619 | 2.615 | 3.0192 | 0.00012268
236 | 0.00026091 | 0 | 2.0116 | 2.615 | 3.0192 | 0.00012035
237 | 0.00026456 | 0 | 1.9968 | 2.615 | 3.0192 | 0.00011374
238 | 0.00026686 | 0 | 2.0224 | 2.615 | 3.0192 | 0.00012112
239 | 0.00027079 | 0 | 1.9771 | 2.603 | 3.0027 | 0.00012011
240 | 0.0002776 | 0 | 1.9698 | 2.5976 | 2.9953 | 0.00011993
241 | 0.0002826 | 0 | 1.9424 | 2.5771 | 2.9672 | 0.00012005
242 | 0.00028665 | 0 | 1.9447 | 2.5789 | 2.9696 | 0.00011998
243 | 0.00029122 | 0 | 1.94 | 2.5753 | 2.9648 | 0.00011791
244 | 0.00029435 | 0 | 1.9284 | 2.5665 | 2.9528 | 0.00011837
245 | 0.00030303 | 0 | 1.9261 | 2.5648 | 2.9504 | 0.00012004
246 | 0.0003153 | 0 | 1.9067 | 2.5501 | 2.9303 | 0.00011917
247 | 0.00028844 | 0 | 1.8933 | 2.5398 | 2.9163 | 0.00012172
248 | 0.00023048 | 0 | 1.8758 | 2.5263 | 2.8979 | 0.00012182
249 | 0.00021933 | 0 | 1.9192 | 2.5596 | 2.9433 | 0.00012206
250 | 0.000211 | 0 | 2.0389 | 2.615 | 3.0192 | 0.00012192
251 | 0.00020988 | 0 | 2.1088 | 2.615 | 3.0192 | 0.00011953
252 | 0.0002017 | 0 | 2.6992 | 2.615 | 3.0192 | 0.00012049
253 | 0.00019631 | 0 | 2.7456 | 2.615 | 3.0192 | 0.00012147
254 | 0.00019401 | 0 | 2.7332 | 2.615 | 3.0192 | 0.00012149
255 | 0.00017408 | 0 | 2.1402 | 2.615 | 3.0192 | 0.00012177
256 | 0.00016541 | 0 | 2.0997 | 2.615 | 3.0192 | 0.00012173
257 | 0.00016298 | 0 | 2.0682 | 2.615 | 3.0192 | 0.00012187
258 | 0.00018552 | 0 | 2.0951 | 2.615 | 3.0192 | 0.00011999
259 | 0.00022681 | 0 | 2.1101 | 2.615 | 3.0192 | 0.00011721
260 | 0.0002542 | 0 | 2.1234 | 2.615 | 3.0192 | 0.00012152
261 | 0.00026346 | 0 | 2.1088 | 2.615 | 3.0192 | 0.00012004
262 | 0.00026217 | 0 | 2.1234 | 2.615 | 3.0192 | 0.00012226
263 | 0.00026692 | 0 | 2.1294 | 2.615 | 3.0192 | 0.00012084
264 | 0.00027445 | 0 | 2.1361 | 2.615 | 3.0192 | 0.00012221
265 | 0.00027998 | 0 | 2.6957 | 2.615 | 3.0192 | 0.00012132
266 | 0.00028462 | 0 | 2.7043 | 2.615 | 3.0192 | 0.00012208
267 | 0.00028863 | 0 | 2.688 | 2.615 | 3.0192 | 0.00012212
268 | 0.00029423 | 0 | 2.6992 | 2.615 | 3.0192 | 0.0001212
269 | 0.00029485 | 0 | 2.6854 | 2.615 | 3.0192 | 0.0001197
270 | 0.00030527 | 0 | 2.6966 | 2.615 | 3.0192 | 0.00012152
271 | 0.00028408 | 0 | 2.6974 | 2.615 | 3.0192 | 0.00012161
272 | 0.00024206 | 0 | 2.6983 | 2.615 | 3.0192 | 0.00012187
273 | 0.0002062 | 0 | 2.7288 | 2.615 | 3.0192 | 0.00012166
274 | 0.00019152 | 0 | 2.769 | 2.615 | 3.0192 | 0.00012206
275 | 0.000188 | 0 | 2.8236 | 2.615 | 3.0192 | 0.00012133
276 | 0.00017803 | 0 | 2.8521 | 2.615 | 3.0192 | 0.00012218
277 | 0.00018066 | 0 | 2.8095 | 2.615 | 3.0192 | 0.00012219
278 | 0.00020077 | 0 | 2.8095 | 2.615 | 3.0192 | 0.0001211
279 | 0.00017109 | 0 | 2.8058 | 2.615 | 3.0192 | 0.00012157
280 | 0.00016993 | 0 | 2.7919 | 2.615 | 3.0192 | 0.00012133
281 | 0.00016674 | 0 | 2.7528 | 2.615 | 3.0192 | 0.00012135
282 | 0.00017264 | 0 | 2.7367 | 2.615 | 3.0192 | 0.00012148
283 | 0.00025027 | 0 | 2.7226 | 2.615 | 3.0192 | 0.00012192
284 | 0.00026313 | 0 | 2.694 | 2.615 | 3.0192 | 0.00012235
285 | 0.00027956 | 0 | 2.6897 | 2.615 | 3.0192 | 0.00011322
286 | 0.00027783 | 0 | 2.6983 | 2.615 | 3.0192 | 0.00012034
287 | 0.00028713 | 0 | 2.6889 | 2.615 | 3.0192 | 0.00012128
288 | 0.00029523 | 0 | 2.6983 | 2.615 | 3.0192 | 0.00012136
289 | 0.00030113 | 0 | 2.694 | 2.615 | 3.0192 | 0.00012121
290 | 0.00030744 | 0 | 2.6983 | 2.615 | 3.0192 | 0.00012067
291 | 0.0003104 | 0 | 2.7017 | 2.615 | 3.0192 | 0.00012055
292 | 0.00031511 | 0 | 2.7 | 2.615 | 3.0192 | 0.00011928
293 | 0.00033379 | 0 | 2.7017 | 2.615 | 3.0192 | 0.00011797
294 | 0.00033692 | 0 | 2.7026 | 2.615 | 3.0192 | 0.00011982
295 | 0.00029772 | 0 | 2.694 | 2.615 | 3.0192 | 0.00012143
296 | 0.00023203 | 0 | 2.6897 | 2.615 | 3.0192 | 0.00012211
297 | 0.00022655 | 0 | 2.6863 | 2.615 | 3.0192 | 0.00012232
298 | 0.00020259 | 0 | 2.6897 | 2.615 | 3.0192 | 0.00012157
299 | 0.00020341 | 0 | 2.7026 | 2.615 | 3.0192 | 0.00012166
300 | 0.00019963 | 0 | 2.7078 | 2.615 | 3.0192 | 0.00012236
301 | 0.00020766 | 0 | 2.7069 | 2.615 | 3.0192 | 0.00012159
302 | 0.00021584 | 0 | 2.7121 | 2.615 | 3.0192 | 0.00012234
303 | 0.00017111 | 0 | 2.7043 | 2.615 | 3.0192 | 0.00012206
304 | 0.00016031 | 0 | 2.7061 | 2.615 | 3.0192 | 0.00012159
305 | 0.00015759 | 0 | 2.7061 | 2.615 | 3.0192 | 0.00012198
306 | 0.00016293 | 0 | 2.7174 | 2.615 | 3.0192 | 0.00012226
307 | 0.00021378 | 0 | 2.7174 | 2.615 | 3.0192 | 0.00012177
308 | 0.00024953 | 0 | 2.7501 | 2.615 | 3.0192 | 0.00011995
309 | 0.00025638 | 0 | 2.7367 | 2.615 | 3.0192 | 0.0001205
310 | 0.00026254 | 0 | 2.7332 | 2.615 | 3.0192 | 0.00012205
311 | 0.00027475 | 0 | 2.7367 | 2.615 | 3.0192 | 0.00012236
312 | 0.000288 | 0 | 2.7323 | 2.615 | 3.0192 | 0.00012208
313 | 0.00029575 | 0 | 2.7332 | 2.615 | 3.0192 | 0.00012001
314 | 0.00030259 | 0 | 2.7465 | 2.615 | 3.0192 | 0.00012021
315 | 0.00030527 | 0 | 2.7483 | 2.615 | 3.0192 | 0.00011986
316 | 0.00030779 | 0 | 2.769 | 2.615 | 3.0192 | 0.00011848
317 | 0.00030788 | 0 | 2.7781 | 2.615 | 3.0192 | 0.00012006
318 | 0.00032001 | 0 | 2.76 | 2.615 | 3.0192 | 0.00012006
319 | 0.00029306 | 0 | 2.7808 | 2.615 | 3.0192 | 0.00012219
320 | 0.00023733 | 0 | 2.8002 | 2.615 | 3.0192 | 0.00012234
321 | 0.00021968 | 0 | 2.8104 | 2.615 | 3.0192 | 0.00012239
322 | 0.00018263 | 0 | 2.8349 | 2.615 | 3.0192 | 0.00012197
323 | 0.00018173 | 0 | 2.8512 | 2.615 | 3.0192 | 0.00012204
324 | 0.00017853 | 0 | 2.8531 | 2.615 | 3.0192 | 0.00012255
325 | 0.0001806 | 0 | 2.8531 | 2.615 | 3.0192 | 0.00012252
326 | 0.00018315 | 0 | 2.8531 | 2.615 | 3.0192 | 0.00012224
327 | 0.00015414 | 0 | 2.8454 | 2.615 | 3.0192 | 0.00012196
328 | 0.00013905 | 0 | 2.8378 | 2.615 | 3.0192 | 0.00012162
329 | 0.00013573 | 0 | 2.8454 | 2.615 | 3.0192 | 0.00012209
330 | 0.00015239 | 0 | 2.8454 | 2.615 | 3.0192 | 0.00012175
331 | 0.00021922 | 0 | 2.8454 | 2.615 | 3.0192 | 0.00011778
332 | 0.00023771 | 0 | 2.8464 | 2.615 | 3.0192 | 0.00012224
333 | 0.00024326 | 0 | 2.8464 | 2.615 | 3.0192 | 0.00012256
334 | 0.00025765 | 0 | 2.8464 | 2.615 | 3.0192 | 0.000121
335 | 0.0002619 | 0 | 2.8359 | 2.615 | 3.0192 | 0.00012126
336 | 0.00026762 | 0 | 2.8245 | 2.615 | 3.0192 | 0.00012211
337 | 0.00027661 | 0 | 2.8236 | 2.615 | 3.0192 | 0.00012073
338 | 0.00028521 | 0 | 2.8095 | 2.615 | 3.0192 | 0.00011979
339 | 0.00029169 | 0 | 2.7956 | 2.615 | 3.0192 | 0.00011918
340 | 0.00029606 | 0 | 2.7919 | 2.615 | 3.0192 | 0.00011903
341 | 0.00029888 | 0 | 2.7763 | 2.615 | 3.0192 | 0.00012008
342 | 0.00031681 | 0 | 2.7708 | 2.615 | 3.0192 | 0.00011857
343 | 0.00027726 | 0 | 2.7717 | 2.615 | 3.0192 | 0.00012169
344 | 0.00022316 | 0 | 2.7726 | 2.615 | 3.0192 | 0.00012186
345 | 0.00020185 | 0 | 2.7827 | 2.615 | 3.0192 | 0.00012248
346 | 0.0001932 | 0 | 2.7845 | 2.615 | 3.0192 | 0.00012259
347 | 0.00019201 | 0 | 2.8086 | 2.615 | 3.0192 | 0.00012218
348 | 0.00018578 | 0 | 2.8123 | 2.615 | 3.0192 | 0.0001219
349 | 0.00019883 | 0 | 2.8349 | 2.615 | 3.0192 | 0.00012253
350 | 0.00018446 | 0 | 2.8236 | 2.615 | 3.0192 | 0.00012255
351 | 0.00016996 | 0 | 2.8058 | 2.615 | 3.0192 | 0.00012193
352 | 0.00016544 | 0 | 2.7845 | 2.615 | 3.0192 | 0.00012232
353 | 0.00017575 | 0 | 2.7745 | 2.615 | 3.0192 | 0.00012228
354 | 0.00020039 | 0 | 2.7564 | 2.615 | 3.0192 | 0.00012179
355 | 0.0002331 | 0 | 2.7323 | 2.615 | 3.0192 | 0.00012017
356 | 0.00026138 | 0 | 2.7121 | 2.615 | 3.0192 | 0.00012128
357 | 0.00027725 | 0 | 2.6992 | 2.615 | 3.0192 | 0.00011803
358 | 0.00027379 | 0 | 2.6863 | 2.615 | 3.0192 | 0.00012066
359 | 0.00028008 | 0 | 2.6897 | 2.615 | 3.0192 | 0.00012164
360 | 0.00028564 | 0 | 2.1334 | 2.615 | 3.0192 | 0.00012034
361 | 0.00028978 | 0 | 2.1334 | 2.615 | 3.0192 | 0.00012033
362 | 0.00029202 | 0 | 2.1334 | 2.615 | 3.0192 | 0.00011833
363 | 0.00029512 | 0 | 2.1181 | 2.615 | 3.0192 | 0.00012036
364 | 0.00030174 | 0 | 2.1287 | 2.615 | 3.0192 | 0.00012063
365 | 0.00030056 | 0 | 2.1287 | 2.615 | 3.0192 | 0.00012019
366 | 0.00032515 | 0 | 2.1307 | 2.615 | 3.0192 | 0.00011962
367 | 0.00028887 | 0 | 2.1281 | 2.615 | 3.0192 | 0.00012232
368 | 0.00022597 | 0 | 2.1402 | 2.6149 | 3.0192 | 0.00012249
369 | 0.00021969 | 0 | 2.6897 | 2.6149 | 3.0192 | 0.00012139
370 | 0.00020725 | 0 | 2.7113 | 2.6149 | 3.0192 | 0.0001227
371 | 0.0002019 | 0 | 2.7412 | 2.6149 | 3.0192 | 0.0001226
372 | 0.00019191 | 0 | 2.7919 | 2.6149 | 3.0192 | 0.00012152
373 | 0.00018438 | 0 | 2.8011 | 2.6149 | 3.0192 | 0.00012248
374 | 0.00016971 | 0 | 2.8067 | 2.6149 | 3.0192 | 0.00012246
375 | 0.00016697 | 0 | 2.8207 | 2.6149 | 3.0192 | 0.00012237
376 | 0.0001603 | 0 | 2.8302 | 2.6149 | 3.0192 | 0.00012196
377 | 0.00017138 | 0 | 2.8236 | 2.6149 | 3.0192 | 0.00012243
378 | 0.00016801 | 0 | 2.8236 | 2.6149 | 3.0192 | 0.00012261
379 | 0.0002297 | 0 | 2.8406 | 2.6149 | 3.0192 | 0.00012239
380 | 0.00024465 | 0 | 2.8521 | 2.6149 | 3.0192 | 0.00012308
381 | 0.00024817 | 0 | 2.8473 | 2.6149 | 3.0192 | 0.00012238
382 | 0.00025045 | 0 | 2.8531 | 2.6149 | 3.0192 | 0.0001226
383 | 0.00025588 | 0 | 2.8618 | 2.6148 | 3.0192 | 0.00012193
384 | 0.00025896 | 0 | 2.8245 | 2.6148 | 3.0192 | 0.00012203
385 | 0.00025875 | 0 | 2.8273 | 2.6148 | 3.0192 | 0.00012221
386 | 0.00025465 | 0 | 2.8283 | 2.6148 | 3.0192 | 0.00012261
387 | 0.00025426 | 0 | 2.8236 | 2.6148 | 3.0192 | 0.00012281
388 | 0.00026027 | 0 | 2.8283 | 2.6148 | 3.0192 | 0.00012272
389 | 0.00027295 | 0 | 2.8189 | 2.6148 | 3.0192 | 0.00012259
390 | 0.00029201 | 0 | 2.8283 | 2.6148 | 3.0192 | 0.00012092
391 | 0.00025776 | 0 | 2.8283 | 2.6148 | 3.0192 | 0.00012163
392 | 0.00019168 | 0 | 2.8114 | 2.6148 | 3.0192 | 0.00012227
393 | 0.00017397 | 0 | 2.8189 | 2.6148 | 3.0192 | 0.0001224
394 | 0.00017581 | 0 | 2.856 | 2.6148 | 3.0192 | 0.00012104
395 | 0.00017253 | 0 | 2.8872 | 2.6148 | 3.0192 | 0.00012247
396 | 0.00017027 | 0 | 2.9456 | 2.6148 | 3.0192 | 0.00012214
397 | 0.0001683 | 0 | 2.9946 | 2.6148 | 3.0192 | 0.00012217
398 | 0.00015211 | 0 | 2.9662 | 2.6148 | 3.0192 | 0.00012251
399 | 0.00013967 | 0 | 2.9343 | 2.6147 | 3.0192 | 0.0001221
400 | 0.00012969 | 0 | 2.9181 | 2.6147 | 3.0192 | 0.000122
401 | 0.00014966 | 0 | 2.8991 | 2.6147 | 3.0192 | 0.00012206
402 | 0.00015439 | 0 | 2.8872 | 2.6147 | 3.0192 | 0.00012246
403 | 0.00020927 | 0 | 2.8862 | 2.6147 | 3.0192 | 0.00012074
404 | 0.00024942 | 0 | 2.8608 | 2.6147 | 3.0192 | 0.00012336
405 | 0.00025764 | 0 | 2.8608 | 2.6147 | 3.0192 | 0.00012275
406 | 0.00025434 | 0 | 2.8744 | 2.6147 | 3.0192 | 0.00012298
407 | 0.00025908 | 0 | 2.8608 | 2.6147 | 3.0192 | 0.00012194
408 | 0.00026617 | 0 | 2.8862 | 2.6147 | 3.0192 | 0.00012273
409 | 0.00027324 | 0 | 2.8512 | 2.6147 | 3.0192 | 0.0001229
410 | 0.00027731 | 0 | 2.8397 | 2.6147 | 3.0192 | 0.00012245
411 | 0.00028109 | 0 | 2.8464 | 2.6147 | 3.0192 | 0.00012238
412 | 0.00028657 | 0 | 2.8502 | 2.6147 | 3.0192 | 0.00012149
413 | 0.00028853 | 0 | 2.8416 | 2.6147 | 3.0192 | 0.00012121
414 | 0.00030496 | 0 | 2.8493 | 2.6146 | 3.0192 | 0.00012123
415 | 0.00025371 | 0 | 2.8493 | 2.6146 | 3.0192 | 0.00012244
416 | 0.00022907 | 0 | 2.8521 | 2.6146 | 3.0192 | 0.00012201
417 | 0.00018611 | 0 | 2.8628 | 2.6146 | 3.0192 | 0.00012237
418 | 0.00016245 | 0 | 2.8912 | 2.6146 | 3.0192 | 0.00012277
419 | 0.00017194 | 0 | 2.8735 | 2.6146 | 3.0192 | 0.00012224
420 | 0.00016435 | 0 | 2.8803 | 2.6146 | 3.0192 | 0.00012272
421 | 0.00016519 | 0 | 2.8803 | 2.6146 | 3.0192 | 0.00012276
422 | 0.00014665 | 0 | 2.8521 | 2.6146 | 3.0192 | 0.00012197
423 | 0.00014454 | 0 | 2.8151 | 2.6146 | 3.0192 | 0.00012252
424 | 0.00014225 | 0 | 2.8067 | 2.6146 | 3.0192 | 0.00012182
425 | 0.00015758 | 0 | 2.7909 | 2.6146 | 3.0192 | 0.00012177
426 | 0.00016199 | 0 | 2.7873 | 2.6146 | 3.0192 | 0.00012249
427 | 0.0002012 | 0 | 2.7745 | 2.6146 | 3.0192 | 0.00011978
428 | 0.00023687 | 0 | 2.7873 | 2.6146 | 3.0192 | 0.00012058
429 | 0.00024671 | 0 | 2.7946 | 2.6146 | 3.0192 | 0.00012125
430 | 0.000252 | 0 | 2.803 | 2.6145 | 3.0192 | 0.00012184
431 | 0.00025922 | 0 | 2.8011 | 2.6145 | 3.0192 | 0.00012284
432 | 0.00026609 | 0 | 2.803 | 2.6145 | 3.0192 | 0.00012253
433 | 0.0002715 | 0 | 2.7519 | 2.6145 | 3.0192 | 0.000122
434 | 0.00027681 | 0 | 2.0951 | 2.6145 | 3.0192 | 0.00012
435 | 0.00028522 | 0 | 2.1003 | 2.6145 | 3.0192 | 0.00012202
436 | 0.00029367 | 0 | 2.0444 | 2.6145 | 3.0192 | 0.00012026
437 | 0.00029787 | 0 | 2.1023 | 2.6145 | 3.0192 | 0.0001215
438 | 0.00033204 | 0 | 2.0771 | 2.6145 | 3.0192 | 0.00012037
439 | 0.0002747 | 0 | 2.0086 | 2.6145 | 3.0192 | 0.00012225
440 | 0.00023777 | 0 | 2.1088 | 2.6145 | 3.0192 | 0.00012265
441 | 0.00021996 | 0 | 2.6854 | 2.6145 | 3.0192 | 0.00012289
442 | 0.00020637 | 0 | 2.7182 | 2.6145 | 3.0192 | 0.00012293
443 | 0.00019902 | 0 | 2.7376 | 2.6145 | 3.0192 | 0.00012272
444 | 0.00017902 | 0 | 2.7385 | 2.6145 | 3.0192 | 0.00012224
445 | 0.00019017 | 0 | 2.7412 | 2.6144 | 3.0192 | 0.00012304
446 | 0.00017839 | 0 | 2.7314 | 2.6144 | 3.0192 | 0.00012215
447 | 0.00014545 | 0 | 2.7385 | 2.6144 | 3.0192 | 0.00012217
448 | 0.0001432 | 0 | 2.7412 | 2.6144 | 3.0192 | 0.00012244
449 | 0.00015092 | 0 | 2.7465 | 2.6144 | 3.0192 | 0.00012273
450 | 0.00016057 | 0 | 2.769 | 2.6144 | 3.0192 | 0.00012258
451 | 0.00021736 | 0 | 2.7836 | 2.6144 | 3.0192 | 0.00012333
452 | 0.0002408 | 0 | 2.8011 | 2.6144 | 3.0192 | 0.00012235
453 | 0.00024224 | 0 | 2.8142 | 2.6144 | 3.0192 | 0.00012292
454 | 0.00024397 | 0 | 2.7763 | 2.6144 | 3.0192 | 0.00012297
455 | 0.00025046 | 0 | 2.7483 | 2.6144 | 3.0192 | 0.00012308
456 | 0.00025989 | 0 | 2.7314 | 2.6144 | 3.0192 | 0.0001227
457 | 0.00026661 | 0 | 2.7314 | 2.6144 | 3.0192 | 0.00012106
458 | 0.00027113 | 0 | 2.727 | 2.6144 | 3.0192 | 0.00012107
459 | 0.00027519 | 0 | 2.1382 | 2.6144 | 3.0192 | 0.00011733
460 | 0.00028079 | 0 | 2.1456 | 2.6144 | 3.0192 | 0.00012044
461 | 0.0002836 | 0 | 2.1334 | 2.6143 | 3.0192 | 0.00012123
462 | 0.00029372 | 0 | 2.1355 | 2.6143 | 3.0192 | 0.00012103
463 | 0.0002886 | 0 | 2.1247 | 2.6143 | 3.0192 | 0.00012188
464 | 0.00022033 | 0 | 2.1174 | 2.6143 | 3.0192 | 0.00012172
465 | 0.00019597 | 0 | 2.1141 | 2.6143 | 3.0192 | 0.00012272
466 | 0.00019342 | 0 | 2.1355 | 2.6143 | 3.0192 | 0.00012243
467 | 0.0001895 | 0 | 2.6897 | 2.6143 | 3.0192 | 0.00011866
468 | 0.00016955 | 0 | 2.727 | 2.6143 | 3.0192 | 0.00012276
469 | 0.00016501 | 0 | 2.7121 | 2.6143 | 3.0192 | 0.00012209
470 | 0.00015315 | 0 | 2.7017 | 2.6143 | 3.0192 | 0.00012261
471 | 0.00012425 | 0 | 2.1361 | 2.6143 | 3.0192 | 0.00012221
472 | 0.00012687 | 0 | 2.1261 | 2.6143 | 3.0192 | 0.0001221
473 | 0.00013915 | 0 | 2.1261 | 2.6143 | 3.0192 | 0.00012244
474 | 0.00014589 | 0 | 2.1187 | 2.6143 | 3.0192 | 0.00012288
475 | 0.00020197 | 0 | 2.0945 | 2.6143 | 3.0192 | 0.00011931
476 | 0.00023884 | 0 | 2.0984 | 2.6142 | 3.0192 | 0.00012316
477 | 0.00024472 | 0 | 2.1023 | 2.6142 | 3.0192 | 0.0001221
478 | 0.00024776 | 0 | 2.0977 | 2.6142 | 3.0192 | 0.00012123
479 | 0.000255 | 0 | 2.0796 | 2.6142 | 3.0192 | 0.00012284
480 | 0.00026364 | 0 | 2.0752 | 2.6142 | 3.0192 | 0.00012177
481 | 0.00026713 | 0 | 2.0733 | 2.6142 | 3.0192 | 0.00012205
482 | 0.00027108 | 0 | 2.0873 | 2.6142 | 3.0192 | 0.00012124
483 | 0.00027287 | 0 | 2.0848 | 2.6142 | 3.0192 | 0.00012085
484 | 0.00027787 | 0 | 2.0977 | 2.6142 | 3.0192 | 0.00012105
485 | 0.00027971 | 0 | 2.0893 | 2.6142 | 3.0192 | 0.00012204
486 | 0.00029613 | 0 | 2.1049 | 2.6142 | 3.0192 | 0.00012103
487 | 0.00026646 | 0 | 2.1042 | 2.6142 | 3.0192 | 0.00012251
488 | 0.0002172 | 0 | 2.1121 | 2.6142 | 3.0192 | 0.00012241
489 | 0.00019366 | 0 | 2.1294 | 2.6142 | 3.0192 | 0.00012251
490 | 0.00017298 | 0 | 2.7314 | 2.6142 | 3.0192 | 0.00012267
491 | 0.00017039 | 0 | 2.7654 | 2.6142 | 3.0192 | 0.00012121
492 | 0.00014778 | 0 | 2.7799 | 2.6141 | 3.0192 | 0.00012315
493 | 0.00012138 | 0 | 2.7909 | 2.6141 | 3.0192 | 0.0001231
494 | 0.00011083 | 0 | 2.7965 | 2.6141 | 3.0192 | 0.000123
495 | 9.8225e-05 | 0 | 2.7654 | 2.6141 | 3.0192 | 0.00012238
496 | 0.00010431 | 0 | 2.7863 | 2.6141 | 3.0192 | 0.00012233
497 | 0.00010275 | 0 | 2.8095 | 2.6141 | 3.0192 | 0.00012272
498 | 0.00012481 | 0 | 2.8151 | 2.6141 | 3.0192 | 0.00012235
499 | 0.00018045 | 0 | 2.8236 | 2.6141 | 3.0192 | 0.00012212
500 | 0.00020128 | 0 | 2.8311 | 2.6141 | 3.0192 | 0.00012219
501 | 0.00020219 | 0 | 2.8302 | 2.6141 | 3.0192 | 0.00011792
502 | 0.00020804 | 0 | 2.8198 | 2.6141 | 3.0192 | 0.00012231
503 | 0.00021668 | 0 | 2.8151 | 2.6141 | 3.0192 | 0.00012258
504 | 0.00022484 | 0 | 2.8151 | 2.6141 | 3.0192 | 0.00012114
505 | 0.00023108 | 0 | 2.8151 | 2.6141 | 3.0192 | 0.00012211
506 | 0.00023453 | 0 | 2.8207 | 2.6141 | 3.0192 | 0.00012073
507 | 0.00023864 | 0 | 2.8406 | 2.614 | 3.0192 | 0.00012177
508 | 0.00024469 | 0 | 2.8608 | 2.614 | 3.0192 | 0.00012037
509 | 0.00024877 | 0 | 2.8608 | 2.614 | 3.0192 | 0.00012089
510 | 0.00025818 | 0 | 2.8521 | 2.614 | 3.0192 | 0.00012006
511 | 0.00022911 | 0 | 2.8416 | 2.614 | 3.0192 | 0.00012265
512 | 0.00017959 | 0 | 2.833 | 2.614 | 3.0192 | 0.00012321
513 | 0.00018536 | 0 | 2.8473 | 2.614 | 3.0192 | 0.00012305
514 | 0.0001664 | 0 | 2.8735 | 2.614 | 3.0192 | 0.00012328
515 | 0.00016802 | 0 | 2.8912 | 2.614 | 3.0192 | 0.00012227
516 | 0.00016738 | 0 | 2.8823 | 2.614 | 3.0192 | 0.00012339
517 | 0.00016408 | 0 | 2.8793 | 2.614 | 3.0192 | 0.00012346
518 | 0.00016225 | 0 | 2.8784 | 2.614 | 3.0192 | 0.00012226
519 | 0.00014941 | 0 | 2.8531 | 2.614 | 3.0192 | 0.00012307
520 | 0.00013714 | 0 | 2.855 | 2.614 | 3.0192 | 0.00012287
521 | 0.00014635 | 0 | 2.8493 | 2.614 | 3.0192 | 0.00012314
522 | 0.00015739 | 0 | 2.8416 | 2.614 | 3.0192 | 0.00012251
523 | 0.00021457 | 0 | 2.833 | 2.6139 | 3.0192 | 0.00012399
524 | 0.00023921 | 0 | 2.8283 | 2.6139 | 3.0192 | 0.00012137
525 | 0.00023764 | 0 | 2.8151 | 2.6139 | 3.0192 | 0.00011729
526 | 0.0002399 | 0 | 2.8058 | 2.6139 | 3.0192 | 0.00011973
527 | 0.00024733 | 0 | 2.8011 | 2.6139 | 3.0192 | 0.00011965
528 | 0.00025673 | 0 | 2.8011 | 2.6139 | 3.0192 | 0.00012012
529 | 0.00026337 | 0 | 2.7965 | 2.6139 | 3.0192 | 0.00011914
530 | 0.00026753 | 0 | 2.769 | 2.6139 | 3.0192 | 0.00011937
531 | 0.00027303 | 0 | 2.769 | 2.6139 | 3.0192 | 0.00011786
532 | 0.00027799 | 0 | 2.7745 | 2.6139 | 3.0192 | 0.00011841
533 | 0.00028081 | 0 | 2.7745 | 2.6139 | 3.0192 | 0.00011495
534 | 0.00029708 | 0 | 2.7654 | 2.6139 | 3.0192 | 0.00011779
535 | 0.00026803 | 0 | 2.7799 | 2.6139 | 3.0192 | 0.00012177
536 | 0.00021641 | 0 | 2.7882 | 2.6139 | 3.0192 | 0.0001234
537 | 0.00018883 | 0 | 2.8151 | 2.6139 | 3.0192 | 0.00012349
538 | 0.00017075 | 0 | 2.8502 | 2.6138 | 3.0192 | 0.0001235
539 | 0.00018002 | 0 | 2.9011 | 2.6138 | 3.0192 | 0.00012117
540 | 0.00017808 | 0 | 2.9262 | 2.6138 | 3.0192 | 0.00012234
541 | 0.00018766 | 0 | 2.9211 | 2.6138 | 3.0192 | 0.00012308
542 | 0.00018162 | 0 | 2.9061 | 2.6138 | 3.0192 | 0.00012357
543 | 0.00017148 | 0 | 2.8931 | 2.6138 | 3.0192 | 0.00012347
544 | 0.00016985 | 0 | 2.8735 | 2.6138 | 3.0192 | 0.00012345
545 | 0.00019315 | 0 | 2.8657 | 2.6138 | 3.0192 | 0.00012339
546 | 0.00017803 | 0 | 2.8464 | 2.6138 | 3.0192 | 0.00012355
547 | 0.00021791 | 0 | 2.8273 | 2.6138 | 3.0192 | 0.00012226
548 | 0.00024674 | 0 | 2.8067 | 2.6138 | 3.0192 | 0.00011874
549 | 0.00025588 | 0 | 2.7965 | 2.6138 | 3.0192 | 0.00011651
550 | 0.00025865 | 0 | 2.7928 | 2.6138 | 3.0192 | 0.00011869
551 | 0.00026115 | 0 | 2.7919 | 2.6138 | 3.0192 | 0.00011669
552 | 0.00026663 | 0 | 2.7965 | 2.6138 | 3.0192 | 0.00011642
553 | 0.00026708 | 0 | 2.7882 | 2.6138 | 3.0192 | 0.00011448
554 | 0.0002663 | 0 | 2.8236 | 2.6137 | 3.0192 | 0.00011791
555 | 0.00026405 | 0 | 2.8076 | 2.6137 | 3.0192 | 0.00011605
556 | 0.00026312 | 0 | 2.8076 | 2.6137 | 3.0192 | 0.00011793
557 | 0.00026528 | 0 | 2.7909 | 2.6137 | 3.0192 | 0.00011668
558 | 0.00027192 | 0 | 2.7965 | 2.6137 | 3.0192 | 0.00011891
559 | 0.00024407 | 0 | 2.7882 | 2.6137 | 3.0192 | 0.0001229
560 | 0.0002103 | 0 | 2.7799 | 2.6137 | 3.0192 | 0.0001234
561 | 0.00019282 | 0 | 2.7909 | 2.6137 | 3.0192 | 0.00012351
562 | 0.00018359 | 0 | 2.8067 | 2.6137 | 3.0192 | 0.00012275
563 | 0.00018465 | 0 | 2.8236 | 2.6137 | 3.0192 | 0.00012322
564 | 0.00017879 | 0 | 2.8236 | 2.6137 | 3.0192 | 0.00012351
565 | 0.00018515 | 0 | 2.8207 | 2.6137 | 3.0192 | 0.00012318
566 | 0.00017759 | 0 | 2.8189 | 2.6137 | 3.0192 | 0.00012339
567 | 0.00017242 | 0 | 2.803 | 2.6137 | 3.0192 | 0.00012331
568 | 0.00015971 | 0 | 2.7909 | 2.6137 | 3.0192 | 0.00012301
569 | 0.00015573 | 0 | 2.7965 | 2.6136 | 3.0192 | 0.00012334
570 | 0.00018079 | 0 | 2.7763 | 2.6136 | 3.0192 | 0.00012321
571 | 0.00021298 | 0 | 2.7882 | 2.6136 | 3.0192 | 0.00012249
572 | 0.00024236 | 0 | 2.7717 | 2.6136 | 3.0192 | 0.00012289
573 | 0.00024671 | 0 | 2.7627 | 2.6136 | 3.0192 | 0.00012257
574 | 0.00024708 | 0 | 2.7564 | 2.6136 | 3.0192 | 0.00012127
575 | 0.00025094 | 0 | 2.7465 | 2.6136 | 3.0192 | 0.00012117
576 | 0.00025849 | 0 | 2.7447 | 2.6136 | 3.0192 | 0.00012038
577 | 0.0002628 | 0 | 2.7305 | 2.6136 | 3.0192 | 0.00012074
578 | 0.0002664 | 0 | 2.7305 | 2.6136 | 3.0192 | 0.00012132
579 | 0.00026939 | 0 | 2.7226 | 2.6136 | 3.0192 | 0.00012045
580 | 0.00027399 | 0 | 2.7078 | 2.6136 | 3.0192 | 0.00012002
581 | 0.00027655 | 0 | 2.7113 | 2.6136 | 3.0192 | 0.00012067
582 | 0.00028871 | 0 | 2.7113 | 2.6136 | 3.0192 | 0.00011961
583 | 0.0002642 | 0 | 2.7182 | 2.6136 | 3.0192 | 0.00012296
584 | 0.00021689 | 0 | 2.7121 | 2.6136 | 3.0192 | 0.00012346
585 | 0.00019983 | 0 | 2.7209 | 2.6135 | 3.0192 | 0.00012339
586 | 0.00020043 | 0 | 2.7438 | 2.6135 | 3.0192 | 0.00012351
587 | 0.00019604 | 0 | 2.7501 | 2.6135 | 3.0192 | 0.00012284
588 | 0.00019024 | 0 | 2.7564 | 2.6135 | 3.0192 | 0.00012354
589 | 0.00017515 | 0 | 2.7474 | 2.6135 | 3.0192 | 0.00012345
590 | 0.00016275 | 0 | 2.7367 | 2.6135 | 3.0192 | 0.00012317
591 | 0.00015181 | 0 | 2.7261 | 2.6135 | 3.0192 | 0.00012261
592 | 0.0001567 | 0 | 2.7209 | 2.6135 | 3.0192 | 0.00012226
593 | 0.0001445 | 0 | 2.7113 | 2.6135 | 3.0192 | 0.000123
594 | 0.00016435 | 0 | 2.7113 | 2.6135 | 3.0192 | 0.00012032
595 | 0.00021932 | 0 | 2.7121 | 2.6135 | 3.0192 | 0.00012385
596 | 0.00024743 | 0 | 2.7121 | 2.6135 | 3.0192 | 0.00012382
597 | 0.00025536 | 0 | 2.7095 | 2.6135 | 3.0192 | 0.00011979
598 | 0.00026023 | 0 | 2.7095 | 2.6135 | 3.0192 | 0.00012321
599 | 0.00026921 | 0 | 2.7026 | 2.6135 | 3.0192 | 0.00012219
600 | 0.0002797 | 0 | 2.7 | 2.6134 | 3.0192 | 0.00012098
601 | 0.00028084 | 0 | 2.6931 | 2.6134 | 3.0192 | 0.00012173
602 | 0.00028311 | 0 | 2.6863 | 2.6134 | 3.0192 | 0.00012181
603 | 0.0002906 | 0 | 2.1436 | 2.6134 | 3.0192 | 0.00012001
604 | 0.00029938 | 0 | 2.1355 | 2.6134 | 3.0192 | 0.00012077
605 | 0.0003186 | 0 | 2.1287 | 2.6134 | 3.0192 | 0.00011911
606 | 0.00031748 | 0 | 2.1187 | 2.6134 | 3.0192 | 0.00011938
607 | 0.00029991 | 0 | 2.1023 | 2.6134 | 3.0192 | 0.00012309
608 | 0.00025254 | 0 | 2.1003 | 2.6134 | 3.0192 | 0.00012365
609 | 0.00023502 | 0 | 2.1055 | 2.6134 | 3.0192 | 0.00012373
610 | 0.0002312 | 0 | 2.1201 | 2.6134 | 3.0192 | 0.00012373
611 | 0.00022942 | 0 | 2.1274 | 2.6134 | 3.0192 | 0.00012355
612 | 0.00022203 | 0 | 2.1402 | 2.6134 | 3.0192 | 0.00012376
613 | 0.00021748 | 0 | 2.1449 | 2.6134 | 3.0192 | 0.00012331
614 | 0.0001907 | 0 | 2.147 | 2.6134 | 3.0192 | 0.00012338
615 | 0.00017473 | 0 | 2.688 | 2.6134 | 3.0192 | 0.00012303
616 | 0.00016745 | 0 | 2.6992 | 2.6133 | 3.0192 | 0.00012229
617 | 0.0001661 | 0 | 2.6992 | 2.6133 | 3.0192 | 0.00012157
618 | 0.0001951 | 0 | 2.7182 | 2.6133 | 3.0192 | 0.00012288
619 | 0.00023969 | 0 | 2.7314 | 2.6133 | 3.0192 | 0.00012434
620 | 0.00025617 | 0 | 2.7376 | 2.6133 | 3.0192 | 0.00012347
621 | 0.00026687 | 0 | 2.7438 | 2.6133 | 3.0192 | 0.00012169
622 | 0.00026454 | 0 | 2.7465 | 2.6133 | 3.0192 | 0.00012119
623 | 0.00027172 | 0 | 2.7519 | 2.6133 | 3.0192 | 0.00012141
624 | 0.00028 | 0 | 2.7564 | 2.6133 | 3.0192 | 0.00011935
625 | 0.00028497 | 0 | 2.7528 | 2.6133 | 3.0192 | 0.00012176
626 | 0.00028754 | 0 | 2.7519 | 2.6133 | 3.0192 | 0.00012015
627 | 0.00028989 | 0 | 2.7528 | 2.6133 | 3.0192 | 0.00012053
628 | 0.00029424 | 0 | 2.7636 | 2.6133 | 3.0192 | 0.00012122
629 | 0.00030678 | 0 | 2.769 | 2.6133 | 3.0192 | 0.00012051
630 | 0.00030923 | 0 | 2.7717 | 2.6133 | 3.0192 | 0.00012082
631 | 0.00027851 | 0 | 2.769 | 2.6132 | 3.0192 | 0.00012292
632 | 0.00025015 | 0 | 2.769 | 2.6132 | 3.0192 | 0.0001236
633 | 0.00021391 | 0 | 2.7965 | 2.6132 | 3.0192 | 0.00012376
634 | 0.00021183 | 0 | 2.8321 | 2.6132 | 3.0192 | 0.00012301
635 | 0.00020749 | 0 | 2.8521 | 2.6132 | 3.0192 | 0.00012192
636 | 0.00019475 | 0 | 2.8872 | 2.6132 | 3.0192 | 0.00012373
637 | 0.00019285 | 0 | 2.9466 | 2.6132 | 3.0192 | 0.00012072
638 | 0.00017644 | 0 | 2.961 | 2.6132 | 3.0192 | 0.00012309
639 | 0.00016159 | 0 | 2.9001 | 2.6132 | 3.0192 | 0.00012293
640 | 0.00015034 | 0 | 2.9001 | 2.6132 | 3.0192 | 0.00012274
641 | 0.00014667 | 0 | 2.9001 | 2.6132 | 3.0192 | 0.00012302
642 | 0.00015766 | 0 | 2.8872 | 2.6132 | 3.0192 | 0.00012323
643 | 0.00020069 | 0 | 2.8852 | 2.6132 | 3.0192 | 0.00012251
644 | 0.00023507 | 0 | 2.7909 | 2.6132 | 3.0192 | 0.00012379
645 | 0.00025128 | 0 | 2.7845 | 2.6132 | 3.0192 | 0.00012334
646 | 0.00025999 | 0 | 2.7845 | 2.6132 | 3.0192 | 0.00012321
647 | 0.00025775 | 0 | 2.7609 | 2.6131 | 3.0192 | 0.00012219
648 | 0.00026934 | 0 | 2.7681 | 2.6131 | 3.0192 | 0.0001219
649 | 0.00027521 | 0 | 2.7717 | 2.6131 | 3.0192 | 0.00012117
650 | 0.00027919 | 0 | 2.7519 | 2.6131 | 3.0192 | 0.00012076
651 | 0.00028254 | 0 | 2.7465 | 2.6131 | 3.0192 | 0.00012182
652 | 0.00029339 | 0 | 2.7781 | 2.6131 | 3.0192 | 0.00012146
653 | 0.00030564 | 0 | 2.7645 | 2.6131 | 3.0192 | 0.00012044
654 | 0.00030573 | 0 | 2.7845 | 2.6131 | 3.0192 | 0.00011804
655 | 0.00027092 | 0 | 2.7781 | 2.6131 | 3.0192 | 0.0001232
656 | 0.00021774 | 0 | 2.7654 | 2.6131 | 3.0192 | 0.00012372
657 | 0.00020977 | 0 | 2.7845 | 2.6131 | 3.0192 | 0.00012294
658 | 0.00020121 | 0 | 2.8114 | 2.6131 | 3.0192 | 0.00012376
659 | 0.0001951 | 0 | 2.8387 | 2.6131 | 3.0192 | 0.00012278
660 | 0.00018366 | 0 | 2.8872 | 2.6131 | 3.0192 | 0.0001216
661 | 0.00017992 | 0 | 2.8784 | 2.6131 | 3.0192 | 0.00012358
662 | 0.00016046 | 0 | 2.8764 | 2.613 | 3.0192 | 0.00012347
663 | 0.00014449 | 0 | 2.8531 | 2.613 | 3.0192 | 0.00012226
664 | 0.00013593 | 0 | 2.8273 | 2.613 | 3.0192 | 0.00012284
665 | 0.00015713 | 0 | 2.7983 | 2.613 | 3.0192 | 0.00012351
666 | 0.00015713 | 0 | 2.7376 | 2.613 | 3.0192 | 0.00012355
667 | 0.0002022 | 0 | 2.727 | 2.613 | 3.0192 | 0.00012087
668 | 0.00022737 | 0 | 2.7376 | 2.613 | 3.0192 | 0.00012373
669 | 0.00023969 | 0 | 2.7845 | 2.613 | 3.0192 | 0.00012175
670 | 0.00024485 | 0 | 2.8095 | 2.613 | 3.0192 | 0.00012262
671 | 0.0002497 | 0 | 2.8189 | 2.613 | 3.0192 | 0.0001228
672 | 0.00025638 | 0 | 2.8273 | 2.613 | 3.0192 | 0.00012387
673 | 0.00026027 | 0 | 2.8311 | 2.613 | 3.0192 | 0.00012389
674 | 0.000264 | 0 | 2.8311 | 2.613 | 3.0192 | 0.00012226
675 | 0.00026822 | 0 | 2.8311 | 2.613 | 3.0192 | 0.00012352
676 | 0.0002723 | 0 | 2.8445 | 2.613 | 3.0192 | 0.00012177
677 | 0.00028199 | 0 | 2.8676 | 2.613 | 3.0192 | 0.00012338
678 | 0.00030971 | 0 | 2.8852 | 2.6129 | 3.0192 | 0.00012035
679 | 0.00024553 | 0 | 2.8852 | 2.6129 | 3.0192 | 0.00012174
680 | 0.0002088 | 0 | 2.8991 | 2.6129 | 3.0192 | 0.0001236
681 | 0.00019102 | 0 | 2.9211 | 2.6129 | 3.0192 | 0.0001238
682 | 0.00017979 | 0 | 2.9528 | 2.6129 | 3.0192 | 0.00012243
683 | 0.00017766 | 0 | 2.9683 | 2.6129 | 3.0192 | 0.00011571
684 | 0.0001647 | 0 | 2.9872 | 2.6129 | 3.0192 | 0.00012169
685 | 0.00014843 | 0 | 3.0268 | 2.6129 | 3.0192 | 0.00012253
686 | 0.00014151 | 0 | 3.0596 | 2.6129 | 3.0192 | 0.00012339
687 | 0.00013206 | 0 | 3.0431 | 2.6129 | 3.0192 | 0.00012344
688 | 0.00013651 | 0 | 3.1091 | 2.6129 | 3.0192 | 0.00012321
689 | 0.0001272 | 0 | 3.0921 | 2.6129 | 3.0192 | 0.0001234
690 | 0.00014089 | 0 | 3.0333 | 2.6129 | 3.0192 | 0.00012293
691 | 0.00018206 | 0 | 3.0074 | 2.6129 | 3.0192 | 0.00012353
692 | 0.00022245 | 0 | 2.8744 | 2.6129 | 3.0192 | 0.00012432
693 | 0.00023736 | 0 | 2.8912 | 2.6129 | 3.0192 | 0.00011677
694 | 0.00023696 | 0 | 2.8862 | 2.6128 | 3.0192 | 0.00012211
695 | 0.00024462 | 0 | 2.8764 | 2.6128 | 3.0192 | 0.0001241
696 | 0.00025274 | 0 | 2.8823 | 2.6128 | 3.0192 | 0.00012371
697 | 0.00025741 | 0 | 2.8493 | 2.6128 | 3.0192 | 0.00012377
698 | 0.00026069 | 0 | 2.834 | 2.6128 | 3.0192 | 0.00012326
699 | 0.00026411 | 0 | 2.8198 | 2.6128 | 3.0192 | 0.00012282
700 | 0.00026802 | 0 | 2.7965 | 2.6128 | 3.0192 | 0.00012349
701 | 0.00027176 | 0 | 2.7772 | 2.6128 | 3.0192 | 0.00012272
702 | 0.00029256 | 0 | 2.7681 | 2.6128 | 3.0192 | 0.00012065
703 | 0.00026363 | 0 | 2.7965 | 2.6128 | 3.0192 | 0.00012341
704 | 0.00019507 | 0 | 2.7863 | 2.6128 | 3.0192 | 0.00012292
705 | 0.00019377 | 0 | 2.8058 | 2.6128 | 3.0192 | 0.00012384
706 | 0.00017668 | 0 | 2.8378 | 2.6128 | 3.0192 | 0.00012361
707 | 0.00017523 | 0 | 2.8676 | 2.6128 | 3.0192 | 0.00012367
708 | 0.00017437 | 0 | 2.8784 | 2.6128 | 3.0192 | 0.00012356
709 | 0.00017869 | 0 | 2.8784 | 2.6127 | 3.0192 | 0.00012385
710 | 0.00016673 | 0 | 2.8686 | 2.6127 | 3.0192 | 0.00012266
711 | 0.00015433 | 0 | 2.8599 | 2.6127 | 3.0192 | 0.0001229
712 | 0.00014606 | 0 | 2.8321 | 2.6127 | 3.0192 | 0.00012331
713 | 0.00016328 | 0 | 2.7681 | 2.6127 | 3.0192 | 0.00012356
714 | 0.00016993 | 0 | 2.7528 | 2.6127 | 3.0192 | 0.00012348
715 | 0.00020821 | 0 | 2.735 | 2.6127 | 3.0192 | 0.00012447
716 | 0.00024473 | 0 | 2.7182 | 2.6127 | 3.0192 | 0.00012431
717 | 0.0002569 | 0 | 2.7447 | 2.6127 | 3.0192 | 0.00012411
718 | 0.00026344 | 0 | 2.7182 | 2.6127 | 3.0192 | 0.00012256
719 | 0.00027261 | 0 | 2.6854 | 2.6127 | 3.0192 | 0.00012376
720 | 0.00027914 | 0 | 2.1443 | 2.6127 | 3.0192 | 0.0001206
721 | 0.00028509 | 0 | 2.6897 | 2.6127 | 3.0192 | 0.00012276
722 | 0.00029042 | 0 | 2.1388 | 2.6127 | 3.0192 | 0.00012262
723 | 0.00029751 | 0 | 2.7226 | 2.6127 | 3.0192 | 0.00012237
724 | 0.00029955 | 0 | 2.0964 | 2.6127 | 3.0192 | 0.00012263
725 | 0.00030499 | 0 | 2.088 | 2.6126 | 3.0192 | 0.00012166
726 | 0.00033123 | 0 | 2.1334 | 2.6126 | 3.0192 | 0.00012053
727 | 0.00028956 | 0 | 2.735 | 2.6126 | 3.0192 | 0.00012305
728 | 0.0002217 | 0 | 2.7681 | 2.6126 | 3.0192 | 0.00012379
729 | 0.00020292 | 0 | 2.7609 | 2.6126 | 3.0192 | 0.00012391
730 | 0.00019962 | 0 | 2.7672 | 2.6126 | 3.0192 | 0.00012315
731 | 0.0001974 | 0 | 2.8095 | 2.6126 | 3.0192 | 0.0001216
732 | 0.00019301 | 0 | 2.8647 | 2.6126 | 3.0192 | 0.00012379
733 | 0.00019116 | 0 | 2.8971 | 2.6126 | 3.0192 | 0.00012406
734 | 0.00018098 | 0 | 2.8735 | 2.6126 | 3.0192 | 0.00012399
735 | 0.00015628 | 0 | 2.9001 | 2.6126 | 3.0192 | 0.00012373
736 | 0.00016207 | 0 | 2.8273 | 2.6126 | 3.0192 | 0.00012346
737 | 0.00014302 | 0 | 2.7341 | 2.6126 | 3.0192 | 0.00012339
738 | 0.00016337 | 0 | 2.7174 | 2.6126 | 3.0192 | 0.00012399
739 | 0.00021334 | 0 | 2.7061 | 2.6126 | 3.0192 | 0.00012167
740 | 0.00025218 | 0 | 2.7078 | 2.6125 | 3.0192 | 0.00012318
741 | 0.00026634 | 0 | 2.6983 | 2.6125 | 3.0192 | 0.00011941
742 | 0.00027386 | 0 | 2.7095 | 2.6125 | 3.0192 | 0.0001215
743 | 0.00028528 | 0 | 2.7305 | 2.6125 | 3.0192 | 0.00012211
744 | 0.00029457 | 0 | 2.7367 | 2.6125 | 3.0192 | 0.00012171
745 | 0.00030177 | 0 | 2.7235 | 2.6125 | 3.0192 | 0.00011861
746 | 0.00030817 | 0 | 2.7078 | 2.6125 | 3.0192 | 0.0001196
747 | 0.0003144 | 0 | 2.1409 | 2.6125 | 3.0192 | 0.00011836
748 | 0.00031979 | 0 | 2.1456 | 2.6125 | 3.0192 | 0.00011734
749 | 0.00034101 | 0 | 2.1449 | 2.6125 | 3.0192 | 0.00011598
750 | 0.00034202 | 0 | 2.6992 | 2.6125 | 3.0192 | 0.00011583
751 | 0.00031849 | 0 | 2.7078 | 2.6125 | 3.0192 | 0.00012072
752 | 0.00025527 | 0 | 2.7341 | 2.6125 | 3.0192 | 0.00012274
753 | 0.00024415 | 0 | 2.7501 | 2.6125 | 3.0192 | 0.00012249
754 | 0.00023606 | 0 | 2.7546 | 2.6125 | 3.0192 | 0.00012391
755 | 0.00022283 | 0 | 2.7763 | 2.6125 | 3.0192 | 0.00012422
756 | 0.00019971 | 0 | 2.8283 | 2.6124 | 3.0192 | 0.00012402
757 | 0.0001876 | 0 | 2.8647 | 2.6124 | 3.0192 | 0.000124
758 | 0.00016845 | 0 | 2.8872 | 2.6124 | 3.0192 | 0.0001238
759 | 0.00013545 | 0 | 2.9384 | 2.6124 | 3.0192 | 0.0001229
760 | 0.00013724 | 0 | 2.961 | 2.6124 | 3.0192 | 0.00012284
761 | 0.00013711 | 0 | 2.9559 | 2.6124 | 3.0192 | 0.00012223
762 | 0.0001402 | 0 | 2.9445 | 2.6124 | 3.0192 | 0.00012367
763 | 0.00018796 | 0 | 2.9131 | 2.6124 | 3.0192 | 0.00012375
764 | 0.00022737 | 0 | 2.9211 | 2.6124 | 3.0192 | 0.00012402
765 | 0.00024124 | 0 | 2.9425 | 2.6124 | 3.0192 | 0.0001208
766 | 0.00024335 | 0 | 2.9181 | 2.6124 | 3.0192 | 0.00012188
767 | 0.00025049 | 0 | 2.9161 | 2.6124 | 3.0192 | 0.00012163
768 | 0.00026136 | 0 | 2.8793 | 2.6124 | 3.0192 | 0.00012208
769 | 0.00027043 | 0 | 2.8657 | 2.6124 | 3.0192 | 0.00011926
770 | 0.00027838 | 0 | 2.7965 | 2.6124 | 3.0192 | 0.00012058
771 | 0.00028802 | 0 | 2.8095 | 2.6123 | 3.0192 | 0.00011846
772 | 0.00029466 | 0 | 2.8321 | 2.6123 | 3.0192 | 0.00011923
773 | 0.00031361 | 0 | 2.8189 | 2.6123 | 3.0192 | 0.00011723
774 | 0.00031853 | 0 | 2.8236 | 2.6123 | 3.0192 | 0.00011795
775 | 0.00028451 | 0 | 2.8189 | 2.6123 | 3.0192 | 0.00012187
776 | 0.00024788 | 0 | 2.8189 | 2.6123 | 3.0192 | 0.00012406
777 | 0.00023286 | 0 | 2.8464 | 2.6123 | 3.0192 | 0.00012424
778 | 0.00021637 | 0 | 2.8387 | 2.6123 | 3.0192 | 0.00012427
779 | 0.00021062 | 0 | 2.7609 | 2.6123 | 3.0192 | 0.00012403
780 | 0.00019104 | 0 | 2.7965 | 2.6123 | 3.0192 | 0.00012402
781 | 0.00018232 | 0 | 2.9061 | 2.6123 | 3.0192 | 0.00012401
782 | 0.00017045 | 0 | 2.9171 | 2.6123 | 3.0192 | 0.00012374
783 | 0.0001403 | 0 | 2.9171 | 2.6123 | 3.0192 | 0.00012259
784 | 0.00013348 | 0 | 2.8852 | 2.6123 | 3.0192 | 0.0001229
785 | 0.00013172 | 0 | 2.8002 | 2.6123 | 3.0192 | 0.00012293
786 | 0.00014054 | 0 | 2.7026 | 2.6123 | 3.0192 | 0.00012344
787 | 0.0001959 | 0 | 2.0997 | 2.6122 | 3.0192 | 0.00012224
788 | 0.00024786 | 0 | 2.0951 | 2.6122 | 3.0192 | 0.00012444
789 | 0.00024669 | 0 | 2.088 | 2.6122 | 3.0192 | 0.00012145
790 | 0.00025355 | 0 | 2.1055 | 2.6122 | 3.0192 | 0.00012315
791 | 0.00026166 | 0 | 2.1241 | 2.6122 | 3.0192 | 0.00012384
792 | 0.00027162 | 0 | 2.7235 | 2.6122 | 3.0192 | 0.00012376
793 | 0.00027801 | 0 | 2.7429 | 2.6122 | 3.0192 | 0.00012147
794 | 0.00028408 | 0 | 2.7818 | 2.6122 | 3.0192 | 0.00012198
795 | 0.00029039 | 0 | 2.8321 | 2.6122 | 3.0192 | 0.000122
796 | 0.00029445 | 0 | 2.8843 | 2.6122 | 3.0192 | 0.00011975
797 | 0.00029735 | 0 | 2.9141 | 2.6122 | 3.0192 | 0.00012077
798 | 0.00030291 | 0 | 2.9394 | 2.6122 | 3.0192 | 0.00011909
799 | 0.00029376 | 0 | 2.9507 | 2.6122 | 3.0192 | 0.0001236
800 | 0.00022793 | 0 | 2.9538 | 2.6122 | 3.0192 | 0.00012372
801 | 0.00020983 | 0 | 2.9445 | 2.6122 | 3.0192 | 0.00012431
802 | 0.00018059 | 0 | 2.9262 | 2.6121 | 3.0192 | 0.00012371
803 | 0.00017278 | 0 | 2.9313 | 2.6121 | 3.0192 | 0.00012376
804 | 0.00015849 | 0 | 2.9242 | 2.6121 | 3.0192 | 0.00012335
805 | 0.00015122 | 0 | 2.9517 | 2.6121 | 3.0192 | 0.00012409
806 | 0.00016021 | 0 | 2.9445 | 2.6121 | 3.0192 | 0.00012364
807 | 0.0001202 | 0 | 2.9011 | 2.6121 | 3.0192 | 0.00012366
808 | 0.00011954 | 0 | 2.8951 | 2.6121 | 3.0192 | 0.00012301
809 | 0.00012287 | 0 | 2.8862 | 2.6121 | 3.0192 | 0.00012299
810 | 0.0001301 | 0 | 2.8784 | 2.6121 | 3.0192 | 0.00012384
811 | 0.00017157 | 0 | 2.8647 | 2.6121 | 3.0192 | 0.00012481
812 | 0.00020913 | 0 | 2.8657 | 2.6121 | 3.0192 | 0.0001237
813 | 0.00021447 | 0 | 2.8686 | 2.6121 | 3.0192 | 0.00012413
814 | 0.00021228 | 0 | 2.8657 | 2.6121 | 3.0192 | 0.00012419
815 | 0.00021642 | 0 | 2.856 | 2.6121 | 3.0192 | 0.00012278
816 | 0.00022365 | 0 | 2.8676 | 2.6121 | 3.0192 | 0.00012397
817 | 0.00022914 | 0 | 2.8686 | 2.612 | 3.0192 | 0.00012385
818 | 0.00023213 | 0 | 2.8696 | 2.612 | 3.0192 | 0.00012281
819 | 0.00023513 | 0 | 2.856 | 2.612 | 3.0192 | 0.00012338
820 | 0.00023845 | 0 | 2.8764 | 2.612 | 3.0192 | 0.00012351
821 | 0.00025321 | 0 | 2.8833 | 2.612 | 3.0192 | 0.00012033
822 | 0.00025417 | 0 | 2.8882 | 2.612 | 3.0192 | 0.00012314
823 | 0.00021169 | 0 | 2.9011 | 2.612 | 3.0192 | 0.00012351
824 | 0.00017168 | 0 | 2.9071 | 2.612 | 3.0192 | 0.000124
825 | 0.00016143 | 0 | 2.9262 | 2.612 | 3.0192 | 0.00012384
826 | 0.00015378 | 0 | 2.9507 | 2.612 | 3.0192 | 0.00012347
827 | 0.00015373 | 0 | 2.9988 | 2.612 | 3.0192 | 0.00012315
828 | 0.00014483 | 0 | 2.961 | 2.612 | 3.0192 | 0.00012419
829 | 0.00014902 | 0 | 2.961 | 2.612 | 3.0192 | 0.00012405
830 | 0.00014437 | 0 | 2.9788 | 2.612 | 3.0192 | 0.00012418
831 | 0.00015141 | 0 | 2.959 | 2.612 | 3.0192 | 0.00012392
832 | 0.00013315 | 0 | 2.9302 | 2.612 | 3.0192 | 0.00012377
833 | 0.00013526 | 0 | 2.8941 | 2.6119 | 3.0192 | 0.00012403
834 | 0.00015118 | 0 | 2.1241 | 2.6119 | 3.0192 | 0.00012423
835 | 0.00018828 | 0 | 2.6863 | 2.6119 | 3.0192 | 0.00012341
836 | 0.00022001 | 0 | 2.7121 | 2.6119 | 3.0192 | 0.00012408
837 | 0.00023171 | 0 | 2.7244 | 2.6119 | 3.0192 | 0.00011585
838 | 0.00023625 | 0 | 2.7061 | 2.6119 | 3.0192 | 0.00012371
839 | 0.00024097 | 0 | 2.7061 | 2.6119 | 3.0192 | 0.00012253
840 | 0.00024742 | 0 | 2.7244 | 2.6119 | 3.0192 | 0.00012392
841 | 0.00025091 | 0 | 2.7261 | 2.6119 | 3.0192 | 0.00012112
842 | 0.00025372 | 0 | 2.7726 | 2.6119 | 3.0192 | 0.00012329
843 | 0.00025603 | 0 | 2.7474 | 2.6119 | 3.0192 | 0.00012059
844 | 0.0002589 | 0 | 2.7501 | 2.6119 | 3.0192 | 0.00012277
845 | 0.00027491 | 0 | 2.7609 | 2.6119 | 3.0192 | 0.00012054
846 | 0.0002799 | 0 | 2.7465 | 2.6119 | 3.0192 | 0.00012227
847 | 0.00023809 | 0 | 2.7447 | 2.6119 | 3.0192 | 0.00012328
848 | 0.00018572 | 0 | 2.7244 | 2.6118 | 3.0192 | 0.00012405
849 | 0.00016777 | 0 | 2.7519 | 2.6118 | 3.0192 | 0.00012421
850 | 0.00017122 | 0 | 2.7919 | 2.6118 | 3.0192 | 0.00012324
851 | 0.00017344 | 0 | 2.8283 | 2.6118 | 3.0192 | 0.00012055
852 | 0.00016904 | 0 | 2.8236 | 2.6118 | 3.0192 | 0.00012261
853 | 0.00016944 | 0 | 2.857 | 2.6118 | 3.0192 | 0.00012335
854 | 0.00016755 | 0 | 2.857 | 2.6118 | 3.0192 | 0.00012322
855 | 0.00013919 | 0 | 2.8464 | 2.6118 | 3.0192 | 0.00012347
856 | 0.0001414 | 0 | 2.8368 | 2.6118 | 3.0192 | 0.00012313
857 | 0.00013692 | 0 | 2.8189 | 2.6118 | 3.0192 | 0.00012384
858 | 0.00014908 | 0 | 2.8311 | 2.6118 | 3.0192 | 0.0001236
859 | 0.00018721 | 0 | 2.857 | 2.6118 | 3.0192 | 0.00012443
860 | 0.00022004 | 0 | 2.8378 | 2.6118 | 3.0192 | 0.00012419
861 | 0.00022277 | 0 | 2.8378 | 2.6118 | 3.0192 | 0.00012341
862 | 0.00022443 | 0 | 2.8236 | 2.6118 | 3.0192 | 0.00012293
863 | 0.00022809 | 0 | 2.8236 | 2.6117 | 3.0192 | 0.0001234
864 | 0.00023462 | 0 | 2.8464 | 2.6117 | 3.0192 | 0.00012448
865 | 0.00024059 | 0 | 2.8493 | 2.6117 | 3.0192 | 0.00012383
866 | 0.00024558 | 0 | 2.8715 | 2.6117 | 3.0192 | 0.00012407
867 | 0.00024876 | 0 | 2.8961 | 2.6117 | 3.0192 | 0.00012284
868 | 0.00025143 | 0 | 2.9051 | 2.6117 | 3.0192 | 0.00012374
869 | 0.00025342 | 0 | 2.9121 | 2.6117 | 3.0192 | 0.0001234
870 | 0.00027312 | 0 | 2.9262 | 2.6117 | 3.0192 | 0.00012275
871 | 0.0002215 | 0 | 2.9262 | 2.6117 | 3.0192 | 0.00012379
872 | 0.00017567 | 0 | 2.9323 | 2.6117 | 3.0192 | 0.00012396
873 | 0.00016389 | 0 | 2.9456 | 2.6117 | 3.0192 | 0.00012379
874 | 0.00015346 | 0 | 2.9415 | 2.6117 | 3.0192 | 0.00012407
875 | 0.00015784 | 0 | 2.9507 | 2.6117 | 3.0192 | 0.00012276
876 | 0.00015324 | 0 | 2.9445 | 2.6117 | 3.0192 | 0.00012381
877 | 0.00015948 | 0 | 2.9343 | 2.6117 | 3.0192 | 0.00012384
878 | 0.00015499 | 0 | 2.8473 | 2.6117 | 3.0192 | 0.00012421
879 | 0.00014857 | 0 | 2.8473 | 2.6116 | 3.0192 | 0.00012396
880 | 0.00015561 | 0 | 2.8715 | 2.6116 | 3.0192 | 0.00012382
881 | 0.00015528 | 0 | 2.8473 | 2.6116 | 3.0192 | 0.00012264
882 | 0.00015082 | 0 | 2.7367 | 2.6116 | 3.0192 | 0.00012384
883 | 0.00019517 | 0 | 2.6854 | 2.6116 | 3.0192 | 0.00012383
884 | 0.00022753 | 0 | 2.6957 | 2.6116 | 3.0192 | 0.0001247
885 | 0.00023752 | 0 | 2.7182 | 2.6116 | 3.0192 | 0.00012423
886 | 0.00024442 | 0 | 2.7519 | 2.6116 | 3.0192 | 0.00012309
887 | 0.0002512 | 0 | 2.7483 | 2.6116 | 3.0192 | 0.00012405
888 | 0.00026338 | 0 | 2.1321 | 2.6116 | 3.0192 | 0.00012296
889 | 0.00027547 | 0 | 2.1348 | 2.6116 | 3.0192 | 0.0001243
890 | 0.00028194 | 0 | 2.6854 | 2.6116 | 3.0192 | 0.00012322
891 | 0.00028338 | 0 | 2.6854 | 2.6116 | 3.0192 | 0.00012117
892 | 0.00028735 | 0 | 2.7095 | 2.6116 | 3.0192 | 0.00012392
893 | 0.00028889 | 0 | 2.7501 | 2.6116 | 3.0192 | 0.0001227
894 | 0.00031469 | 0 | 2.7555 | 2.6115 | 3.0192 | 0.00012219
895 | 0.00028258 | 0 | 2.7421 | 2.6115 | 3.0192 | 0.00012388
896 | 0.00020841 | 0 | 2.7456 | 2.6115 | 3.0192 | 0.00012409
897 | 0.00019174 | 0 | 2.7708 | 2.6115 | 3.0192 | 0.00012382
898 | 0.00018232 | 0 | 2.8321 | 2.6115 | 3.0192 | 0.00012417
899 | 0.0001773 | 0 | 2.8784 | 2.6115 | 3.0192 | 0.00012353
900 | 0.00015522 | 0 | 2.8912 | 2.6115 | 3.0192 | 0.00012312
901 | 0.00014408 | 0 | 2.9343 | 2.6115 | 3.0192 | 0.00012401
902 | 0.00013499 | 0 | 2.9338 | 2.6115 | 3.0192 | 0.00012322
903 | 0.00012013 | 0 | 2.9292 | 2.6115 | 3.0192 | 0.00012295
904 | 0.00010952 | 0 | 2.8912 | 2.6115 | 3.0192 | 0.00012275
905 | 0.00012262 | 0 | 2.8123 | 2.6115 | 3.0192 | 0.00012329
906 | 0.000133 | 0 | 2.8236 | 2.6115 | 3.0192 | 0.00012206
907 | 0.00019515 | 0 | 2.7854 | 2.6115 | 3.0192 | 0.00012353
908 | 0.0002415 | 0 | 2.7965 | 2.6115 | 3.0192 | 0.00012485
909 | 0.00025116 | 0 | 2.7708 | 2.6114 | 3.0192 | 0.00012346
910 | 0.0002641 | 0 | 2.7818 | 2.6114 | 3.0192 | 0.00012334
911 | 0.00027065 | 0 | 2.7582 | 2.6114 | 3.0192 | 0.00012428
912 | 0.00027813 | 0 | 2.7627 | 2.6114 | 3.0192 | 0.00012437
913 | 0.00028229 | 0 | 2.7965 | 2.6114 | 3.0192 | 0.00012404
914 | 0.00028537 | 0 | 2.7818 | 2.6114 | 3.0192 | 0.0001228
915 | 0.00028894 | 0 | 2.8058 | 2.6114 | 3.0192 | 0.00012253
916 | 0.00029083 | 0 | 2.8142 | 2.6114 | 3.0192 | 0.00012302
917 | 0.00029448 | 0 | 2.8521 | 2.6114 | 3.0192 | 0.00012335
918 | 0.00030387 | 0 | 2.8991 | 2.6114 | 3.0192 | 0.00012182
919 | 0.00028471 | 0 | 2.9435 | 2.6114 | 3.0192 | 0.00012339
920 | 0.00020296 | 0 | 2.9631 | 2.6114 | 3.0192 | 0.00012411
921 | 0.00018379 | 0 | 2.9946 | 2.6114 | 3.0192 | 0.00012325
922 | 0.00017151 | 0 | 3.0268 | 2.6114 | 3.0192 | 0.00012423
923 | 0.00017125 | 0 | 3.063 | 2.6114 | 3.0192 | 0.00012413
924 | 0.00016803 | 0 | 3.0763 | 2.6113 | 3.0192 | 0.00012431
925 | 0.00017676 | 0 | 3.0497 | 2.6113 | 3.0192 | 0.00012328
926 | 0.00016666 | 0 | 3.063 | 2.6113 | 3.0192 | 0.00012307
927 | 0.00015512 | 0 | 3.0409 | 2.6113 | 3.0192 | 0.00012412
928 | 0.00014645 | 0 | 3.0063 | 2.6113 | 3.0192 | 0.00012396
929 | 0.00015705 | 0 | 2.9978 | 2.6113 | 3.0192 | 0.00012417
930 | 0.0001548 | 0 | 2.9904 | 2.6113 | 3.0192 | 0.00012407
931 | 0.0001932 | 0 | 2.9798 | 2.6113 | 3.0192 | 0.00012186
932 | 0.00022146 | 0 | 2.9861 | 2.6113 | 3.0192 | 0.00012481
933 | 0.00022771 | 0 | 2.9746 | 2.6113 | 3.0192 | 0.00012456
934 | 0.00022548 | 0 | 2.9904 | 2.6113 | 3.0192 | 0.00012446
935 | 0.00022915 | 0 | 3.0063 | 2.6113 | 3.0192 | 0.00012304
936 | 0.00023692 | 0 | 3.0085 | 2.6113 | 3.0192 | 0.00012452
937 | 0.00024153 | 0 | 2.9988 | 2.6113 | 3.0192 | 0.00012464
938 | 0.00024486 | 0 | 2.9988 | 2.6113 | 3.0192 | 0.00012314
939 | 0.00024943 | 0 | 2.9861 | 2.6113 | 3.0192 | 0.00012396
940 | 0.0002556 | 0 | 2.9798 | 2.6112 | 3.0192 | 0.0001241
941 | 0.00025985 | 0 | 2.9861 | 2.6112 | 3.0192 | 0.00012399
942 | 0.00027648 | 0 | 2.9861 | 2.6112 | 3.0192 | 0.0001237
943 | 0.00023701 | 0 | 2.9819 | 2.6112 | 3.0192 | 0.00012329
944 | 0.0001873 | 0 | 2.9746 | 2.6112 | 3.0192 | 0.00012408
945 | 0.00017531 | 0 | 2.961 | 2.6112 | 3.0192 | 0.00012431
946 | 0.00016547 | 0 | 2.9714 | 2.6112 | 3.0192 | 0.00012424
947 | 0.00016178 | 0 | 2.9946 | 2.6112 | 3.0192 | 0.00012404
948 | 0.00015949 | 0 | 3.0031 | 2.6112 | 3.0192 | 0.00012415
949 | 0.00016625 | 0 | 3.016 | 2.6112 | 3.0192 | 0.00012441
950 | 0.00015327 | 0 | 3.0278 | 2.6112 | 3.0192 | 0.00012429
951 | 0.00013177 | 0 | 3.0192 | 2.6112 | 3.0192 | 0.00012362
952 | 0.00014945 | 0 | 3.017 | 2.6112 | 3.0192 | 0.00012363
953 | 0.0001306 | 0 | 3.016 | 2.6112 | 3.0192 | 0.00012382
954 | 0.00014141 | 0 | 2.9999 | 2.6112 | 3.0192 | 0.00012101
955 | 0.00019555 | 0 | 2.9579 | 2.6111 | 3.0192 | 0.00012512
956 | 0.00022535 | 0 | 2.9662 | 2.6111 | 3.0192 | 0.00011646
957 | 0.00022807 | 0 | 2.9725 | 2.6111 | 3.0192 | 0.00012459
958 | 0.00022505 | 0 | 2.9662 | 2.6111 | 3.0192 | 0.00012448
959 | 0.00022774 | 0 | 2.9548 | 2.6111 | 3.0192 | 0.00012419
960 | 0.00023354 | 0 | 2.9445 | 2.6111 | 3.0192 | 0.00012347
961 | 0.0002392 | 0 | 2.9538 | 2.6111 | 3.0192 | 0.00012469
962 | 0.00024668 | 0 | 2.9456 | 2.6111 | 3.0192 | 0.00012385
963 | 0.00025367 | 0 | 2.9528 | 2.6111 | 3.0192 | 0.0001233
964 | 0.00026757 | 0 | 2.9363 | 2.6111 | 3.0192 | 0.00012374
965 | 0.00027441 | 0 | 2.9435 | 2.6111 | 3.0192 | 0.00012042
966 | 0.00027267 | 0 | 2.9343 | 2.6111 | 3.0192 | 0.00012174
967 | 0.00024534 | 0 | 2.9456 | 2.6111 | 3.0192 | 0.00012405
968 | 0.00019515 | 0 | 2.9141 | 2.6111 | 3.0192 | 0.0001242
969 | 0.00018393 | 0 | 2.8464 | 2.6111 | 3.0192 | 0.00012438
970 | 0.00016988 | 0 | 2.856 | 2.611 | 3.0192 | 0.00012429
971 | 0.0001702 | 0 | 2.8735 | 2.611 | 3.0192 | 0.00012384
972 | 0.00017163 | 0 | 2.9131 | 2.611 | 3.0192 | 0.00012291
973 | 0.00016839 | 0 | 2.9292 | 2.611 | 3.0192 | 0.00012419
974 | 0.00017603 | 0 | 2.9445 | 2.611 | 3.0192 | 0.00012419
975 | 0.00014127 | 0 | 2.9323 | 2.611 | 3.0192 | 0.00012392
976 | 0.00014194 | 0 | 2.9061 | 2.611 | 3.0192 | 0.00012395
977 | 0.00013975 | 0 | 2.8735 | 2.611 | 3.0192 | 0.00012411
978 | 0.0001567 | 0 | 2.8473 | 2.611 | 3.0192 | 0.00012396
979 | 0.00019919 | 0 | 2.8236 | 2.611 | 3.0192 | 0.00012393
980 | 0.00023221 | 0 | 2.7965 | 2.611 | 3.0192 | 0.00012349
981 | 0.00024226 | 0 | 2.7708 | 2.611 | 3.0192 | 0.00012267
982 | 0.00025226 | 0 | 2.7854 | 2.611 | 3.0192 | 0.00012359
983 | 0.00025878 | 0 | 2.7654 | 2.611 | 3.0192 | 0.00012412
984 | 0.00026826 | 0 | 2.7465 | 2.611 | 3.0192 | 0.00012446
985 | 0.000278 | 0 | 2.7573 | 2.611 | 3.0192 | 0.00012415
986 | 0.00028303 | 0 | 2.6931 | 2.6109 | 3.0192 | 0.00012351
987 | 0.00028947 | 0 | 2.147 | 2.6109 | 3.0192 | 0.00012304
988 | 0.00029842 | 0 | 2.7078 | 2.6109 | 3.0192 | 0.00012287
989 | 0.00029904 | 0 | 2.7235 | 2.6109 | 3.0192 | 0.00011819
990 | 0.00030226 | 0 | 2.7376 | 2.6109 | 3.0192 | 0.00012204
991 | 0.00028628 | 0 | 2.7555 | 2.6109 | 3.0192 | 0.00012356
992 | 0.00022185 | 0 | 2.7555 | 2.6109 | 3.0192 | 0.00012429
993 | 0.00020298 | 0 | 2.7717 | 2.6109 | 3.0192 | 0.00012446
994 | 0.00019691 | 0 | 2.769 | 2.6109 | 3.0192 | 0.0001235
995 | 0.0001819 | 0 | 2.7735 | 2.6109 | 3.0192 | 0.0001231
996 | 0.00017318 | 0 | 2.7654 | 2.6109 | 3.0192 | 0.00012437
997 | 0.00015251 | 0 | 2.7582 | 2.6109 | 3.0192 | 0.00012299
998 | 0.00013796 | 0 | 2.7654 | 2.6109 | 3.0192 | 0.00012367
999 | 0.00012632 | 0 | 2.7763 | 2.6109 | 3.0192 | 0.00012337
1000 | 0.00012344 | 0 | 2.7882 | 2.6109 | 3.0192 | 0.00012318
1001 | 0.00013625 | 0 | 2.7763 | 2.6108 | 3.0192 | 0.00012288
1002 | 0.0001412 | 0 | 2.727 | 2.6108 | 3.0192 | 0.00012378
1003 | 0.00018739 | 0 | 2.1055 | 2.6108 | 3.0192 | 0.000119
1004 | 0.00022835 | 0 | 2.0707 | 2.6108 | 3.0192 | 0.0001249
1005 | 0.00024688 | 0 | 2.0285 | 2.6108 | 3.0192 | 0.0001228
1006 | 0.00025891 | 0 | 2.0212 | 2.6108 | 3.0192 | 0.00012365
1007 | 0.00026782 | 0 | 2.005 | 2.6108 | 3.0192 | 0.00012456
1008 | 0.00027864 | 0 | 1.9985 | 2.6108 | 3.0192 | 0.00012414
1009 | 0.00028757 | 0 | 1.9662 | 2.5908 | 2.9916 | 0.00012475
1010 | 0.00029425 | 0 | 1.9931 | 2.6107 | 3.019 | 0.00012442
1011 | 0.00030125 | 0 | 1.9771 | 2.5989 | 3.0027 | 0.00012399
1012 | 0.00030236 | 0 | 1.9662 | 2.5908 | 2.9916 | 0.00012455
1013 | 0.00031106 | 0 | 2.0033 | 2.6108 | 3.0192 | 0.0001246
1014 | 0.00032956 | 0 | 1.9471 | 2.5765 | 2.9721 | 0.00012447
1015 | 0.00029278 | 0 | 1.995 | 2.6108 | 3.0192 | 0.00012396
1016 | 0.00023656 | 0 | 2.0128 | 2.6107 | 3.0192 | 0.00012416
1017 | 0.00021673 | 0 | 2.0809 | 2.6107 | 3.0192 | 0.00012424
1018 | 0.00019996 | 0 | 2.1214 | 2.6107 | 3.0192 | 0.00012322
1019 | 0.00019759 | 0 | 2.7061 | 2.6107 | 3.0192 | 0.00012335
1020 | 0.00019427 | 0 | 2.7672 | 2.6107 | 3.0192 | 0.00012437
1021 | 0.00019527 | 0 | 2.8104 | 2.6107 | 3.0192 | 0.00012446
1022 | 0.00019022 | 0 | 2.8321 | 2.6107 | 3.0192 | 0.00012328
1023 | 0.00015859 | 0 | 2.8142 | 2.6107 | 3.0192 | 0.00012371
1024 | 0.00014997 | 0 | 2.7412 | 2.6107 | 3.0192 | 0.00012365
1025 | 0.00014943 | 0 | 2.1436 | 2.6107 | 3.0192 | 0.00012397
1026 | 0.00016898 | 0 | 2.1187 | 2.6107 | 3.0192 | 0.00012385
1027 | 0.00021509 | 0 | 2.079 | 2.6107 | 3.0192 | 0.00011966
1028 | 0.00024942 | 0 | 2.0835 | 2.6107 | 3.0192 | 0.00012492
1029 | 0.00025962 | 0 | 2.0796 | 2.6107 | 3.0192 | 0.00012442
1030 | 0.00026572 | 0 | 2.1088 | 2.6107 | 3.0192 | 0.00012275
1031 | 0.00027384 | 0 | 2.1023 | 2.6106 | 3.0192 | 0.00011993
1032 | 0.00027918 | 0 | 2.0752 | 2.6106 | 3.0192 | 0.0001243
1033 | 0.0002865 | 0 | 2.0784 | 2.6106 | 3.0192 | 0.0001247
1034 | 0.00029448 | 0 | 2.065 | 2.6106 | 3.0192 | 0.00012459
1035 | 0.00030295 | 0 | 2.0758 | 2.6106 | 3.0192 | 0.00012419
1036 | 0.00030876 | 0 | 2.0575 | 2.6106 | 3.0192 | 0.00012386
1037 | 0.00031192 | 0 | 2.0588 | 2.6106 | 3.0192 | 0.00012114
1038 | 0.00033083 | 0 | 2.0475 | 2.6106 | 3.0192 | 0.0001229
1039 | 0.00029886 | 0 | 2.0451 | 2.6106 | 3.0192 | 0.00012404
1040 | 0.00023305 | 0 | 2.0848 | 2.6106 | 3.0192 | 0.0001242
1041 | 0.00021947 | 0 | 2.1436 | 2.6106 | 3.0192 | 0.00012438
1042 | 0.00019804 | 0 | 2.7591 | 2.6106 | 3.0192 | 0.00012281
1043 | 0.00019438 | 0 | 2.8095 | 2.6106 | 3.0192 | 0.00012415
1044 | 0.00018656 | 0 | 2.8902 | 2.6106 | 3.0192 | 0.00012074
1045 | 0.00018793 | 0 | 2.9272 | 2.6106 | 3.0192 | 0.00012451
1046 | 0.00016647 | 0 | 2.9435 | 2.6106 | 3.0192 | 0.00012418
1047 | 0.00015551 | 0 | 2.9456 | 2.6105 | 3.0192 | 0.00012351
1048 | 0.00014373 | 0 | 2.8951 | 2.6105 | 3.0192 | 0.00012405
1049 | 0.00015254 | 0 | 2.8764 | 2.6105 | 3.0192 | 0.00012423
1050 | 0.00016783 | 0 | 2.9181 | 2.6105 | 3.0192 | 0.00012445
1051 | 0.00020981 | 0 | 2.8735 | 2.6105 | 3.0192 | 0.00012161
1052 | 0.00024255 | 0 | 2.8902 | 2.6105 | 3.0192 | 0.00012496
1053 | 0.00025657 | 0 | 2.8311 | 2.6105 | 3.0192 | 0.00012441
1054 | 0.00025817 | 0 | 2.8502 | 2.6105 | 3.0192 | 0.00012282
1055 | 0.00026287 | 0 | 2.8931 | 2.6105 | 3.0192 | 0.00012337
1056 | 0.00027136 | 0 | 2.9121 | 2.6105 | 3.0192 | 0.0001238
1057 | 0.00027891 | 0 | 2.9181 | 2.6105 | 3.0192 | 0.00012367
1058 | 0.00028331 | 0 | 2.8991 | 2.6105 | 3.0192 | 0.00012184
1059 | 0.00028885 | 0 | 2.8764 | 2.6105 | 3.0192 | 0.00012202
1060 | 0.00029279 | 0 | 2.8435 | 2.6105 | 3.0192 | 0.00011902
1061 | 0.00030117 | 0 | 2.8608 | 2.6105 | 3.0192 | 0.00012237
1062 | 0.00030858 | 0 | 2.8823 | 2.6104 | 3.0192 | 0.00012174
1063 | 0.00027397 | 0 | 2.9262 | 2.6104 | 3.0192 | 0.00012427
1064 | 0.00021653 | 0 | 2.9425 | 2.6104 | 3.0192 | 0.00012365
1065 | 0.00019045 | 0 | 3.0138 | 2.6104 | 3.0192 | 0.00012412
1066 | 0.0001697 | 0 | 3.0652 | 2.6104 | 3.0192 | 0.0001245
1067 | 0.0001516 | 0.000504 | 3.1172 | 2.6104 | 3.0192 | 0.00011764
1068 | 0.0001357 | 0.0014502 | 3.1322 | 2.6104 | 3.0192 | 0.00012444
1069 | 0.00012612 | 0 | 3.1 | 2.6104 | 3.0192 | 0.00012443
1070 | 0.00011137 | 0.00027698 | 3.1137 | 2.6104 | 3.0192 | 0.00012438
1071 | 9.8199e-05 | 0 | 3.1 | 2.6104 | 3.0192 | 0.00012405
1072 | 9.9665e-05 | 0 | 3.0652 | 2.6104 | 3.0192 | 0.00012339
1073 | 9.0795e-05 | 0 | 2.9946 | 2.6104 | 3.0192 | 0.00012405
1074 | 0.00010391 | 0 | 2.8892 | 2.6104 | 3.0192 | 0.00012341
1075 | 0.00014883 | 0 | 2.9415 | 2.6104 | 3.0192 | 0.00012389
1076 | 0.0001813 | 0 | 2.9061 | 2.6104 | 3.0192 | 0.00012478
1077 | 0.00018944 | 0 | 2.9161 | 2.6103 | 3.0192 | 0.00012455
1078 | 0.00019632 | 0 | 2.9415 | 2.6103 | 3.0192 | 0.00012454
1079 | 0.00020273 | 0 | 2.9211 | 2.6103 | 3.0192 | 0.0001243
1080 | 0.00021376 | 0 | 2.8833 | 2.6103 | 3.0192 | 0.00012437
1081 | 0.00021965 | 0 | 2.9333 | 2.6103 | 3.0192 | 0.00012385
1082 | 0.00022131 | 0 | 2.9111 | 2.6103 | 3.0192 | 0.00012201
1083 | 0.00022526 | 0 | 2.8793 | 2.6103 | 3.0192 | 0.00012003
1084 | 0.00022831 | 0 | 2.8764 | 2.6103 | 3.0192 | 0.00012286
1085 | 0.00024677 | 0 | 2.8686 | 2.6103 | 3.0192 | 0.00012327
1086 | 0.00024435 | 0 | 2.8416 | 2.6103 | 3.0192 | 0.00012212
1087 | 0.00021586 | 0 | 2.8217 | 2.6103 | 3.0192 | 0.00012312
1088 | 0.0001577 | 0 | 2.8151 | 2.6103 | 3.0192 | 0.00012424
1089 | 0.00012953 | 0 | 2.857 | 2.6103 | 3.0192 | 0.00012454
1090 | 0.00011781 | 0 | 2.8862 | 2.6103 | 3.0192 | 0.00012444
1091 | 0.00011362 | 0 | 2.9121 | 2.6103 | 3.0192 | 0.00012401
1092 | 0.00011097 | 0 | 2.9292 | 2.6102 | 3.0192 | 0.00012222
1093 | 0.00010369 | 0 | 2.9861 | 2.6102 | 3.0192 | 0.00012446
1094 | 9.3863e-05 | 0 | 2.9621 | 2.6102 | 3.0192 | 0.00012441
1095 | 8.4964e-05 | 0 | 2.9579 | 2.6102 | 3.0192 | 0.00012423
1096 | 7.6935e-05 | 0 | 2.9272 | 2.6102 | 3.0192 | 0.000124
1097 | 7.4549e-05 | 0 | 2.8951 | 2.6102 | 3.0192 | 0.0001241
1098 | 0.00010451 | 0 | 2.9011 | 2.6102 | 3.0192 | 0.00012397
1099 | 0.00013936 | 0 | 2.9111 | 2.6102 | 3.0192 | 0.00012489
1100 | 0.00016688 | 0 | 2.8608 | 2.6102 | 3.0192 | 0.00012405
1101 | 0.00016958 | 0 | 2.8705 | 2.6102 | 3.0192 | 0.00012405
1102 | 0.00017516 | 0 | 2.8735 | 2.6102 | 3.0192 | 0.00012168
1103 | 0.00018022 | 0 | 2.8764 | 2.6102 | 3.0192 | 0.00012281
1104 | 0.00018831 | 0 | 2.8882 | 2.6102 | 3.0192 | 0.00012357
1105 | 0.00019248 | 0 | 2.9001 | 2.6102 | 3.0192 | 0.00012247
1106 | 0.00019462 | 0 | 2.9211 | 2.6102 | 3.0192 | 0.00012203
1107 | 0.00019721 | 0 | 2.9131 | 2.6102 | 3.0192 | 0.00012203
1108 | 0.00020081 | 0 | 2.9071 | 2.6101 | 3.0192 | 0.00011912
1109 | 0.00020178 | 0 | 2.9211 | 2.6101 | 3.0192 | 0.00012189
1110 | 0.00021145 | 0 | 2.9404 | 2.6101 | 3.0192 | 0.00012152
1111 | 0.0001934 | 0 | 2.9445 | 2.6101 | 3.0192 | 0.00012372
1112 | 0.00013346 | 0 | 2.9673 | 2.6101 | 3.0192 | 0.00012441
1113 | 0.00011316 | 0 | 2.9746 | 2.6101 | 3.0192 | 0.00012449
1114 | 0.00010951 | 0 | 3.0192 | 2.6101 | 3.0192 | 0.00012391
1115 | 0.00010739 | 0 | 3.0966 | 2.6101 | 3.0192 | 0.00012347
1116 | 0.0001001 | 0 | 3.0989 | 2.6101 | 3.0192 | 0.00012448
1117 | 0.00010763 | 0.0010565 | 3.1264 | 2.6101 | 3.0192 | 0.00012455
1118 | 0.00010243 | 0.0031193 | 3.1579 | 2.6101 | 3.0192 | 0.00012391
1119 | 9.7837e-05 | 0.0043789 | 3.1757 | 2.6101 | 3.0192 | 0.00012409
1120 | 7.3932e-05 | 0.0038213 | 3.1686 | 2.6101 | 3.0192 | 0.00012352
1121 | 6.9218e-05 | 0.0032804 | 3.1603 | 2.6101 | 3.0192 | 0.00012408
1122 | 8.0986e-05 | 0.0031481 | 3.1579 | 2.6101 | 3.0192 | 0.00012443
1123 | 0.00012567 | 0.00055274 | 3.1172 | 2.61 | 3.0192 | 0.00012352
1124 | 0.00014709 | 0.0032119 | 3.1591 | 2.61 | 3.0192 | 0.00012468
1125 | 0.00015068 | 0.0062392 | 3.2046 | 2.61 | 3.0192 | 0.00011326
1126 | 0.00015007 | 0.0096726 | 3.2565 | 2.61 | 3.0192 | 0.00012313
1127 | 0.00015189 | 0.0075241 | 3.2242 | 2.61 | 3.0192 | 0.00012294
1128 | 0.00015802 | 0.0032316 | 3.1591 | 2.61 | 3.0192 | 0.00012382
1129 | 0.00016402 | 0.0021209 | 3.1427 | 2.61 | 3.0192 | 0.00012357
1130 | 0.00016774 | 0.0011324 | 3.1275 | 2.61 | 3.0192 | 0.00012229
1131 | 0.00017067 | 0 | 3.0921 | 2.61 | 3.0192 | 0.00012201
1132 | 0.00017843 | 0 | 3.0398 | 2.61 | 3.0192 | 0.00012133
1133 | 0.00019397 | 0 | 3.0278 | 2.61 | 3.0192 | 0.00012031
1134 | 0.00019002 | 0 | 3.0042 | 2.61 | 3.0192 | 0.00012136
1135 | 0.00017621 | 0 | 2.9819 | 2.61 | 3.0192 | 0.00012377
1136 | 0.00013296 | 0 | 2.9704 | 2.61 | 3.0192 | 0.00012365
1137 | 0.00012502 | 0 | 2.9528 | 2.61 | 3.0192 | 0.0001246
1138 | 0.00010951 | 0 | 2.9456 | 2.6099 | 3.0192 | 0.0001243
1139 | 0.00010291 | 0 | 2.9735 | 2.6099 | 3.0192 | 0.00012426
1140 | 0.00010512 | 0 | 2.9819 | 2.6099 | 3.0192 | 0.00012435
1141 | 0.00011745 | 0 | 2.9925 | 2.6099 | 3.0192 | 0.00012457
1142 | 0.00010602 | 0 | 3.0085 | 2.6099 | 3.0192 | 0.00012436
1143 | 8.5636e-05 | 0 | 2.9861 | 2.6099 | 3.0192 | 0.0001236
1144 | 8.0903e-05 | 0 | 2.9272 | 2.6099 | 3.0192 | 0.00012383
1145 | 8.0218e-05 | 0 | 2.9161 | 2.6099 | 3.0192 | 0.00012412
1146 | 8.7348e-05 | 0 | 2.9001 | 2.6099 | 3.0192 | 0.00012368
1147 | 0.00013582 | 0 | 2.9081 | 2.6099 | 3.0192 | 0.00012385
1148 | 0.00017884 | 0 | 2.9001 | 2.6099 | 3.0192 | 0.00012421
1149 | 0.00017711 | 0 | 2.8647 | 2.6099 | 3.0192 | 0.00012347
1150 | 0.00017269 | 0 | 2.8416 | 2.6099 | 3.0192 | 0.00012309
1151 | 0.00017749 | 0 | 2.8599 | 2.6099 | 3.0192 | 0.00012283
1152 | 0.00018366 | 0 | 2.8123 | 2.6099 | 3.0192 | 0.00012401
1153 | 0.00019015 | 0 | 2.8002 | 2.6099 | 3.0192 | 0.0001221
1154 | 0.0001947 | 0 | 2.8086 | 2.6098 | 3.0192 | 0.0001224
1155 | 0.00020314 | 0 | 2.7818 | 2.6098 | 3.0192 | 0.00012137
1156 | 0.00021508 | 0 | 2.7726 | 2.6098 | 3.0192 | 0.0001208
1157 | 0.000221 | 0 | 2.7891 | 2.6098 | 3.0192 | 0.00011993
1158 | 0.00024445 | 0 | 2.7965 | 2.6098 | 3.0192 | 0.00011974
1159 | 0.00019898 | 0 | 2.8058 | 2.6098 | 3.0192 | 0.00012412
1160 | 0.00015077 | 0 | 2.8264 | 2.6098 | 3.0192 | 0.00012451
1161 | 0.0001302 | 0 | 2.8764 | 2.6098 | 3.0192 | 0.0001246
1162 | 0.00011702 | 0 | 2.8686 | 2.6098 | 3.0192 | 0.00012447
1163 | 0.00011644 | 0 | 2.9211 | 2.6098 | 3.0192 | 0.00012423
1164 | 0.00010684 | 0 | 3.0052 | 2.6098 | 3.0192 | 0.00012463
1165 | 0.00010395 | 0 | 3.0977 | 2.6098 | 3.0192 | 0.0001247
1166 | 9.8849e-05 | 0.00040334 | 3.116 | 2.6098 | 3.0192 | 0.00012459
1167 | 8.6813e-05 | 0.001274 | 3.1299 | 2.6098 | 3.0192 | 0.00012387
1168 | 8.677e-05 | 0 | 3.0214 | 2.6098 | 3.0192 | 0.00012361
1169 | 0.00010811 | 0 | 3.0398 | 2.6097 | 3.0192 | 0.00012441
1170 | 9.7606e-05 | 0 | 3.0074 | 2.6097 | 3.0192 | 0.00012374
1171 | 0.00013646 | 0 | 2.9141 | 2.6097 | 3.0192 | 0.00012521
1172 | 0.00016569 | 0 | 2.7672 | 2.6097 | 3.0192 | 0.00012335
1173 | 0.00017146 | 0 | 2.8349 | 2.6097 | 3.0192 | 0.00012118
1174 | 0.00017566 | 0 | 2.8862 | 2.6097 | 3.0192 | 0.00012115
1175 | 0.00017854 | 0 | 2.9001 | 2.6097 | 3.0192 | 0.0001214
1176 | 0.00018363 | 0 | 2.8902 | 2.6097 | 3.0192 | 0.00012119
1177 | 0.00018792 | 0 | 2.8764 | 2.6097 | 3.0192 | 0.00012154
1178 | 0.00019133 | 0 | 2.7818 | 2.6097 | 3.0192 | 0.00011971
1179 | 0.00019765 | 0 | 2.7421 | 2.6097 | 3.0192 | 0.00011681
1180 | 0.00020515 | 0 | 2.7017 | 2.6097 | 3.0192 | 0.00011967
1181 | 0.00022278 | 0 | 2.713 | 2.6097 | 3.0192 | 0.00012013
1182 | 0.00021723 | 0 | 2.7465 | 2.6097 | 3.0192 | 0.00011888
1183 | 0.00019075 | 0 | 2.7726 | 2.6097 | 3.0192 | 0.00012383
1184 | 0.00015695 | 0 | 2.7818 | 2.6096 | 3.0192 | 0.00012382
1185 | 0.00014243 | 0 | 2.803 | 2.6096 | 3.0192 | 0.00012464
1186 | 0.00012801 | 0 | 2.8292 | 2.6096 | 3.0192 | 0.0001237
1187 | 0.00013725 | 0 | 2.8464 | 2.6096 | 3.0192 | 0.0001246
1188 | 0.00014019 | 0 | 2.8647 | 2.6096 | 3.0192 | 0.00012461
1189 | 0.00013448 | 0 | 2.9011 | 2.6096 | 3.0192 | 0.00012457
1190 | 0.00013364 | 0 | 2.9141 | 2.6096 | 3.0192 | 0.0001246
1191 | 0.00012007 | 0 | 2.8862 | 2.6096 | 3.0192 | 0.00012381
1192 | 0.0001093 | 0 | 2.857 | 2.6096 | 3.0192 | 0.00012311
1193 | 0.0001137 | 0 | 2.8521 | 2.6096 | 3.0192 | 0.00012376
1194 | 0.00011516 | 0 | 2.8647 | 2.6096 | 3.0192 | 0.0001242
1195 | 0.00015349 | 0 | 2.7818 | 2.6096 | 3.0192 | 0.00012475
1196 | 0.00018944 | 0 | 2.7654 | 2.6096 | 3.0192 | 0.00012393
1197 | 0.00019887 | 0 | 2.7358 | 2.6096 | 3.0192 | 0.00012066
1198 | 0.0002059 | 0 | 2.7191 | 2.6096 | 3.0192 | 0.0001215
1199 | 0.00021567 | 0 | 2.7226 | 2.6096 | 3.0192 | 0.00012277
1200 | 0.0002241 | 0 | 2.7501 | 2.6095 | 3.0192 | 0.00012122
1201 | 0.00022966 | 0 | 2.803 | 2.6095 | 3.0192 | 0.00012057
1202 | 0.00023217 | 0 | 2.816 | 2.6095 | 3.0192 | 0.00012122
1203 | 0.00023512 | 0 | 2.8151 | 2.6095 | 3.0192 | 0.00011923
1204 | 0.00023927 | 0 | 2.7456 | 2.6095 | 3.0192 | 0.00012036
1205 | 0.00025722 | 0 | 2.7139 | 2.6095 | 3.0192 | 0.00011615
1206 | 0.00025436 | 0 | 2.7139 | 2.6095 | 3.0192 | 0.00011979
1207 | 0.00022342 | 0 | 2.727 | 2.6095 | 3.0192 | 0.00012381
1208 | 0.00018947 | 0 | 2.7376 | 2.6095 | 3.0192 | 0.00012377
1209 | 0.00017864 | 0 | 2.7573 | 2.6095 | 3.0192 | 0.00012465
1210 | 0.00016863 | 0 | 2.857 | 2.6095 | 3.0192 | 0.00012401
1211 | 0.00016442 | 0 | 2.959 | 2.6095 | 3.0192 | 0.00012309
1212 | 0.00015854 | 0 | 3.0127 | 2.6095 | 3.0192 | 0.00012343
1213 | 0.00015587 | 0 | 3.0344 | 2.6095 | 3.0192 | 0.00012405
1214 | 0.00013477 | 0 | 3.0344 | 2.6095 | 3.0192 | 0.00012447
1215 | 0.00011871 | 0 | 3.0344 | 2.6094 | 3.0192 | 0.00012386
1216 | 0.0001071 | 0 | 3.0268 | 2.6094 | 3.0192 | 0.00012317
1217 | 0.00011928 | 0 | 3.0203 | 2.6094 | 3.0192 | 0.00012378
1218 | 0.00011496 | 0 | 3.0203 | 2.6094 | 3.0192 | 0.00012413
1219 | 0.00016072 | 0 | 3.0333 | 2.6094 | 3.0192 | 0.0001132
1220 | 0.00020141 | 0 | 3.0497 | 2.6094 | 3.0192 | 0.00012491
1221 | 0.00020111 | 0 | 3.0596 | 2.6094 | 3.0192 | 0.00012126
1222 | 0.00019973 | 0 | 3.0707 | 2.6094 | 3.0192 | 0.00012223
1223 | 0.00020558 | 0 | 3.0497 | 2.6094 | 3.0192 | 0.0001238
1224 | 0.0002132 | 0 | 2.8912 | 2.6094 | 3.0192 | 0.00012353
1225 | 0.00022284 | 0 | 2.8686 | 2.6094 | 3.0192 | 0.00012178
1226 | 0.00022973 | 0 | 2.8416 | 2.6094 | 3.0192 | 0.00012176
1227 | 0.00023732 | 0 | 2.7993 | 2.6094 | 3.0192 | 0.00012079
1228 | 0.00024409 | 0 | 2.7891 | 2.6094 | 3.0192 | 0.00012016
1229 | 0.00026456 | 0 | 2.7279 | 2.6094 | 3.0192 | 0.00011954
1230 | 0.00027142 | 0 | 2.7314 | 2.6093 | 3.0192 | 0.00012045
1231 | 0.00023881 | 0 | 2.7226 | 2.6093 | 3.0192 | 0.00012397
1232 | 0.00019272 | 0 | 2.7564 | 2.6093 | 3.0192 | 0.00012458
1233 | 0.00018682 | 0 | 2.7772 | 2.6093 | 3.0192 | 0.00012468
1234 | 0.00017038 | 0 | 2.802 | 2.6093 | 3.0192 | 0.0001244
1235 | 0.00015715 | 0 | 2.7305 | 2.6093 | 3.0192 | 0.00012443
1236 | 0.00015581 | 0 | 2.7139 | 2.6093 | 3.0192 | 0.0001243
1237 | 0.00015397 | 0 | 2.7772 | 2.6093 | 3.0192 | 0.00012429
1238 | 0.00014666 | 0 | 2.7818 | 2.6093 | 3.0192 | 0.00012406
1239 | 0.00013548 | 0 | 2.7965 | 2.6093 | 3.0192 | 0.00012298
1240 | 0.00011905 | 0 | 2.856 | 2.6093 | 3.0192 | 0.00012243
1241 | 0.00011777 | 0 | 2.816 | 2.6093 | 3.0192 | 0.00012314
1242 | 0.00012346 | 0 | 2.8207 | 2.6093 | 3.0192 | 0.00012174
1243 | 0.00017871 | 0 | 2.8302 | 2.6093 | 3.0192 | 0.00012071
1244 | 0.00020266 | 0 | 2.8142 | 2.6093 | 3.0192 | 0.00012502
1245 | 0.00020436 | 0 | 2.8273 | 2.6092 | 3.0192 | 0.00012128
1246 | 0.00021232 | 0 | 2.8464 | 2.6092 | 3.0192 | 0.00012201
1247 | 0.00021599 | 0 | 2.8283 | 2.6092 | 3.0192 | 0.00012037
1248 | 0.00022221 | 0 | 2.7965 | 2.6092 | 3.0192 | 0.00012231
1249 | 0.00022785 | 0 | 2.7863 | 2.6092 | 3.0192 | 0.00012403
1250 | 0.00023226 | 0 | 2.7863 | 2.6092 | 3.0192 | 0.00012433
1251 | 0.00023688 | 0 | 2.7772 | 2.6092 | 3.0192 | 0.00011782
1252 | 0.00024113 | 0 | 2.7447 | 2.6092 | 3.0192 | 0.000124
1253 | 0.00025477 | 0 | 2.7447 | 2.6092 | 3.0192 | 0.00012335
1254 | 0.0002525 | 0 | 2.713 | 2.6092 | 3.0192 | 0.00012304
1255 | 0.0002365 | 0 | 2.713 | 2.6092 | 3.0192 | 0.00012405
1256 | 0.00017644 | 0 | 2.7528 | 2.6092 | 3.0192 | 0.00012404
1257 | 0.00017442 | 0 | 2.7891 | 2.6092 | 3.0192 | 0.00012441
1258 | 0.00016234 | 0 | 2.8521 | 2.6092 | 3.0192 | 0.00012426
1259 | 0.0001661 | 0 | 2.9001 | 2.6092 | 3.0192 | 0.00012429
1260 | 0.00015493 | 0 | 2.9181 | 2.6092 | 3.0192 | 0.00012371
1261 | 0.00014638 | 0 | 2.9232 | 2.6092 | 3.0192 | 0.00012429
1262 | 0.00013764 | 0 | 2.8589 | 2.6092 | 3.0192 | 0.00012368
1263 | 0.00013536 | 0 | 2.8912 | 2.6092 | 3.0192 | 0.00012372
1264 | 0.00011922 | 0 | 2.9111 | 2.6092 | 3.0192 | 0.00012348
1265 | 0.00011784 | 0 | 2.9292 | 2.6092 | 3.0192 | 0.00012334
1266 | 0.00013054 | 0 | 2.9725 | 2.6092 | 3.0192 | 0.00012297
1267 | 0.00017075 | 0 | 2.9882 | 2.6092 | 3.0192 | 0.00012213
1268 | 0.0002074 | 0 | 2.9171 | 2.6092 | 3.0192 | 0.00012486
1269 | 0.00020539 | 0 | 2.8793 | 2.6092 | 3.0192 | 0.00012322
1270 | 0.0002045 | 0 | 2.8493 | 2.6092 | 3.0192 | 0.00012447
1271 | 0.0002099 | 0 | 2.8142 | 2.6092 | 3.0192 | 0.00012447
1272 | 0.00022086 | 0 | 2.8151 | 2.6092 | 3.0192 | 0.0001248
1273 | 0.00022898 | 0 | 2.8067 | 2.6092 | 3.0192 | 0.00012444
1274 | 0.00023492 | 0 | 2.8011 | 2.6092 | 3.0192 | 0.00012224
1275 | 0.00024027 | 0 | 2.7781 | 2.6092 | 3.0192 | 0.00012285
1276 | 0.00024521 | 0 | 2.7627 | 2.6092 | 3.0192 | 0.00012417
1277 | 0.00026446 | 0 | 2.7564 | 2.6092 | 3.0192 | 0.00012132
1278 | 0.00026593 | 0 | 2.7564 | 2.6092 | 3.0192 | 0.00012326
1279 | 0.00023843 | 0 | 2.7314 | 2.6092 | 3.0192 | 0.0001241
1280 | 0.00019639 | 0 | 2.7891 | 2.6092 | 3.0192 | 0.00012428
1281 | 0.00018322 | 0 | 2.8735 | 2.6092 | 3.0192 | 0.00012449
1282 | 0.0001482 | 0 | 2.9292 | 2.6092 | 3.0192 | 0.00012393
1283 | 0.00012567 | 0 | 3.001 | 2.6092 | 3.0192 | 0.00012397
1284 | 0.00011934 | 0 | 3.0596 | 2.6092 | 3.0192 | 0.0001238
1285 | 0.00010706 | 0 | 3.0786 | 2.6092 | 3.0192 | 0.00012394
1286 | 9.5729e-05 | 0 | 3.0921 | 2.6092 | 3.0192 | 0.0001234
1287 | 8.8637e-05 | 0 | 3.0774 | 2.6092 | 3.0192 | 0.00012129
1288 | 7.4319e-05 | 0 | 3.0398 | 2.6092 | 3.0192 | 0.00011949
1289 | 7.2127e-05 | 0 | 2.9528 | 2.6092 | 3.0192 | 0.00012173
1290 | 9.8277e-05 | 0 | 2.8359 | 2.6092 | 3.0192 | 0.00012251
1291 | 0.00013937 | 0 | 2.7618 | 2.6092 | 3.0192 | 0.0001235
1292 | 0.00015895 | 0 | 2.834 | 2.6092 | 3.0192 | 0.00012304
1293 | 0.00018286 | 0 | 2.8416 | 2.6092 | 3.0192 | 0.00012371
1294 | 0.00017739 | 0 | 2.8123 | 2.6092 | 3.0192 | 0.0001245
1295 | 0.00018472 | 0 | 2.8872 | 2.6092 | 3.0192 | 0.00012306
1296 | 0.00019287 | 0 | 2.9435 | 2.6092 | 3.0192 | 0.00012313
1297 | 0.00019922 | 0 | 2.9151 | 2.6092 | 3.0192 | 0.00012413
1298 | 0.00020511 | 0 | 2.9111 | 2.6092 | 3.0192 | 0.00012315
1299 | 0.00021233 | 0 | 2.9435 | 2.6092 | 3.0192 | 0.0001238
1300 | 0.00022243 | 0 | 2.9111 | 2.6092 | 3.0192 | 0.00012449
1301 | 0.00024207 | 0 | 2.9191 | 2.6092 | 3.0192 | 0.00012295
1302 | 0.00025778 | 0 | 2.9111 | 2.6092 | 3.0192 | 0.00012287
1303 | 0.00022141 | 0 | 2.9191 | 2.6092 | 3.0192 | 0.00012425
1304 | 0.00016494 | 0 | 2.9151 | 2.6092 | 3.0192 | 0.00012437
1305 | 0.00013773 | 0 | 2.9569 | 2.6092 | 3.0192 | 0.00012447
1306 | 0.00011394 | 0 | 2.984 | 2.6092 | 3.0192 | 0.00012398
1307 | 9.3417e-05 | 0 | 3.0042 | 2.6092 | 3.0192 | 0.00012312
1308 | 8.5425e-05 | 0 | 3.0214 | 2.6092 | 3.0192 | 0.00012376
1309 | 7.8926e-05 | 0 | 3.0652 | 2.6092 | 3.0192 | 0.00012328
1310 | 7.3502e-05 | 0 | 3.053 | 2.6092 | 3.0192 | 0.00012328
1311 | 5.8826e-05 | 0 | 3.0541 | 2.6092 | 3.0192 | 0.00012168
1312 | 4.8099e-05 | 0 | 3.0278 | 2.6092 | 3.0192 | 0.00011966
1313 | 4.8133e-05 | 0 | 2.7421 | 2.6092 | 3.0192 | 0.00012158
1314 | 5.8791e-05 | 0 | 2.7421 | 2.6092 | 3.0192 | 0.00012351
1315 | 9.3848e-05 | 0 | 2.727 | 2.6092 | 3.0192 | 0.00012528
1316 | 0.00012193 | 0 | 2.7323 | 2.6092 | 3.0192 | 0.00012528
1317 | 0.00014526 | 0 | 2.694 | 2.6092 | 3.0192 | 0.00012351
1318 | 0.00013846 | 0 | 2.6983 | 2.6092 | 3.0192 | 0.00011783
1319 | 0.00015229 | 0 | 2.1436 | 2.6092 | 3.0192 | 0.00012403
1320 | 0.00016364 | 0 | 2.1274 | 2.6092 | 3.0192 | 0.00012342
1321 | 0.00017329 | 0 | 2.1443 | 2.6092 | 3.0192 | 0.00012093
1322 | 0.00018026 | 0 | 2.1321 | 2.6092 | 3.0192 | 0.00012426
1323 | 0.00018882 | 0 | 2.7 | 2.6092 | 3.0192 | 0.00012467
1324 | 0.00019767 | 0 | 2.1436 | 2.6092 | 3.0192 | 0.00012336
1325 | 0.00022647 | 0 | 2.1321 | 2.6092 | 3.0192 | 0.00012385
1326 | 0.00022462 | 0 | 2.1247 | 2.6092 | 3.0192 | 0.00012359
1327 | 0.00019934 | 0 | 2.1382 | 2.6092 | 3.0192 | 0.00012416
1328 | 0.00014194 | 0 | 2.7095 | 2.6092 | 3.0192 | 0.00012424
1329 | 0.00012316 | 0 | 2.7429 | 2.6092 | 3.0192 | 0.00012443
1330 | 0.00010675 | 0 | 2.7627 | 2.6092 | 3.0192 | 0.00012379
1331 | 9.6598e-05 | 0 | 2.834 | 2.6092 | 3.0192 | 0.00012316
1332 | 8.1484e-05 | 0 | 2.9191 | 2.6092 | 3.0192 | 0.00012314
1333 | 7.2107e-05 | 0 | 2.7501 | 2.6092 | 3.0192 | 0.00012307
1334 | 6.3817e-05 | 0 | 2.8011 | 2.6092 | 3.0192 | 0.00012346
1335 | 5.701e-05 | 0 | 2.7781 | 2.6092 | 3.0192 | 0.00012148
1336 | 4.8437e-05 | 0 | 2.8011 | 2.6092 | 3.0192 | 0.00011922
1337 | 5.0363e-05 | 0 | 2.7882 | 2.6092 | 3.0192 | 0.00012143
1338 | 7.1501e-05 | 0 | 2.7965 | 2.6092 | 3.0192 | 0.00012282
1339 | 9.3191e-05 | 0 | 2.7447 | 2.6092 | 3.0192 | 0.00012162
1340 | 0.00011709 | 0 | 2.727 | 2.6092 | 3.0192 | 0.00012308
1341 | 0.00013814 | 0 | 2.7367 | 2.6092 | 3.0192 | 0.00012261
1342 | 0.00013958 | 0 | 2.7095 | 2.6092 | 3.0192 | 0.00012397
1343 | 0.00014878 | 0 | 2.6992 | 2.6092 | 3.0192 | 0.00012021
1344 | 0.00016098 | 0 | 2.694 | 2.6092 | 3.0192 | 0.00012176
1345 | 0.00017119 | 0 | 2.1382 | 2.6092 | 3.0192 | 0.00012418
1346 | 0.00018299 | 0 | 2.1247 | 2.6092 | 3.0192 | 0.00012397
1347 | 0.00019001 | 0 | 2.1227 | 2.6092 | 3.0192 | 0.00012279
1348 | 0.00019656 | 0 | 2.1003 | 2.6092 | 3.0192 | 0.00012225
1349 | 0.00022439 | 0 | 2.0695 | 2.6092 | 3.0192 | 0.00012365
1350 | 0.00022017 | 0 | 2.0809 | 2.6092 | 3.0192 | 0.0001236
1351 | 0.00019674 | 0 | 2.088 | 2.6092 | 3.0192 | 0.00012408
1352 | 0.00014221 | 0 | 2.1241 | 2.6092 | 3.0192 | 0.00012409
1353 | 0.00012737 | 0 | 2.7367 | 2.6092 | 3.0192 | 0.00012348
1354 | 0.00010501 | 0 | 2.7965 | 2.6092 | 3.0192 | 0.00012358
1355 | 9.8673e-05 | 0 | 2.8647 | 2.6092 | 3.0192 | 0.00012414
1356 | 9.1124e-05 | 0 | 2.8912 | 2.6092 | 3.0192 | 0.00012412
1357 | 8.8016e-05 | 0 | 2.9242 | 2.6092 | 3.0192 | 0.00012417
1358 | 8.2174e-05 | 0 | 2.9683 | 2.6092 | 3.0192 | 0.00012416
1359 | 6.8955e-05 | 0 | 2.9559 | 2.6092 | 3.0192 | 0.00012322
1360 | 6.533e-05 | 0 | 2.9292 | 2.6092 | 3.0192 | 0.00012346
1361 | 6.7608e-05 | 0 | 2.8764 | 2.6092 | 3.0192 | 0.00012366
1362 | 7.8033e-05 | 0 | 2.7555 | 2.6092 | 3.0192 | 0.00012333
1363 | 0.00011201 | 0 | 2.147 | 2.6092 | 3.0192 | 0.00011621
1364 | 0.00015442 | 0 | 2.0816 | 2.6092 | 3.0192 | 0.00012365
1365 | 0.00015226 | 0 | 2.0752 | 2.6092 | 3.0192 | 0.00012306
1366 | 0.00015826 | 0 | 2.0432 | 2.6092 | 3.0192 | 0.00012381
1367 | 0.00016747 | 0 | 2.0206 | 2.6092 | 3.0192 | 0.00012405
1368 | 0.00017837 | 0 | 2.0158 | 2.6092 | 3.0192 | 0.00012334
1369 | 0.00018602 | 0 | 2.0134 | 2.6092 | 3.0192 | 0.0001237
1370 | 0.00019135 | 0 | 2.065 | 2.6092 | 3.0192 | 0.00012429
1371 | 0.00019471 | 0 | 2.0531 | 2.6092 | 3.0192 | 0.00012304
1372 | 0.00019993 | 0 | 2.0328 | 2.6092 | 3.0192 | 0.00012392
1373 | 0.00020539 | 0 | 2.0158 | 2.6092 | 3.0192 | 0.00012397
1374 | 0.00021954 | 0 | 1.9985 | 2.6092 | 3.0192 | 0.00012089
1375 | 0.00020381 | 0 | 2.0182 | 2.6092 | 3.0192 | 0.00012399
1376 | 0.00013065 | 0 | 2.0739 | 2.6092 | 3.0192 | 0.00012325
1377 | 0.00012077 | 0 | 2.1443 | 2.6092 | 3.0192 | 0.00012431
1378 | 0.00010324 | 0 | 2.769 | 2.6092 | 3.0192 | 0.00012414
1379 | 0.00010029 | 0 | 2.8283 | 2.6092 | 3.0192 | 0.00012069
1380 | 9.4876e-05 | 0 | 2.9111 | 2.6092 | 3.0192 | 0.00012425
1381 | 8.935e-05 | 0 | 2.9404 | 2.6092 | 3.0192 | 0.00012435
1382 | 8.6034e-05 | 0 | 2.9694 | 2.6092 | 3.0192 | 0.00012417
1383 | 7.0365e-05 | 0 | 2.9704 | 2.6092 | 3.0192 | 0.00012362
1384 | 6.4386e-05 | 0 | 2.9394 | 2.6092 | 3.0192 | 0.000123
1385 | 6.9329e-05 | 0 | 2.8686 | 2.6092 | 3.0192 | 0.00012372
1386 | 7.5078e-05 | 0 | 2.8058 | 2.6092 | 3.0192 | 0.00012365
1387 | 0.00013348 | 0 | 2.7095 | 2.6092 | 3.0192 | 0.00012382
1388 | 0.00014137 | 0 | 2.6931 | 2.6092 | 3.0192 | 0.00012451
1389 | 0.00014788 | 0 | 2.1281 | 2.6092 | 3.0192 | 0.00012401
1390 | 0.00014723 | 0 | 2.1023 | 2.6092 | 3.0192 | 0.00012321
1391 | 0.00015299 | 0 | 2.1115 | 2.6092 | 3.0192 | 0.00012385
1392 | 0.00016138 | 0 | 2.0893 | 2.6092 | 3.0192 | 0.00012456
1393 | 0.00016791 | 0 | 2.0745 | 2.6092 | 3.0192 | 0.00012406
1394 | 0.00017275 | 0 | 2.0146 | 2.6092 | 3.0192 | 0.0001246
1395 | 0.00018245 | 0 | 2.014 | 2.6092 | 3.0192 | 0.00012185
1396 | 0.00019111 | 0 | 2.0086 | 2.6092 | 3.0192 | 0.00012438
1397 | 0.00019728 | 0 | 2.014 | 2.6092 | 3.0192 | 0.00012194
1398 | 0.00020553 | 0 | 1.9795 | 2.5991 | 3.0052 | 0.00012437
1399 | 0.00019023 | 0 | 1.9991 | 2.6092 | 3.0192 | 0.00012378
1400 | 0.00012421 | 0 | 2.0893 | 2.6092 | 3.0192 | 0.00012342
1401 | 0.00011781 | 0 | 2.6931 | 2.6092 | 3.0192 | 0.00012378
1402 | 9.883e-05 | 0 | 2.7965 | 2.6092 | 3.0192 | 0.00012409
1403 | 0.00010167 | 0 | 2.8882 | 2.6092 | 3.0192 | 0.00012424
1404 | 0.00010786 | 0 | 2.961 | 2.6092 | 3.0192 | 0.00012427
1405 | 0.00010738 | 0 | 3.0138 | 2.6092 | 3.0192 | 0.00012305
1406 | 9.9899e-05 | 0 | 3.053 | 2.6092 | 3.0192 | 0.00012422
1407 | 8.7683e-05 | 0 | 3.0486 | 2.6092 | 3.0192 | 0.00012322
1408 | 8.3304e-05 | 0 | 3.0074 | 2.6092 | 3.0192 | 0.00012372
1409 | 8.58e-05 | 0 | 2.8823 | 2.6092 | 3.0192 | 0.00012394
1410 | 0.00011137 | 0 | 2.7781 | 2.6092 | 3.0192 | 0.00012417
1411 | 0.00016104 | 0 | 2.7139 | 2.6092 | 3.0192 | 0.00012344
1412 | 0.00018126 | 0 | 2.1382 | 2.6092 | 3.0192 | 0.00012483
1413 | 0.00019654 | 0 | 2.1042 | 2.6092 | 3.0192 | 0.00012239
1414 | 0.00020256 | 0 | 2.0803 | 2.6092 | 3.0192 | 0.00012405
1415 | 0.0002145 | 0 | 2.0519 | 2.6092 | 3.0192 | 0.00012381
1416 | 0.00022827 | 0 | 2.0242 | 2.6092 | 3.0192 | 0.0001229
1417 | 0.00023892 | 0 | 2.0451 | 2.6092 | 3.0192 | 0.0001227
1418 | 0.00024628 | 0 | 2.0194 | 2.6092 | 3.0192 | 0.00012191
1419 | 0.00025389 | 0 | 1.9985 | 2.6092 | 3.0192 | 0.00012099
1420 | 0.00026059 | 0 | 1.9944 | 2.6092 | 3.0192 | 0.00011958
1421 | 0.00028476 | 0 | 1.9882 | 2.6055 | 3.014 | 0.00012002
1422 | 0.00028343 | 0 | 2.0027 | 2.6092 | 3.0192 | 0.00011924
1423 | 0.00025948 | 0 | 2.0315 | 2.6092 | 3.0192 | 0.00012347
1424 | 0.00020371 | 0 | 2.1115 | 2.6092 | 3.0192 | 0.00012342
1425 | 0.00019086 | 0 | 2.7305 | 2.6092 | 3.0192 | 0.00012425
1426 | 0.00017165 | 0 | 2.8236 | 2.6092 | 3.0192 | 0.00012351
1427 | 0.00015697 | 0 | 2.9061 | 2.6092 | 3.0192 | 0.00012382
1428 | 0.00016154 | 0 | 2.9415 | 2.6092 | 3.0192 | 0.00012442
1429 | 0.00015969 | 0 | 2.9767 | 2.6092 | 3.0192 | 0.00012412
1430 | 0.00015646 | 0 | 3.0031 | 2.6092 | 3.0192 | 0.0001244
1431 | 0.00014213 | 0 | 2.9988 | 2.6092 | 3.0192 | 0.00012413
1432 | 0.00013825 | 0 | 2.9673 | 2.6092 | 3.0192 | 0.00012408
1433 | 0.0001384 | 0 | 2.8793 | 2.6092 | 3.0192 | 0.00012407
1434 | 0.00014007 | 0 | 2.8011 | 2.6092 | 3.0192 | 0.00012419
1435 | 0.00018803 | 0 | 2.8521 | 2.6092 | 3.0192 | 0.00012483
1436 | 0.00023138 | 0 | 2.7827 | 2.6092 | 3.0192 | 0.00012332
1437 | 0.00023538 | 0 | 2.7965 | 2.6092 | 3.0192 | 0.00012277
1438 | 0.00023069 | 0 | 2.7763 | 2.6092 | 3.0192 | 0.00012253
1439 | 0.00023684 | 0 | 2.7573 | 2.6092 | 3.0192 | 0.00012238
1440 | 0.00024564 | 0 | 2.7528 | 2.6092 | 3.0192 | 0.00012016
1441 | 0.00025231 | 0 | 2.7564 | 2.6092 | 3.0192 | 0.00011995
1442 | 0.00025681 | 0 | 2.7139 | 2.6092 | 3.0192 | 0.00011901
1443 | 0.00026279 | 0 | 2.7026 | 2.6092 | 3.0192 | 0.00011973
1444 | 0.00027115 | 0 | 2.147 | 2.6092 | 3.0192 | 0.00011769
1445 | 0.00027751 | 0 | 2.7139 | 2.6092 | 3.0192 | 0.00011842
1446 | 0.0003037 | 0 | 2.1429 | 2.6092 | 3.0192 | 0.00011397
1447 | 0.00026242 | 0 | 2.1261 | 2.6092 | 3.0192 | 0.00012201
1448 | 0.00022274 | 0 | 2.1194 | 2.6092 | 3.0192 | 0.00012369
1449 | 0.00020233 | 0 | 2.7956 | 2.6092 | 3.0192 | 0.00012442
1450 | 0.00018294 | 0 | 2.8991 | 2.6092 | 3.0192 | 0.00012325
1451 | 0.00016523 | 0 | 2.9507 | 2.6092 | 3.0192 | 0.0001243
1452 | 0.00014881 | 0 | 3.0127 | 2.6092 | 3.0192 | 0.00012418
1453 | 0.00014186 | 0 | 3.0127 | 2.6092 | 3.0192 | 0.00012407
1454 | 0.00013216 | 0 | 3.0278 | 2.6092 | 3.0192 | 0.00012367
1455 | 0.00011394 | 0 | 3.0278 | 2.6092 | 3.0192 | 0.00012288
1456 | 0.0001077 | 0 | 2.9946 | 2.6092 | 3.0192 | 0.00012223
1457 | 0.00011927 | 0 | 2.9435 | 2.6092 | 3.0192 | 0.00012259
1458 | 0.00010759 | 0 | 2.8426 | 2.6092 | 3.0192 | 0.00012338
1459 | 0.00016112 | 0 | 2.7609 | 2.6092 | 3.0192 | 0.00012371
1460 | 0.00020436 | 0 | 2.1261 | 2.6092 | 3.0192 | 0.00012387
1461 | 0.00021457 | 0 | 2.088 | 2.6092 | 3.0192 | 0.00012379
1462 | 0.00022301 | 0 | 2.1023 | 2.6092 | 3.0192 | 0.00012351
1463 | 0.00023266 | 0 | 2.1321 | 2.6092 | 3.0192 | 0.00012459
1464 | 0.00024323 | 0 | 2.088 | 2.6092 | 3.0192 | 0.00012365
1465 | 0.00025249 | 0 | 2.0056 | 2.6092 | 3.0192 | 0.00012378
1466 | 0.0002655 | 0 | 2.0146 | 2.6092 | 3.0192 | 0.00012295
1467 | 0.00028091 | 0 | 2.0015 | 2.6092 | 3.0192 | 0.00012115
1468 | 0.00028904 | 0 | 2.0309 | 2.6092 | 3.0192 | 0.00011992
1469 | 0.00030098 | 0 | 1.9578 | 2.583 | 2.983 | 0.00012056
1470 | 0.00031836 | 0 | 2.0074 | 2.6092 | 3.0192 | 0.00012017
1471 | 0.00028676 | 0 | 2.0255 | 2.6092 | 3.0192 | 0.00012369
1472 | 0.00024533 | 0 | 2.0835 | 2.6092 | 3.0192 | 0.00012437
1473 | 0.00022317 | 0 | 2.1436 | 2.6092 | 3.0192 | 0.00012355
1474 | 0.00019807 | 0 | 2.803 | 2.6092 | 3.0192 | 0.00012404
1475 | 0.00017112 | 0 | 2.9282 | 2.6092 | 3.0192 | 0.00012402
1476 | 0.00015577 | 0 | 2.9548 | 2.6092 | 3.0192 | 0.00012373
1477 | 0.00015936 | 0 | 2.9673 | 2.6092 | 3.0192 | 0.00012322
1478 | 0.00014115 | 0 | 2.9882 | 2.6092 | 3.0192 | 0.00012285
1479 | 0.000146 | 0 | 2.9861 | 2.6092 | 3.0192 | 0.00012146
1480 | 0.0001206 | 0 | 2.9725 | 2.6092 | 3.0192 | 0.00012118
1481 | 0.0001164 | 0 | 2.9242 | 2.6092 | 3.0192 | 0.00012122
1482 | 0.00012096 | 0 | 2.8426 | 2.6092 | 3.0192 | 0.00012207
1483 | 0.00016322 | 0 | 2.7609 | 2.6092 | 3.0192 | 0.00012224
1484 | 0.00019758 | 0 | 2.1429 | 2.6092 | 3.0192 | 0.00012245
1485 | 0.00021497 | 0 | 2.0919 | 2.6092 | 3.0192 | 0.00012368
1486 | 0.00022378 | 0 | 2.065 | 2.6092 | 3.0192 | 0.00012307
1487 | 0.0002369 | 0 | 2.0606 | 2.6092 | 3.0192 | 0.00012101
1488 | 0.00025393 | 0 | 2.0638 | 2.6092 | 3.0192 | 0.00012216
1489 | 0.00026305 | 0 | 2.0488 | 2.6092 | 3.0192 | 0.000118
1490 | 0.00027262 | 0 | 2.0482 | 2.6092 | 3.0192 | 0.00012393
1491 | 0.0002841 | 0 | 2.0482 | 2.6092 | 3.0192 | 0.00012375
1492 | 0.00029888 | 0 | 2.0451 | 2.6092 | 3.0192 | 0.0001225
1493 | 0.00030953 | 0 | 2.0401 | 2.6092 | 3.0192 | 0.0001217
1494 | 0.00032648 | 0 | 2.037 | 2.6092 | 3.0192 | 0.00012077
1495 | 0.00031525 | 0 | 2.0544 | 2.6092 | 3.0192 | 0.00012389
1496 | 0.00024746 | 0 | 2.0828 | 2.6092 | 3.0192 | 0.00012431
1497 | 0.00024289 | 0 | 2.1241 | 2.6092 | 3.0192 | 0.00012323
1498 | 0.00020572 | 0 | 2.727 | 2.6092 | 3.0192 | 0.00012393
1499 | 0.00019145 | 0 | 2.769 | 2.6092 | 3.0192 | 0.00012397
1500 | 0.00017614 | 0 | 2.7891 | 2.6092 | 3.0192 | 0.00012411
1501 | 0.00017056 | 0 | 2.8095 | 2.6092 | 3.0192 | 0.00012412
1502 | 0.00016488 | 0 | 2.8387 | 2.6092 | 3.0192 | 0.0001237
1503 | 0.00015958 | 0 | 2.8349 | 2.6092 | 3.0192 | 0.00012383
1504 | 0.00015349 | 0 | 2.7735 | 2.6092 | 3.0192 | 0.0001237
1505 | 0.00015326 | 0 | 2.6906 | 2.6092 | 3.0192 | 0.0001236
1506 | 0.0001626 | 0 | 2.1121 | 2.6092 | 3.0192 | 0.00012403
1507 | 0.00021123 | 0 | 2.0835 | 2.6092 | 3.0192 | 0.00012109
1508 | 0.00024146 | 0 | 2.0752 | 2.6092 | 3.0192 | 0.00012423
1509 | 0.00025683 | 0 | 2.0588 | 2.6092 | 3.0192 | 0.00012381
1510 | 0.00025895 | 0 | 2.0334 | 2.6092 | 3.0192 | 0.00012271
1511 | 0.00026437 | 0 | 2.0188 | 2.6092 | 3.0192 | 0.00012301
1512 | 0.00027169 | 0 | 2.0432 | 2.6092 | 3.0192 | 0.00012423
1513 | 0.00027475 | 0 | 2.0116 | 2.6092 | 3.0192 | 0.00012339
1514 | 0.00027767 | 0 | 2.0224 | 2.6092 | 3.0192 | 0.00012201
1515 | 0.00027969 | 0 | 2.0009 | 2.6092 | 3.0192 | 0.00012353
1516 | 0.00028525 | 0 | 2.0104 | 2.6092 | 3.0192 | 0.00012255
1517 | 0.00028934 | 0 | 2.0267 | 2.6092 | 3.0192 | 0.00012368
1518 | 0.00029487 | 0 | 2.0068 | 2.6092 | 3.0192 | 0.00012404
1519 | 0.0002651 | 0 | 2.0206 | 2.6092 | 3.0192 | 0.00012368
1520 | 0.00022468 | 0 | 2.0644 | 2.6092 | 3.0192 | 0.00012358
1521 | 0.0002127 | 0 | 2.1281 | 2.6092 | 3.0192 | 0.00012396
1522 | 0.0001822 | 0 | 2.7174 | 2.6092 | 3.0192 | 0.00012357
1523 | 0.00017465 | 0 | 2.7891 | 2.6092 | 3.0192 | 0.00012351
1524 | 0.00015978 | 0 | 2.8349 | 2.6092 | 3.0192 | 0.00012289
1525 | 0.00015847 | 0 | 2.8784 | 2.6092 | 3.0192 | 0.00012382
1526 | 0.00013847 | 0 | 2.9011 | 2.6092 | 3.0192 | 0.00012351
1527 | 0.00013228 | 0 | 2.8991 | 2.6092 | 3.0192 | 0.00012294
1528 | 0.00011447 | 0 | 2.857 | 2.6092 | 3.0192 | 0.0001232
1529 | 0.00011705 | 0 | 2.7735 | 2.6092 | 3.0192 | 0.00012308
1530 | 0.000127 | 0 | 2.7182 | 2.6092 | 3.0192 | 0.00012321
1531 | 0.00017337 | 0 | 2.6914 | 2.6092 | 3.0192 | 0.00012382
1532 | 0.00020698 | 0 | 2.1287 | 2.6092 | 3.0192 | 0.00012402
1533 | 0.00021843 | 0 | 2.1088 | 2.6092 | 3.0192 | 0.00012314
1534 | 0.00022235 | 0 | 2.0906 | 2.6092 | 3.0192 | 0.0001229
1535 | 0.00023013 | 0 | 2.0236 | 2.6092 | 3.0192 | 0.00012406
1536 | 0.00024561 | 0 | 2.0707 | 2.6092 | 3.0192 | 0.0001237
1537 | 0.00024976 | 0 | 2.0964 | 2.6092 | 3.0192 | 0.00012434
1538 | 0.00025342 | 0 | 2.0919 | 2.6092 | 3.0192 | 0.00012431
1539 | 0.00025771 | 0 | 2.0912 | 2.6092 | 3.0192 | 0.0001243
1540 | 0.00026338 | 0 | 2.0506 | 2.6092 | 3.0192 | 0.00012378
1541 | 0.00026907 | 0 | 2.0414 | 2.6092 | 3.0192 | 0.00012433
1542 | 0.00027859 | 0 | 2.0506 | 2.6092 | 3.0192 | 0.00012407
1543 | 0.00024385 | 0 | 2.042 | 2.6092 | 3.0192 | 0.00012339
1544 | 0.00021108 | 0 | 2.0707 | 2.6092 | 3.0192 | 0.00012366
1545 | 0.00019478 | 0 | 2.0861 | 2.6092 | 3.0192 | 0.00012392
1546 | 0.00018472 | 0 | 2.1187 | 2.6092 | 3.0192 | 0.00012326
1547 | 0.00016282 | 0 | 2.7358 | 2.6092 | 3.0192 | 0.00012272
1548 | 0.00014706 | 0 | 2.7781 | 2.6092 | 3.0192 | 0.00012303
1549 | 0.00014389 | 0 | 2.7564 | 2.6092 | 3.0192 | 0.00012347
1550 | 0.00013022 | 0 | 2.7745 | 2.6092 | 3.0192 | 0.0001233
1551 | 0.0001184 | 0 | 2.7609 | 2.6092 | 3.0192 | 0.00012261
1552 | 0.00011791 | 0 | 2.7726 | 2.6092 | 3.0192 | 0.00012228
1553 | 0.00012139 | 0 | 2.7528 | 2.6092 | 3.0192 | 0.00012308
1554 | 0.00013412 | 0 | 2.7253 | 2.6092 | 3.0192 | 0.00012326
1555 | 0.00018369 | 0 | 2.1307 | 2.6092 | 3.0192 | 0.00012314
1556 | 0.00022713 | 0 | 2.1088 | 2.6092 | 3.0192 | 0.00012451
1557 | 0.00024602 | 0 | 2.0848 | 2.6092 | 3.0192 | 0.0001211
1558 | 0.00026486 | 0 | 2.0364 | 2.6092 | 3.0192 | 0.00012327
1559 | 0.00028067 | 0 | 2.0158 | 2.6092 | 3.0192 | 0.0001242
1560 | 0.00029404 | 0 | 2.0027 | 2.6092 | 3.0192 | 0.00012403
1561 | 0.0003024 | 0 | 2.0291 | 2.6092 | 3.0192 | 0.00012402
1562 | 0.00030665 | 0 | 2.0538 | 2.6092 | 3.0192 | 0.00012344
1563 | 0.00031143 | 0 | 2.0644 | 2.6092 | 3.0192 | 0.00012287
1564 | 0.00031546 | 0 | 2.0606 | 2.6092 | 3.0192 | 0.00012208
1565 | 0.00031975 | 0 | 2.0285 | 2.6092 | 3.0192 | 0.00012209
1566 | 0.00033291 | 0 | 2.0291 | 2.6092 | 3.0192 | 0.00012181
1567 | 0.00032729 | 0 | 2.0682 | 2.6092 | 3.0192 | 0.00012286
1568 | 0.00025945 | 0 | 2.0873 | 2.6092 | 3.0192 | 0.00012394
1569 | 0.00022511 | 0 | 2.0912 | 2.6092 | 3.0192 | 0.0001237
1570 | 0.00019058 | 0 | 2.1141 | 2.6092 | 3.0192 | 0.00012321
1571 | 0.00016599 | 0 | 2.7182 | 2.6092 | 3.0192 | 0.00012364
1572 | 0.00014789 | 0 | 2.7726 | 2.6092 | 3.0192 | 0.00012338
1573 | 0.00015524 | 0 | 2.8512 | 2.6092 | 3.0192 | 0.00012091
1574 | 0.00013235 | 0 | 2.8823 | 2.6092 | 3.0192 | 0.00012334
1575 | 0.00011886 | 0 | 2.8971 | 2.6092 | 3.0192 | 0.00012279
1576 | 0.00011384 | 0 | 2.8991 | 2.6092 | 3.0192 | 0.0001225
1577 | 0.00012442 | 0 | 2.8058 | 2.6092 | 3.0192 | 0.00012347
1578 | 0.00013738 | 0 | 2.7763 | 2.6092 | 3.0192 | 0.00012314
1579 | 0.00018871 | 0 | 2.1321 | 2.6092 | 3.0192 | 0.00012259
1580 | 0.00022771 | 0 | 2.1023 | 2.6092 | 3.0192 | 0.00012403
1581 | 0.00024771 | 0 | 2.0695 | 2.6092 | 3.0192 | 0.00012345
1582 | 0.00026235 | 0 | 2.0482 | 2.6092 | 3.0192 | 0.00012426
1583 | 0.00027145 | 0 | 2.0315 | 2.6092 | 3.0192 | 0.00012358
1584 | 0.00028332 | 0 | 1.9662 | 2.5892 | 2.9916 | 0.0001239
1585 | 0.00029231 | 0 | 1.9894 | 2.6064 | 3.0152 | 0.0001239
1586 | 0.00029913 | 0 | 1.9944 | 2.6092 | 3.0192 | 0.00012272
1587 | 0.00030672 | 0 | 1.8725 | 2.5184 | 2.8945 | 0.00012371
1588 | 0.00031128 | 0 | 1.9181 | 2.5532 | 2.9421 | 0.00012296
1589 | 0.00031456 | 0 | 1.9578 | 2.583 | 2.983 | 0.00012362
1590 | 0.00033086 | 0 | 1.9353 | 2.5663 | 2.96 | 0.00012361
1591 | 0.0002981 | 0 | 1.9808 | 2.6 | 3.0065 | 0.00012342
1592 | 0.00023576 | 0 | 2.0951 | 2.6092 | 3.0192 | 0.00012365
1593 | 0.00021161 | 0 | 2.727 | 2.6092 | 3.0192 | 0.00012386
1594 | 0.00018493 | 0 | 2.8378 | 2.6092 | 3.0192 | 0.00012384
1595 | 0.00017787 | 0 | 2.9704 | 2.6092 | 3.0192 | 0.00012372
1596 | 0.00016387 | 0 | 3.001 | 2.6092 | 3.0192 | 0.00012216
1597 | 0.00016424 | 0 | 3.0149 | 2.6092 | 3.0192 | 0.00012351
1598 | 0.00015337 | 0 | 3.0508 | 2.6092 | 3.0192 | 0.0001239
1599 | 0.00013059 | 0 | 3.073 | 2.6092 | 3.0192 | 0.00012356
1600 | 0.00012629 | 0 | 3.0552 | 2.6092 | 3.0192 | 0.00012352
1601 | 0.00014163 | 0 | 2.9809 | 2.6092 | 3.0192 | 0.00012268
1602 | 0.00013497 | 0 | 2.8245 | 2.6092 | 3.0192 | 0.00012278
1603 | 0.00018117 | 0 | 2.7573 | 2.6092 | 3.0192 | 0.00012325
1604 | 0.00021977 | 0 | 2.7367 | 2.6092 | 3.0192 | 0.00012027
1605 | 0.0002383 | 0 | 2.6854 | 2.6092 | 3.0192 | 0.00012375
1606 | 0.00023904 | 0 | 2.1095 | 2.6092 | 3.0192 | 0.00012265
1607 | 0.000252 | 0 | 2.6906 | 2.6092 | 3.0192 | 0.00012375
1608 | 0.000261 | 0 | 2.0352 | 2.6092 | 3.0192 | 0.00012389
1609 | 0.00027042 | 0 | 2.0544 | 2.6092 | 3.0192 | 0.00012364
1610 | 0.00027652 | 0 | 1.9771 | 2.5973 | 3.0027 | 0.00012338
1611 | 0.00028365 | 0 | 1.9626 | 2.5866 | 2.9879 | 0.00012331
1612 | 0.00029065 | 0 | 2.0218 | 2.6092 | 3.0192 | 0.00012005
1613 | 0.00029359 | 0 | 2.0206 | 2.6092 | 3.0192 | 0.00012287
1614 | 0.000308 | 0 | 1.9991 | 2.6092 | 3.0192 | 0.00011921
1615 | 0.00026363 | 0 | 2.0334 | 2.6092 | 3.0192 | 0.0001228
1616 | 0.00022526 | 0 | 2.6931 | 2.6092 | 3.0192 | 0.00012375
1617 | 0.00020722 | 0 | 2.7891 | 2.6092 | 3.0192 | 0.00012388
1618 | 0.00019439 | 0 | 2.9404 | 2.6092 | 3.0192 | 0.00012382
1619 | 0.00016885 | 0 | 3.0333 | 2.6092 | 3.0192 | 0.00012369
1620 | 0.00016 | 0.0006154 | 3.1172 | 2.6092 | 3.0192 | 0.0001239
1621 | 0.00016027 | 0.0039987 | 3.1709 | 2.6092 | 3.0192 | 0.00012095
1622 | 0.00016064 | 0.0048873 | 3.1817 | 2.6092 | 3.0192 | 0.0001237
1623 | 0.00013568 | 0.0074304 | 3.2217 | 2.6092 | 3.0192 | 0.00012362
1624 | 0.00013605 | 0.0060573 | 3.2034 | 2.6092 | 3.0192 | 0.00012355
1625 | 0.00012185 | 0 | 3.0541 | 2.6092 | 3.0192 | 0.00012287
1626 | 0.00013077 | 0 | 3.0031 | 2.6092 | 3.0192 | 0.00012368
1627 | 0.00019823 | 0 | 2.9181 | 2.6092 | 3.0192 | 0.00012161
1628 | 0.00021342 | 0 | 2.8406 | 2.6092 | 3.0192 | 0.00012404
1629 | 0.00022646 | 0 | 2.7763 | 2.6092 | 3.0192 | 0.0001232
1630 | 0.00023426 | 0 | 2.6897 | 2.6092 | 3.0192 | 0.00012239
1631 | 0.00024528 | 0 | 2.694 | 2.6092 | 3.0192 | 0.0001232
1632 | 0.00025745 | 0 | 2.05 | 2.6092 | 3.0192 | 0.00012329
1633 | 0.00027222 | 0 | 2.0285 | 2.6092 | 3.0192 | 0.00012285
1634 | 0.00028192 | 0 | 2.0494 | 2.6092 | 3.0192 | 0.000122
1635 | 0.00028748 | 0 | 2.0765 | 2.6092 | 3.0192 | 0.00012212
1636 | 0.00029124 | 0 | 2.0771 | 2.6092 | 3.0192 | 0.00012167
1637 | 0.00029593 | 0 | 2.0745 | 2.6092 | 3.0192 | 0.0001204
1638 | 0.00029789 | 0 | 2.0796 | 2.6092 | 3.0192 | 0.00012038
1639 | 0.00028821 | 0 | 2.1036 | 2.6092 | 3.0192 | 0.00012338
1640 | 0.00023543 | 0 | 2.7501 | 2.6092 | 3.0192 | 0.0001238
1641 | 0.00021197 | 0 | 2.8862 | 2.6092 | 3.0192 | 0.00012395
1642 | 0.00020165 | 0 | 3.0552 | 2.6092 | 3.0192 | 0.00012385
1643 | 0.00017857 | 0.0055114 | 3.1913 | 2.6092 | 3.0192 | 0.0001238
1644 | 0.00015811 | 0.013384 | 3.3035 | 2.6092 | 3.0192 | 0.00012369
1645 | 0.0001432 | 0.017629 | 3.348 | 2.6092 | 3.0192 | 0.00012371
1646 | 0.00011317 | 0.017417 | 3.3467 | 2.6092 | 3.0192 | 0.00012257
1647 | 9.6996e-05 | 0.019045 | 3.3627 | 2.6092 | 3.0192 | 0.00012213
1648 | 8.9426e-05 | 0.012697 | 3.2958 | 2.6092 | 3.0192 | 0.0001218
1649 | 8.7184e-05 | 0.0038039 | 3.1662 | 2.6092 | 3.0192 | 0.00012234
1650 | 8.9713e-05 | 0 | 3.0138 | 2.6092 | 3.0192 | 0.00012235
1651 | 0.00013913 | 0 | 2.9507 | 2.6092 | 3.0192 | 0.00012405
1652 | 0.00019341 | 0 | 2.8912 | 2.6092 | 3.0192 | 0.00012409
1653 | 0.00019836 | 0 | 2.8647 | 2.6092 | 3.0192 | 0.00012359
1654 | 0.0002074 | 0 | 2.8076 | 2.6092 | 3.0192 | 0.00012335
1655 | 0.0002189 | 0 | 2.7672 | 2.6092 | 3.0192 | 0.00012402
1656 | 0.00023135 | 0 | 2.7182 | 2.6092 | 3.0192 | 0.00012401
1657 | 0.00023801 | 0 | 2.1395 | 2.6092 | 3.0192 | 0.00012397
1658 | 0.00024428 | 0 | 2.1088 | 2.6092 | 3.0192 | 0.00012268
1659 | 0.00025152 | 0 | 2.1055 | 2.6092 | 3.0192 | 0.00012384
1660 | 0.00025727 | 0 | 2.0848 | 2.6092 | 3.0192 | 0.0001178
1661 | 0.00026246 | 0 | 2.0739 | 2.6092 | 3.0192 | 0.00012334
1662 | 0.00028193 | 0 | 2.0525 | 2.6092 | 3.0192 | 0.00012328
1663 | 0.00024537 | 0 | 2.0771 | 2.6092 | 3.0192 | 0.00012308
1664 | 0.000196 | 0 | 2.1402 | 2.6092 | 3.0192 | 0.00012252
1665 | 0.00018046 | 0 | 2.7654 | 2.6092 | 3.0192 | 0.00012362
1666 | 0.00017013 | 0 | 2.9031 | 2.6092 | 3.0192 | 0.00012284
1667 | 0.00015649 | 0 | 2.9662 | 2.6092 | 3.0192 | 0.0001229
1668 | 0.00014219 | 0 | 3.0214 | 2.6092 | 3.0192 | 0.00012349
1669 | 0.00014157 | 0 | 3.0752 | 2.6092 | 3.0192 | 0.00012363
1670 | 0.00013086 | 0 | 3.0943 | 2.6092 | 3.0192 | 0.00012249
1671 | 0.00012168 | 0.0013152 | 3.1299 | 2.6092 | 3.0192 | 0.00012314
1672 | 0.00012956 | 0 | 3.0876 | 2.6092 | 3.0192 | 0.00012309
1673 | 0.00012097 | 0 | 3.0322 | 2.6092 | 3.0192 | 0.0001232
1674 | 0.00012997 | 0 | 2.8912 | 2.6092 | 3.0192 | 0.00012321
1675 | 0.00017772 | 0 | 2.8311 | 2.6092 | 3.0192 | 0.00012281
1676 | 0.00022491 | 0 | 2.7854 | 2.6092 | 3.0192 | 0.00012258
1677 | 0.0002315 | 0 | 2.7279 | 2.6092 | 3.0192 | 0.00012145
1678 | 0.00024001 | 0 | 2.7043 | 2.6092 | 3.0192 | 0.00012242
1679 | 0.00024825 | 0 | 2.1449 | 2.6092 | 3.0192 | 0.00012224
1680 | 0.00025804 | 0 | 2.1234 | 2.6092 | 3.0192 | 0.00012249
1681 | 0.0002649 | 0 | 2.1088 | 2.6092 | 3.0192 | 0.00012196
1682 | 0.00026975 | 0 | 2.1055 | 2.6093 | 3.0192 | 0.00012317
1683 | 0.0002748 | 0 | 2.0971 | 2.6093 | 3.0192 | 0.00012375
1684 | 0.00027975 | 0 | 2.0997 | 2.6093 | 3.0192 | 0.00012355
1685 | 0.0002828 | 0 | 2.0919 | 2.6093 | 3.0192 | 0.00012186
1686 | 0.00029886 | 0 | 2.0951 | 2.6093 | 3.0192 | 0.00012299
1687 | 0.00026359 | 0 | 2.1234 | 2.6093 | 3.0192 | 0.00012321
1688 | 0.00021415 | 0 | 2.8002 | 2.6093 | 3.0192 | 0.0001229
1689 | 0.00019117 | 0 | 2.9181 | 2.6093 | 3.0192 | 0.00012257
1690 | 0.0001761 | 0 | 3.0398 | 2.6093 | 3.0192 | 0.00012349
1691 | 0.00016928 | 0.0026331 | 3.152 | 2.6093 | 3.0192 | 0.00012349
1692 | 0.00015764 | 0.0076717 | 3.2279 | 2.6093 | 3.0192 | 0.00012351
1693 | 0.00015508 | 0.012607 | 3.2932 | 2.6093 | 3.0192 | 0.00012367
1694 | 0.00014786 | 0.014589 | 3.3165 | 2.6093 | 3.0192 | 0.00012356
1695 | 0.00012909 | 0.01452 | 3.3152 | 2.6093 | 3.0192 | 0.00012263
1696 | 0.00013455 | 0.0094723 | 3.2527 | 2.6093 | 3.0192 | 0.00012323
1697 | 0.00013686 | 0 | 3.0955 | 2.6094 | 3.0192 | 0.00012345
1698 | 0.00013387 | 0 | 3.0652 | 2.6094 | 3.0192 | 0.00012332
1699 | 0.00018433 | 0 | 2.9999 | 2.6094 | 3.0192 | 0.00012404
1700 | 0.00021547 | 0 | 2.9323 | 2.6094 | 3.0192 | 0.00012346
1701 | 0.00022889 | 0 | 2.8872 | 2.6094 | 3.0192 | 0.00012278
1702 | 0.00023445 | 0 | 2.8647 | 2.6094 | 3.0192 | 0.00012239
1703 | 0.00024154 | 0 | 2.7808 | 2.6094 | 3.0192 | 0.00012336
1704 | 0.00025274 | 0 | 2.7474 | 2.6094 | 3.0192 | 0.00012303
1705 | 0.00026013 | 0 | 2.7279 | 2.6094 | 3.0192 | 0.00012328
1706 | 0.00026535 | 0 | 2.1187 | 2.6094 | 3.0192 | 0.00012039
1707 | 0.00027219 | 0 | 2.1055 | 2.6094 | 3.0192 | 0.00012281
1708 | 0.00027815 | 0 | 2.1055 | 2.6094 | 3.0192 | 0.00012166
1709 | 0.00028305 | 0 | 2.1167 | 2.6094 | 3.0192 | 0.000122
1710 | 0.00028949 | 0 | 2.0951 | 2.6094 | 3.0192 | 0.00012141
1711 | 0.00026363 | 0 | 2.1261 | 2.6094 | 3.0192 | 0.00012275
1712 | 0.00021509 | 0 | 2.7735 | 2.6094 | 3.0192 | 0.00012279
1713 | 0.00019196 | 0 | 2.9061 | 2.6095 | 3.0192 | 0.00012243
1714 | 0.00017749 | 0 | 3.0876 | 2.6095 | 3.0192 | 0.00012351
1715 | 0.00016867 | 0.00198 | 3.1415 | 2.6095 | 3.0192 | 0.00012253
1716 | 0.00015858 | 0.0072505 | 3.2205 | 2.6095 | 3.0192 | 0.0001236
1717 | 0.00015025 | 0.013577 | 3.3048 | 2.6095 | 3.0192 | 0.00012358
1718 | 0.00013775 | 0.019354 | 3.3653 | 2.6095 | 3.0192 | 0.00012349
1719 | 0.00012258 | 0.013128 | 3.2984 | 2.6095 | 3.0192 | 0.00012242
1720 | 0.00011639 | 0.004524 | 3.1769 | 2.6095 | 3.0192 | 0.00012304
1721 | 0.00013909 | 0 | 3.1069 | 2.6095 | 3.0192 | 0.00012275
1722 | 0.00012676 | 0 | 3.0876 | 2.6095 | 3.0192 | 0.00011924
1723 | 0.00017717 | 0 | 3.042 | 2.6095 | 3.0192 | 0.00012372
1724 | 0.00020418 | 0 | 2.9809 | 2.6095 | 3.0192 | 0.00012379
1725 | 0.00021964 | 0 | 2.9528 | 2.6095 | 3.0192 | 0.00012174
1726 | 0.00022197 | 0 | 2.8941 | 2.6095 | 3.0192 | 0.00012237
1727 | 0.00023075 | 0 | 2.8823 | 2.6095 | 3.0192 | 0.00012253
1728 | 0.00024159 | 0 | 2.8378 | 2.6095 | 3.0192 | 0.00012254
1729 | 0.00024752 | 0 | 2.8705 | 2.6096 | 3.0192 | 0.00012296
1730 | 0.00025335 | 0 | 2.8464 | 2.6096 | 3.0192 | 0.0001232
1731 | 0.00025905 | 0 | 2.8283 | 2.6096 | 3.0192 | 0.00012169
1732 | 0.00026393 | 0 | 2.8114 | 2.6096 | 3.0192 | 0.00012175
1733 | 0.00026735 | 0 | 2.7763 | 2.6096 | 3.0192 | 0.00012267
1734 | 0.00027181 | 0 | 2.7919 | 2.6096 | 3.0192 | 0.00012174
1735 | 0.00025038 | 0 | 2.8086 | 2.6096 | 3.0192 | 0.0001231
1736 | 0.00019902 | 0 | 2.8445 | 2.6096 | 3.0192 | 0.00012334
1737 | 0.00017855 | 0 | 2.8931 | 2.6096 | 3.0192 | 0.00012353
1738 | 0.00016836 | 0 | 2.9282 | 2.6096 | 3.0192 | 0.00012336
1739 | 0.00016621 | 0 | 2.9384 | 2.6096 | 3.0192 | 0.00012184
1740 | 0.00016382 | 0 | 2.9704 | 2.6096 | 3.0192 | 0.00012339
1741 | 0.00015554 | 0 | 3.0192 | 2.6096 | 3.0192 | 0.00012341
1742 | 0.00014201 | 0 | 3.017 | 2.6096 | 3.0192 | 0.00012277
1743 | 0.00013082 | 0 | 3.0464 | 2.6096 | 3.0192 | 0.00012265
1744 | 0.00011674 | 0 | 3.0932 | 2.6096 | 3.0192 | 0.00012202
1745 | 0.00012368 | 0 | 3.0541 | 2.6097 | 3.0192 | 0.00012266
1746 | 0.00011716 | 0 | 2.9384 | 2.6097 | 3.0192 | 0.00012276
1747 | 0.00017231 | 0 | 2.8349 | 2.6097 | 3.0192 | 0.00012189
1748 | 0.00020788 | 0 | 2.8541 | 2.6097 | 3.0192 | 0.00012279
1749 | 0.00022637 | 0 | 2.8132 | 2.6097 | 3.0192 | 0.00011852
1750 | 0.00022795 | 0 | 2.7974 | 2.6097 | 3.0192 | 0.00012297
1751 | 0.00023552 | 0 | 2.7341 | 2.6097 | 3.0192 | 0.00012339
1752 | 0.00024683 | 0 | 2.7191 | 2.6097 | 3.0192 | 0.00012208
1753 | 0.00025452 | 0 | 2.1321 | 2.6097 | 3.0192 | 0.0001231
1754 | 0.00026479 | 0 | 2.1267 | 2.6097 | 3.0192 | 0.00012359
1755 | 0.00026957 | 0 | 2.1247 | 2.6097 | 3.0192 | 0.00012365
1756 | 0.00027385 | 0 | 2.1023 | 2.6097 | 3.0192 | 0.00012361
1757 | 0.00027977 | 0 | 2.1121 | 2.6097 | 3.0192 | 0.00012374
1758 | 0.00028604 | 0 | 2.1055 | 2.6097 | 3.0192 | 0.00012271
1759 | 0.00025697 | 0 | 2.1436 | 2.6097 | 3.0192 | 0.000123
1760 | 0.00021856 | 0 | 2.7483 | 2.6097 | 3.0192 | 0.00012313
1761 | 0.00019284 | 0 | 2.8236 | 2.6098 | 3.0192 | 0.00012334
1762 | 0.00017592 | 0 | 2.9181 | 2.6098 | 3.0192 | 0.00012275
1763 | 0.00017021 | 0 | 2.9809 | 2.6098 | 3.0192 | 0.00012279
1764 | 0.00015188 | 0 | 3.0563 | 2.6098 | 3.0192 | 0.00012282
1765 | 0.00011903 | 0.00077419 | 3.1218 | 2.6098 | 3.0192 | 0.00012207
1766 | 0.0001034 | 0.0019351 | 3.1415 | 2.6098 | 3.0192 | 0.00012186
1767 | 9.0485e-05 | 0.0022977 | 3.1462 | 2.6098 | 3.0192 | 0.00012166
1768 | 8.1602e-05 | 0.0011324 | 3.1275 | 2.6098 | 3.0192 | 0.00011383
1769 | 9.4881e-05 | 0.00073899 | 3.1195 | 2.6098 | 3.0192 | 0.00011653
1770 | 8.0639e-05 | 0 | 3.0268 | 2.6098 | 3.0192 | 0.00012119
1771 | 0.00011325 | 0 | 2.9798 | 2.6098 | 3.0192 | 0.00012608
1772 | 0.00015966 | 0 | 2.8608 | 2.6098 | 3.0192 | 0.00011938
1773 | 0.00018292 | 0 | 2.9111 | 2.6098 | 3.0192 | 0.00012195
1774 | 0.00019945 | 0 | 2.8048 | 2.6098 | 3.0192 | 0.00012269
1775 | 0.00021872 | 0 | 2.1261 | 2.6098 | 3.0192 | 0.0001224
1776 | 0.00024065 | 0 | 2.1355 | 2.6099 | 3.0192 | 0.0001226
1777 | 0.0002502 | 0 | 2.7305 | 2.6099 | 3.0192 | 0.00012246
1778 | 0.00025597 | 0 | 2.088 | 2.6099 | 3.0192 | 0.00012313
1779 | 0.00026554 | 0 | 2.0771 | 2.6099 | 3.0192 | 0.00012068
1780 | 0.00027375 | 0 | 2.1082 | 2.6099 | 3.0192 | 0.00012291
1781 | 0.00028453 | 0 | 2.088 | 2.6099 | 3.0192 | 0.00012222
1782 | 0.00029131 | 0 | 2.0809 | 2.6099 | 3.0192 | 0.00012189
1783 | 0.00025704 | 0 | 2.0925 | 2.6099 | 3.0192 | 0.0001227
1784 | 0.00020966 | 0 | 2.7078 | 2.6099 | 3.0192 | 0.00012226
1785 | 0.00019717 | 0 | 2.8189 | 2.6099 | 3.0192 | 0.00012312
1786 | 0.0001732 | 0 | 3.0127 | 2.6099 | 3.0192 | 0.00012268
1787 | 0.00015081 | 0.00091813 | 3.1229 | 2.6099 | 3.0192 | 0.00012153
1788 | 0.00013902 | 0.0066387 | 3.2107 | 2.6099 | 3.0192 | 0.00012289
1789 | 0.00015188 | 0.008928 | 3.2464 | 2.6099 | 3.0192 | 0.00012294
1790 | 0.00012498 | 0.012463 | 3.2932 | 2.6099 | 3.0192 | 0.00012247
1791 | 0.0001082 | 0.011383 | 3.2779 | 2.6099 | 3.0192 | 0.00012251
1792 | 9.8095e-05 | 0.00644 | 3.2095 | 2.61 | 3.0192 | 0.00012206
1793 | 9.3596e-05 | 0.0021209 | 3.1427 | 2.61 | 3.0192 | 0.00012165
1794 | 9.7555e-05 | 0 | 3.0763 | 2.61 | 3.0192 | 0.0001202
1795 | 0.00013943 | 0 | 3.0596 | 2.61 | 3.0192 | 0.00012018
1796 | 0.00019388 | 0 | 3.0149 | 2.61 | 3.0192 | 0.00012379
1797 | 0.00019762 | 0 | 3.0149 | 2.61 | 3.0192 | 0.00012286
1798 | 0.00020609 | 0 | 2.9798 | 2.61 | 3.0192 | 0.00012111
1799 | 0.00021849 | 0 | 2.9476 | 2.61 | 3.0192 | 0.0001207
1800 | 0.00023281 | 0 | 2.9528 | 2.61 | 3.0192 | 0.00012185
1801 | 0.00024263 | 0 | 2.9809 | 2.61 | 3.0192 | 0.00012244
1802 | 0.00024967 | 0 | 2.9978 | 2.61 | 3.0192 | 0.00012192
1803 | 0.00025658 | 0 | 3.0117 | 2.61 | 3.0192 | 0.00011538
1804 | 0.00026101 | 0 | 2.9988 | 2.61 | 3.0192 | 0.0001233
1805 | 0.00026574 | 0 | 2.9798 | 2.61 | 3.0192 | 0.00012331
1806 | 0.00027812 | 0 | 3.0431 | 2.61 | 3.0192 | 0.00012137
1807 | 0.00023712 | 0 | 2.9925 | 2.61 | 3.0192 | 0.00012259
1808 | 0.00020949 | 0 | 2.9861 | 2.6101 | 3.0192 | 0.00012294
1809 | 0.00016479 | 0 | 2.9394 | 2.6101 | 3.0192 | 0.00012259
1810 | 0.00014647 | 0 | 2.961 | 2.6101 | 3.0192 | 0.00012233
1811 | 0.00014267 | 0 | 2.9394 | 2.6101 | 3.0192 | 0.00012261
1812 | 0.00012944 | 0 | 2.9528 | 2.6101 | 3.0192 | 0.00012192
1813 | 0.00012614 | 0 | 2.9809 | 2.6101 | 3.0192 | 0.00012257
1814 | 0.00012385 | 0 | 3.0063 | 2.6101 | 3.0192 | 0.00012223
1815 | 9.4599e-05 | 0 | 3.0442 | 2.6101 | 3.0192 | 0.00012122
1816 | 8.1731e-05 | 0 | 3.0707 | 2.6101 | 3.0192 | 0.00012047
1817 | 7.4351e-05 | 0 | 3.0797 | 2.6101 | 3.0192 | 0.00012107
1818 | 7.5845e-05 | 0 | 2.9641 | 2.6101 | 3.0192 | 0.00012107
1819 | 0.00013216 | 0 | 2.8951 | 2.6101 | 3.0192 | 0.00012103
1820 | 0.00016261 | 0 | 2.7745 | 2.6101 | 3.0192 | 0.00012289
1821 | 0.00018004 | 0 | 2.1287 | 2.6101 | 3.0192 | 0.00012183
1822 | 0.00019846 | 0 | 2.6854 | 2.6101 | 3.0192 | 0.0001173
1823 | 0.00021333 | 0 | 2.0771 | 2.6101 | 3.0192 | 0.00011597
1824 | 0.00022356 | 0 | 2.0525 | 2.6102 | 3.0192 | 0.00012311
1825 | 0.00023943 | 0 | 2.0494 | 2.6102 | 3.0192 | 0.00012264
1826 | 0.0002485 | 0 | 2.0401 | 2.6102 | 3.0192 | 0.00012029
1827 | 0.00025788 | 0 | 2.0182 | 2.6102 | 3.0192 | 0.00012315
1828 | 0.0002678 | 0 | 2.023 | 2.6102 | 3.0192 | 0.00012319
1829 | 0.00027816 | 0 | 2.0062 | 2.6102 | 3.0192 | 0.00012308
1830 | 0.00029228 | 0 | 1.9962 | 2.6102 | 3.0192 | 0.00012311
1831 | 0.00025247 | 0 | 2.072 | 2.6102 | 3.0192 | 0.00012231
1832 | 0.00019459 | 0 | 2.7376 | 2.6102 | 3.0192 | 0.00012206
1833 | 0.00016303 | 0 | 2.9141 | 2.6102 | 3.0192 | 0.00012205
1834 | 0.00012559 | 0 | 3.0596 | 2.6102 | 3.0192 | 0.00012207
1835 | 0.00010029 | 0 | 3.0943 | 2.6102 | 3.0192 | 0.00012153
1836 | 8.8371e-05 | 0.0055987 | 3.1937 | 2.6102 | 3.0192 | 0.00012187
1837 | 7.5919e-05 | 0.0073869 | 3.2217 | 2.6102 | 3.0192 | 0.00012222
1838 | 5.9962e-05 | 0.010115 | 3.2627 | 2.6102 | 3.0192 | 0.00012032
1839 | 5.2113e-05 | 0.0097135 | 3.2577 | 2.6102 | 3.0192 | 0.00011445
1840 | 6.77e-05 | 0.0088774 | 3.2452 | 2.6103 | 3.0192 | 0.0001155
1841 | 5.0336e-05 | 0.0070134 | 3.2168 | 2.6103 | 3.0192 | 0.00012086
1842 | 6.121e-05 | 0.00089733 | 3.1218 | 2.6103 | 3.0192 | 0.00012211
1843 | 8.0081e-05 | 0 | 3.0138 | 2.6103 | 3.0192 | 0.00013236
1844 | 0.00010904 | 0 | 3.0138 | 2.6103 | 3.0192 | 0.00012473
1845 | 0.00012247 | 0 | 2.9507 | 2.6103 | 3.0192 | 0.00012277
1846 | 0.00014216 | 0 | 2.9061 | 2.6103 | 3.0192 | 0.00012292
1847 | 0.00016564 | 0 | 2.8852 | 2.6103 | 3.0192 | 0.00011975
1848 | 0.00018671 | 0 | 2.857 | 2.6103 | 3.0192 | 0.00011777
1849 | 0.00020455 | 0 | 2.8236 | 2.6103 | 3.0192 | 0.00012208
1850 | 0.00021968 | 0 | 2.802 | 2.6103 | 3.0192 | 0.00012286
1851 | 0.00023199 | 0 | 2.7627 | 2.6103 | 3.0192 | 0.00012311
1852 | 0.00024256 | 0 | 2.7447 | 2.6103 | 3.0192 | 0.00012328
1853 | 0.00025062 | 0 | 2.7226 | 2.6103 | 3.0192 | 0.00012335
1854 | 0.00026123 | 0 | 2.7182 | 2.6103 | 3.0192 | 0.00011794
1855 | 0.00023065 | 0 | 2.7573 | 2.6103 | 3.0192 | 0.00012174
1856 | 0.00015614 | 0 | 2.8521 | 2.6104 | 3.0192 | 0.00012186
1857 | 0.00011513 | 0 | 2.9353 | 2.6104 | 3.0192 | 0.00012227
1858 | 8.6346e-05 | 0 | 2.9809 | 2.6104 | 3.0192 | 0.00012114
1859 | 8.034e-05 | 0 | 3.0333 | 2.6104 | 3.0192 | 0.00012208
1860 | 7.7308e-05 | 0 | 3.0842 | 2.6104 | 3.0192 | 0.00012147
1861 | 7.6248e-05 | 0.0018321 | 3.1403 | 2.6104 | 3.0192 | 0.00011988
1862 | 7.1675e-05 | 0.0018364 | 3.1403 | 2.6104 | 3.0192 | 0.00011671
1863 | 4.997e-05 | 0.001174 | 3.1287 | 2.6104 | 3.0192 | 0.00011564
1864 | 3.8427e-05 | 0 | 3.0898 | 2.6104 | 3.0192 | 0.00011997
1865 | 5.1148e-05 | 0 | 3.0552 | 2.6104 | 3.0192 | 0.00012542
1866 | 4.2365e-05 | 0 | 2.9882 | 2.6104 | 3.0192 | 0.00012662
1867 | 5.9996e-05 | 0 | 2.9456 | 2.6104 | 3.0192 | 0.00013054
1868 | 8.4449e-05 | 0 | 2.9181 | 2.6104 | 3.0192 | 0.00013035
1869 | 9.1887e-05 | 0 | 2.8784 | 2.6104 | 3.0192 | 0.00012484
1870 | 0.00010499 | 0 | 2.856 | 2.6104 | 3.0192 | 0.0001202
1871 | 0.00012576 | 0 | 2.8114 | 2.6105 | 3.0192 | 0.00012389
1872 | 0.00015134 | 0 | 2.7909 | 2.6105 | 3.0192 | 0.00012335
1873 | 0.00016836 | 0 | 2.7672 | 2.6105 | 3.0192 | 0.00012403
1874 | 0.00018432 | 0 | 2.7519 | 2.6105 | 3.0192 | 0.00012247
1875 | 0.00019973 | 0 | 2.7226 | 2.6105 | 3.0192 | 0.00012426
1876 | 0.00021323 | 0 | 2.7035 | 2.6105 | 3.0192 | 0.00012422
1877 | 0.00022652 | 0 | 2.1382 | 2.6105 | 3.0192 | 0.00012405
1878 | 0.00024147 | 0 | 2.1355 | 2.6105 | 3.0192 | 0.00012353
1879 | 0.00020767 | 0 | 2.147 | 2.6105 | 3.0192 | 0.00012218
1880 | 0.000146 | 0 | 2.7385 | 2.6105 | 3.0192 | 0.00012277
1881 | 0.00011683 | 0 | 2.8273 | 2.6105 | 3.0192 | 0.00012247
1882 | 9.6417e-05 | 0 | 2.9262 | 2.6105 | 3.0192 | 0.00012112
1883 | 0.00010386 | 0 | 3.0117 | 2.6105 | 3.0192 | 0.00012191
1884 | 9.0812e-05 | 0 | 3.0989 | 2.6105 | 3.0192 | 0.00012308
1885 | 9.0415e-05 | 0.0030397 | 3.1579 | 2.6105 | 3.0192 | 0.00012378
1886 | 8.2774e-05 | 0.0076977 | 3.2279 | 2.6105 | 3.0192 | 0.00012369
1887 | 7.2536e-05 | 0.009267 | 3.2514 | 2.6106 | 3.0192 | 0.00012029
1888 | 8.108e-05 | 0.0088303 | 3.2452 | 2.6106 | 3.0192 | 0.00011846
1889 | 7.2878e-05 | 0.0074373 | 3.2217 | 2.6106 | 3.0192 | 0.0001242
1890 | 6.8113e-05 | 0.0021579 | 3.145 | 2.6106 | 3.0192 | 0.00012499
1891 | 9.7841e-05 | 0.0032804 | 3.1603 | 2.6106 | 3.0192 | 0.00012731
1892 | 0.00013088 | 0.0011078 | 3.1275 | 2.6106 | 3.0192 | 0.00012447
1893 | 0.00014945 | 0 | 3.0618 | 2.6106 | 3.0192 | 0.00012424
1894 | 0.00016715 | 0 | 3.0138 | 2.6106 | 3.0192 | 0.00012407
1895 | 0.00017962 | 0 | 2.9111 | 2.6106 | 3.0192 | 0.00012371
1896 | 0.00019403 | 0 | 2.8735 | 2.6106 | 3.0192 | 0.00012167
1897 | 0.00020539 | 0 | 2.8142 | 2.6106 | 3.0192 | 0.00012179
1898 | 0.00021401 | 0 | 2.7735 | 2.6106 | 3.0192 | 0.00012278
1899 | 0.00022056 | 0 | 2.7376 | 2.6106 | 3.0192 | 0.00012267
1900 | 0.000229 | 0 | 2.1422 | 2.6106 | 3.0192 | 0.00012282
1901 | 0.00023869 | 0 | 2.1247 | 2.6106 | 3.0192 | 0.00012285
1902 | 0.00026666 | 0 | 2.6992 | 2.6106 | 3.0192 | 0.00012185
1903 | 0.00022201 | 0 | 2.7654 | 2.6107 | 3.0192 | 0.0001214
1904 | 0.00017318 | 0 | 2.8823 | 2.6107 | 3.0192 | 0.0001221
1905 | 0.00015127 | 0 | 3.001 | 2.6107 | 3.0192 | 0.00012221
1906 | 0.00010949 | 0.0038111 | 3.1686 | 2.6107 | 3.0192 | 0.00012105
1907 | 9.9309e-05 | 0.012159 | 3.2881 | 2.6107 | 3.0192 | 0.00012157
1908 | 9.8696e-05 | 0.019212 | 3.3653 | 2.6107 | 3.0192 | 0.00012229
1909 | 9.6122e-05 | 0.030316 | 3.4505 | 2.6107 | 3.0192 | 0.00012197
1910 | 7.725e-05 | 0.027877 | 3.4337 | 2.6107 | 3.0192 | 0.0001206
1911 | 6.5176e-05 | 0.03041 | 3.4505 | 2.6107 | 3.0192 | 0.00012081
1912 | 5.7276e-05 | 0.032605 | 3.4618 | 2.6107 | 3.0192 | 0.00011975
1913 | 5.6162e-05 | 0.018206 | 3.3533 | 2.6107 | 3.0192 | 0.00011858
1914 | 5.8555e-05 | 0.0065074 | 3.2107 | 2.6107 | 3.0192 | 0.00012224
1915 | 0.00011373 | 0.00071811 | 3.1195 | 2.6107 | 3.0192 | 0.00012552
1916 | 0.00015087 | 0 | 3.0409 | 2.6107 | 3.0192 | 0.0001212
1917 | 0.00017621 | 0 | 2.9809 | 2.6107 | 3.0192 | 0.00012256
1918 | 0.00018674 | 0 | 2.9476 | 2.6107 | 3.0192 | 0.00012291
1919 | 0.00018699 | 0 | 2.9302 | 2.6108 | 3.0192 | 0.00012248
1920 | 0.00019804 | 0 | 2.8011 | 2.6108 | 3.0192 | 0.0001228
1921 | 0.00020972 | 0 | 2.8189 | 2.6108 | 3.0192 | 0.00012276
1922 | 0.00021426 | 0 | 2.7654 | 2.6108 | 3.0192 | 0.00012199
1923 | 0.00021943 | 0 | 2.727 | 2.6108 | 3.0192 | 0.00012229
1924 | 0.00022596 | 0 | 2.6992 | 2.6108 | 3.0192 | 0.00012286
1925 | 0.00023343 | 0 | 2.1443 | 2.6108 | 3.0192 | 0.00012058
1926 | 0.00026023 | 0 | 2.1348 | 2.6108 | 3.0192 | 0.00012141
1927 | 0.00022201 | 0 | 2.8048 | 2.6108 | 3.0192 | 0.00012162
1928 | 0.00015501 | 0 | 2.9476 | 2.6108 | 3.0192 | 0.00012181
1929 | 0.00012475 | 0 | 3.1057 | 2.6108 | 3.0192 | 0.00012186
1930 | 9.1409e-05 | 0.0096726 | 3.2565 | 2.6108 | 3.0192 | 0.00012105
1931 | 7.8867e-05 | 0.02621 | 3.4198 | 2.6108 | 3.0192 | 0.00012113
1932 | 6.8107e-05 | 0.043728 | 3.5297 | 2.6108 | 3.0192 | 0.00012202
1933 | 6.7063e-05 | 0.054399 | 3.5928 | 2.6108 | 3.0192 | 0.00012171
1934 | 5.6936e-05 | 0.064288 | 3.6345 | 2.6108 | 3.0192 | 0.00012171
1935 | 4.3961e-05 | 0.057744 | 3.6065 | 2.6109 | 3.0192 | 0.00012133
1936 | 3.5339e-05 | 0.049967 | 3.57 | 2.6109 | 3.0192 | 0.00012063
1937 | 3.9876e-05 | 0.03667 | 3.489 | 2.6109 | 3.0192 | 0.00012125
1938 | 5.3717e-05 | 0.026189 | 3.4198 | 2.6109 | 3.0192 | 0.00012108
1939 | 8.3369e-05 | 0.0068073 | 3.2156 | 2.6109 | 3.0192 | 0.0001206
1940 | 0.00010771 | 0 | 3.0442 | 2.6109 | 3.0192 | 0.00012266
1941 | 0.00012533 | 0 | 2.9061 | 2.6109 | 3.0192 | 0.00012154
1942 | 0.00014424 | 0 | 2.8823 | 2.6109 | 3.0192 | 0.00012229
1943 | 0.00015352 | 0 | 2.7937 | 2.6109 | 3.0192 | 0.00012062
1944 | 0.00016661 | 0 | 2.7763 | 2.6109 | 3.0192 | 0.00011821
1945 | 0.00017338 | 0 | 2.7438 | 2.6109 | 3.0192 | 0.00012242
1946 | 0.00017662 | 0 | 2.6931 | 2.6109 | 3.0192 | 0.00012268
1947 | 0.0001818 | 0 | 2.1334 | 2.6109 | 3.0192 | 0.00011735
1948 | 0.0001871 | 0 | 2.0997 | 2.6109 | 3.0192 | 0.00012247
1949 | 0.00019511 | 0 | 2.0951 | 2.6109 | 3.0192 | 0.00012267
1950 | 0.00021167 | 0 | 2.0848 | 2.611 | 3.0192 | 0.00012215
1951 | 0.00018164 | 0 | 2.6931 | 2.611 | 3.0192 | 0.00012107
1952 | 0.00014128 | 0 | 2.9363 | 2.611 | 3.0192 | 0.00012154
1953 | 0.00010769 | 0 | 3.1057 | 2.611 | 3.0192 | 0.00012174
1954 | 9.5084e-05 | 0.012136 | 3.2861 | 2.611 | 3.0192 | 0.00012164
1955 | 8.7887e-05 | 0.022345 | 3.391 | 2.611 | 3.0192 | 0.00012219
1956 | 8.9608e-05 | 0.031591 | 3.4576 | 2.611 | 3.0192 | 0.00012114
1957 | 0.00010833 | 0.039742 | 3.5078 | 2.611 | 3.0192 | 0.00012111
1958 | 8.1057e-05 | 0.045676 | 3.5416 | 2.611 | 3.0192 | 0.00012145
1959 | 6.0708e-05 | 0.050292 | 3.573 | 2.611 | 3.0192 | 0.00012122
1960 | 6.0115e-05 | 0.043005 | 3.5268 | 2.611 | 3.0192 | 0.00012054
1961 | 4.4293e-05 | 0.034389 | 3.476 | 2.611 | 3.0192 | 0.00012142
1962 | 5.426e-05 | 0.017028 | 3.344 | 2.611 | 3.0192 | 0.0001215
1963 | 0.00010335 | 0 | 3.1114 | 2.611 | 3.0192 | 0.00011966
1964 | 0.00014985 | 0 | 2.9507 | 2.611 | 3.0192 | 0.00012304
1965 | 0.00016948 | 0 | 2.9071 | 2.611 | 3.0192 | 0.00012183
1966 | 0.00018082 | 0 | 2.857 | 2.6111 | 3.0192 | 0.00012198
1967 | 0.00019042 | 0 | 2.8058 | 2.6111 | 3.0192 | 0.00012245
1968 | 0.00019885 | 0 | 2.7582 | 2.6111 | 3.0192 | 0.00012109
1969 | 0.00020636 | 0 | 2.7061 | 2.6111 | 3.0192 | 0.00012108
1970 | 0.00021308 | 0 | 2.1321 | 2.6111 | 3.0192 | 0.00012236
1971 | 0.00022245 | 0 | 2.1234 | 2.6111 | 3.0192 | 0.00012237
1972 | 0.00023199 | 0 | 2.1148 | 2.6111 | 3.0192 | 0.00012108
1973 | 0.0002627 | 0 | 2.0997 | 2.6111 | 3.0192 | 0.00012067
1974 | 0.00025685 | 0 | 2.0848 | 2.6111 | 3.0192 | 0.00011989
1975 | 0.00022217 | 0 | 2.7808 | 2.6111 | 3.0192 | 0.00012162
1976 | 0.00016562 | 0 | 2.9131 | 2.6111 | 3.0192 | 0.00012207
1977 | 0.00014096 | 0 | 3.0552 | 2.6111 | 3.0192 | 0.0001218
1978 | 0.00011648 | 0.0086192 | 3.2427 | 2.6111 | 3.0192 | 0.00012202
1979 | 0.0001082 | 0.020338 | 3.3761 | 2.6111 | 3.0192 | 0.00011957
1980 | 0.00010505 | 0.036216 | 3.4846 | 2.6111 | 3.0192 | 0.00012075
1981 | 0.00010673 | 0.039807 | 3.5078 | 2.6111 | 3.0192 | 0.00012102
1982 | 0.00010794 | 0.040684 | 3.5122 | 2.6112 | 3.0192 | 0.00012245
1983 | 8.0197e-05 | 0.039366 | 3.5049 | 2.6112 | 3.0192 | 0.00012155
1984 | 7.038e-05 | 0.039397 | 3.5049 | 2.6112 | 3.0192 | 0.00012176
1985 | 6.9012e-05 | 0.025203 | 3.4143 | 2.6112 | 3.0192 | 0.00012206
1986 | 7.1336e-05 | 0.014908 | 3.3191 | 2.6112 | 3.0192 | 0.00012187
1987 | 0.00010427 | 0 | 3.0797 | 2.6112 | 3.0192 | 0.00011382
1988 | 0.00013985 | 0 | 3.0149 | 2.6112 | 3.0192 | 0.00012287
1989 | 0.0001505 | 0 | 2.9262 | 2.6112 | 3.0192 | 0.00012129
1990 | 0.00015269 | 0 | 2.9011 | 2.6112 | 3.0192 | 0.00011944
1991 | 0.00016948 | 0 | 2.8114 | 2.6112 | 3.0192 | 0.00012231
1992 | 0.00018328 | 0 | 2.7808 | 2.6112 | 3.0192 | 0.00012185
1993 | 0.00019008 | 0 | 2.7672 | 2.6112 | 3.0192 | 0.00012243
1994 | 0.00020116 | 0 | 2.7314 | 2.6112 | 3.0192 | 0.00012211
1995 | 0.00021247 | 0 | 2.688 | 2.6112 | 3.0192 | 0.00012146
1996 | 0.00021738 | 0 | 2.6931 | 2.6112 | 3.0192 | 0.00012203
1997 | 0.00023649 | 0 | 2.1115 | 2.6112 | 3.0192 | 0.00012021
1998 | 0.00022422 | 0 | 2.1055 | 2.6113 | 3.0192 | 0.00012171
1999 | 0.00019107 | 0 | 2.7314 | 2.6113 | 3.0192 | 0.00012174
2000 | 0.00014569 | 0 | 2.8872 | 2.6113 | 3.0192 | 0.00012196
2001 | 0.00012661 | 0 | 3.0289 | 2.6113 | 3.0192 | 0.00012078
2002 | 9.9289e-05 | 0.0089137 | 3.2464 | 2.6113 | 3.0192 | 0.00012186
2003 | 8.5275e-05 | 0.019632 | 3.3667 | 2.6113 | 3.0192 | 0.0001214
2004 | 7.643e-05 | 0.034525 | 3.476 | 2.6113 | 3.0192 | 0.00012048
2005 | 7.217e-05 | 0.034231 | 3.476 | 2.6113 | 3.0192 | 0.00012208
2006 | 5.8695e-05 | 0.032919 | 3.4647 | 2.6113 | 3.0192 | 0.00012135
2007 | 3.8381e-05 | 0.034177 | 3.4732 | 2.6113 | 3.0192 | 0.00012054
2008 | 4.5563e-05 | 0.033079 | 3.4661 | 2.6113 | 3.0192 | 0.00011948
2009 | 3.6351e-05 | 0.024961 | 3.4129 | 2.6113 | 3.0192 | 0.00012082
2010 | 3.8496e-05 | 0.014213 | 3.3126 | 2.6113 | 3.0192 | 0.00012099
2011 | 7.6669e-05 | 0.0051108 | 3.1865 | 2.6113 | 3.0192 | 0.00012147
2012 | 0.00010852 | 0 | 3.0464 | 2.6113 | 3.0192 | 0.000122
2013 | 0.00012757 | 0 | 2.9767 | 2.6113 | 3.0192 | 0.00012234
2014 | 0.00014666 | 0 | 2.9011 | 2.6114 | 3.0192 | 0.00012245
2015 | 0.00015988 | 0 | 2.834 | 2.6114 | 3.0192 | 0.00012201
2016 | 0.0001744 | 0 | 2.8368 | 2.6114 | 3.0192 | 0.0001215
2017 | 0.00018016 | 0 | 2.7799 | 2.6114 | 3.0192 | 0.00011928
2018 | 0.00018927 | 0 | 2.7139 | 2.6114 | 3.0192 | 0.00012166
2019 | 0.00019436 | 0 | 2.1402 | 2.6114 | 3.0192 | 0.00012124
2020 | 0.00020128 | 0 | 2.1328 | 2.6114 | 3.0192 | 0.00012216
2021 | 0.00022123 | 0 | 2.1214 | 2.6114 | 3.0192 | 0.00012235
2022 | 0.00021665 | 0 | 2.7035 | 2.6114 | 3.0192 | 0.00012059
2023 | 0.00018045 | 0 | 2.8473 | 2.6114 | 3.0192 | 0.00012144
2024 | 0.00012565 | 0 | 3.0355 | 2.6114 | 3.0192 | 0.000121
2025 | 0.00010464 | 0.004124 | 3.1709 | 2.6114 | 3.0192 | 0.00012182
2026 | 9.2896e-05 | 0.0098335 | 3.2602 | 2.6114 | 3.0192 | 0.00012162
2027 | 9.0348e-05 | 0.02626 | 3.4198 | 2.6114 | 3.0192 | 0.00012229
2028 | 7.9979e-05 | 0.03025 | 3.4484 | 2.6114 | 3.0192 | 0.00012096
2029 | 7.8967e-05 | 0.037412 | 3.4904 | 2.6115 | 3.0192 | 0.00012175
2030 | 7.051e-05 | 0.029152 | 3.4407 | 2.6115 | 3.0192 | 0.00012095
2031 | 5.3811e-05 | 0.02751 | 3.4295 | 2.6115 | 3.0192 | 0.00011882
2032 | 4.6605e-05 | 0.022548 | 3.3937 | 2.6115 | 3.0192 | 0.00011869
2033 | 6.8259e-05 | 0.012737 | 3.2958 | 2.6115 | 3.0192 | 0.00012051
2034 | 5.994e-05 | 0.0093563 | 3.2527 | 2.6115 | 3.0192 | 0.00012009
2035 | 9.4123e-05 | 0.003833 | 3.1686 | 2.6115 | 3.0192 | 0.00012259
2036 | 0.0001346 | 0 | 2.9893 | 2.6115 | 3.0192 | 0.00012026
2037 | 0.00014943 | 0 | 2.9725 | 2.6115 | 3.0192 | 0.00012191
2038 | 0.00016009 | 0 | 2.9528 | 2.6115 | 3.0192 | 0.00012216
2039 | 0.00016734 | 0 | 2.9001 | 2.6115 | 3.0192 | 0.00012183
2040 | 0.00017696 | 0 | 2.8245 | 2.6115 | 3.0192 | 0.00012163
2041 | 0.00019161 | 0 | 2.7735 | 2.6115 | 3.0192 | 0.00012044
2042 | 0.00020315 | 0 | 2.7965 | 2.6115 | 3.0192 | 0.00011986
2043 | 0.00020519 | 0 | 2.7672 | 2.6115 | 3.0192 | 0.00012186
2044 | 0.00021053 | 0 | 2.7627 | 2.6115 | 3.0192 | 0.00012214
2045 | 0.00021116 | 0 | 2.7555 | 2.6116 | 3.0192 | 0.00012229
2046 | 0.00022791 | 0 | 2.7519 | 2.6116 | 3.0192 | 0.00012143
2047 | 0.00020028 | 0 | 2.7555 | 2.6116 | 3.0192 | 0.0001211
2048 | 0.00014461 | 0 | 2.7763 | 2.6116 | 3.0192 | 0.00012082
2049 | 0.00012543 | 0 | 2.8058 | 2.6116 | 3.0192 | 0.0001217
2050 | 0.00011471 | 0 | 2.8647 | 2.6116 | 3.0192 | 0.00012128
2051 | 0.00011339 | 0 | 3.0042 | 2.6116 | 3.0192 | 0.00012136
2052 | 0.00010886 | 0 | 3.0719 | 2.6116 | 3.0192 | 0.00012167
2053 | 0.00010157 | 0.0044455 | 3.1757 | 2.6116 | 3.0192 | 0.00012166
2054 | 8.055e-05 | 0.0085808 | 3.2415 | 2.6116 | 3.0192 | 0.00012071
2055 | 6.7946e-05 | 0.012875 | 3.2971 | 2.6116 | 3.0192 | 0.00011814
2056 | 6.3759e-05 | 0.013502 | 3.3048 | 2.6116 | 3.0192 | 0.0001131
2057 | 4.8144e-05 | 0.0087406 | 3.2452 | 2.6116 | 3.0192 | 0.00011551
2058 | 6.1447e-05 | 0.001088 | 3.1275 | 2.6116 | 3.0192 | 0.00012042
2059 | 7.5397e-05 | 0 | 3.0235 | 2.6116 | 3.0192 | 0.00012516
2060 | 0.00010565 | 0 | 2.9507 | 2.6116 | 3.0192 | 0.00012135
2061 | 0.00012526 | 0 | 2.9131 | 2.6117 | 3.0192 | 0.00012072
2062 | 0.00013491 | 0 | 2.9151 | 2.6117 | 3.0192 | 0.00012105
2063 | 0.00014103 | 0 | 2.7937 | 2.6117 | 3.0192 | 0.00012141
2064 | 0.00015693 | 0 | 2.7708 | 2.6117 | 3.0192 | 0.00012172
2065 | 0.00016957 | 0 | 2.7394 | 2.6117 | 3.0192 | 0.00011819
2066 | 0.00017912 | 0 | 2.7182 | 2.6117 | 3.0192 | 0.00012106
2067 | 0.00019079 | 0 | 2.7182 | 2.6117 | 3.0192 | 0.00012044
2068 | 0.00020101 | 0 | 2.7095 | 2.6117 | 3.0192 | 0.0001214
2069 | 0.000209 | 0 | 2.7235 | 2.6117 | 3.0192 | 0.00012224
2070 | 0.00022296 | 0 | 2.7421 | 2.6117 | 3.0192 | 0.00011872
2071 | 0.00020031 | 0 | 2.7546 | 2.6117 | 3.0192 | 0.00012058
2072 | 0.00014132 | 0 | 2.7763 | 2.6117 | 3.0192 | 0.00012061
2073 | 0.00010438 | 0 | 2.7909 | 2.6117 | 3.0192 | 0.00012118
2074 | 7.9211e-05 | 0 | 2.803 | 2.6117 | 3.0192 | 0.0001198
2075 | 8.4858e-05 | 0 | 2.8416 | 2.6117 | 3.0192 | 0.00011973
2076 | 9.0685e-05 | 0 | 2.8823 | 2.6117 | 3.0192 | 0.00012027
2077 | 9.6169e-05 | 0 | 2.9893 | 2.6118 | 3.0192 | 0.00012081
2078 | 8.0324e-05 | 0 | 3.0741 | 2.6118 | 3.0192 | 0.00011989
2079 | 7.1558e-05 | 0 | 3.1023 | 2.6118 | 3.0192 | 0.00011679
2080 | 6.8508e-05 | 0.002125 | 3.1438 | 2.6118 | 3.0192 | 0.0001119
2081 | 6.6388e-05 | 0 | 3.1023 | 2.6118 | 3.0192 | 0.0001164
2082 | 5.8761e-05 | 0 | 3.0246 | 2.6118 | 3.0192 | 0.00012089
2083 | 8.6699e-05 | 0 | 2.961 | 2.6118 | 3.0192 | 0.00012564
2084 | 0.00012898 | 0 | 2.9011 | 2.6118 | 3.0192 | 0.00012141
2085 | 0.00015571 | 0 | 2.8912 | 2.6118 | 3.0192 | 0.00012141
2086 | 0.00017096 | 0 | 2.8941 | 2.6118 | 3.0192 | 0.00011994
2087 | 0.00017579 | 0 | 2.8764 | 2.6118 | 3.0192 | 0.00012151
2088 | 0.00018261 | 0 | 2.8608 | 2.6118 | 3.0192 | 0.00012185
2089 | 0.00019266 | 0 | 2.856 | 2.6118 | 3.0192 | 0.00012172
2090 | 0.00019867 | 0 | 2.8406 | 2.6118 | 3.0192 | 0.0001208
2091 | 0.00020161 | 0 | 2.8207 | 2.6118 | 3.0192 | 0.00012193
2092 | 0.0002055 | 0 | 2.8207 | 2.6118 | 3.0192 | 0.00012159
2093 | 0.00021455 | 0 | 2.8236 | 2.6119 | 3.0192 | 0.00012194
2094 | 0.0002321 | 0 | 2.8302 | 2.6119 | 3.0192 | 0.00012205
2095 | 0.00016828 | 0 | 2.8521 | 2.6119 | 3.0192 | 0.00012
2096 | 0.00011632 | 0 | 2.8793 | 2.6119 | 3.0192 | 0.00012061
2097 | 8.4735e-05 | 0 | 2.9031 | 2.6119 | 3.0192 | 0.00012055
2098 | 7.215e-05 | 0 | 2.9404 | 2.6119 | 3.0192 | 0.00012055
2099 | 6.8801e-05 | 0 | 3.002 | 2.6119 | 3.0192 | 0.00012116
2100 | 6.7817e-05 | 0 | 3.0181 | 2.6119 | 3.0192 | 0.00012093
2101 | 6.5867e-05 | 0 | 3.0842 | 2.6119 | 3.0192 | 0.00012103
2102 | 5.8151e-05 | 0.00041406 | 3.116 | 2.6119 | 3.0192 | 0.00012091
2103 | 4.5443e-05 | 0 | 3.0921 | 2.6119 | 3.0192 | 0.00011994
2104 | 3.8298e-05 | 0 | 3.0674 | 2.6119 | 3.0192 | 0.00011979
2105 | 3.5509e-05 | 0 | 3.0214 | 2.6119 | 3.0192 | 0.00011948
2106 | 4.1292e-05 | 0 | 2.9548 | 2.6119 | 3.0192 | 0.0001203
2107 | 9.2346e-05 | 0 | 2.8823 | 2.6119 | 3.0192 | 0.0001218
2108 | 0.00011814 | 0 | 2.816 | 2.612 | 3.0192 | 0.00012196
2109 | 0.00013366 | 0 | 2.7609 | 2.612 | 3.0192 | 0.00012066
2110 | 0.00014977 | 0 | 2.7035 | 2.612 | 3.0192 | 0.00012177
2111 | 0.00016755 | 0 | 2.1108 | 2.612 | 3.0192 | 0.00012071
2112 | 0.00018585 | 0 | 2.1003 | 2.612 | 3.0192 | 0.00012136
2113 | 0.00019203 | 0 | 2.0835 | 2.612 | 3.0192 | 0.00012197
2114 | 0.00019881 | 0 | 2.0809 | 2.612 | 3.0192 | 0.00012127
2115 | 0.00020719 | 0 | 2.1055 | 2.612 | 3.0192 | 0.00012116
2116 | 0.00021387 | 0 | 2.079 | 2.612 | 3.0192 | 0.00012084
2117 | 0.00021182 | 0 | 2.0886 | 2.612 | 3.0192 | 0.00012024
2118 | 0.00022679 | 0 | 2.1003 | 2.612 | 3.0192 | 0.0001218
2119 | 0.0002033 | 0 | 2.727 | 2.612 | 3.0192 | 0.00012076
2120 | 0.00012742 | 0 | 2.7429 | 2.612 | 3.0192 | 0.0001209
2121 | 9.775e-05 | 0 | 2.8076 | 2.612 | 3.0192 | 0.00012119
2122 | 7.7247e-05 | 0 | 2.857 | 2.612 | 3.0192 | 0.000121
2123 | 7.8194e-05 | 0 | 2.8764 | 2.612 | 3.0192 | 0.00012169
2124 | 8.4499e-05 | 0 | 2.8599 | 2.6121 | 3.0192 | 0.0001215
2125 | 8.4164e-05 | 0 | 2.8599 | 2.6121 | 3.0192 | 0.00012125
2126 | 6.5131e-05 | 0 | 2.8512 | 2.6121 | 3.0192 | 0.00012054
2127 | 5.2113e-05 | 0 | 2.8608 | 2.6121 | 3.0192 | 0.00011935
2128 | 5.7568e-05 | 0 | 2.8647 | 2.6121 | 3.0192 | 0.00011827
2129 | 4.4587e-05 | 0 | 2.8378 | 2.6121 | 3.0192 | 0.00011814
2130 | 5.6798e-05 | 0 | 2.8189 | 2.6121 | 3.0192 | 0.00012111
2131 | 0.00010076 | 0 | 2.8058 | 2.6121 | 3.0192 | 0.00012138
2132 | 0.0001391 | 0 | 2.7919 | 2.6121 | 3.0192 | 0.00012133
2133 | 0.00014245 | 0 | 2.7772 | 2.6121 | 3.0192 | 0.00012113
2134 | 0.00014849 | 0 | 2.7654 | 2.6121 | 3.0192 | 0.00012066
2135 | 0.00016206 | 0 | 2.7519 | 2.6121 | 3.0192 | 0.00012125
2136 | 0.0001768 | 0 | 2.7314 | 2.6121 | 3.0192 | 0.00012169
2137 | 0.00018209 | 0 | 2.7261 | 2.6121 | 3.0192 | 0.00012053
2138 | 0.00018183 | 0 | 2.7182 | 2.6121 | 3.0192 | 0.00012178
2139 | 0.00018218 | 0 | 2.7305 | 2.6121 | 3.0192 | 0.00012155
2140 | 0.00019105 | 0 | 2.7139 | 2.6121 | 3.0192 | 0.0001218
2141 | 0.00019562 | 0 | 2.694 | 2.6121 | 3.0192 | 0.00012153
2142 | 0.00022207 | 0 | 2.694 | 2.6121 | 3.0192 | 0.00012178
2143 | 0.00018386 | 0 | 2.7078 | 2.6121 | 3.0192 | 0.00012051
2144 | 0.00013252 | 0 | 2.7447 | 2.6121 | 3.0192 | 0.00012078
2145 | 0.0001331 | 0 | 2.8058 | 2.6121 | 3.0192 | 0.00012028
2146 | 0.00010573 | 0 | 2.7772 | 2.6121 | 3.0192 | 0.0001209
2147 | 9.0419e-05 | 0 | 2.8189 | 2.6121 | 3.0192 | 0.0001214
2148 | 9.2706e-05 | 0 | 2.8245 | 2.6121 | 3.0192 | 0.0001212
2149 | 8.885e-05 | 0 | 2.8321 | 2.6121 | 3.0192 | 0.00012121
2150 | 7.7224e-05 | 0 | 2.8647 | 2.6121 | 3.0192 | 0.00012071
2151 | 7.7396e-05 | 0 | 2.8473 | 2.6121 | 3.0192 | 0.00012011
2152 | 6.4558e-05 | 0 | 2.8189 | 2.6121 | 3.0192 | 0.00012015
2153 | 5.4661e-05 | 0 | 2.802 | 2.6121 | 3.0192 | 0.00012005
2154 | 6.9673e-05 | 0 | 2.7654 | 2.6121 | 3.0192 | 0.00012043
2155 | 0.00010759 | 0 | 2.7314 | 2.6121 | 3.0192 | 0.00011358
2156 | 0.00016092 | 0 | 2.1355 | 2.6121 | 3.0192 | 0.00012052
2157 | 0.0001648 | 0 | 2.1247 | 2.6121 | 3.0192 | 0.00012162
2158 | 0.00017326 | 0 | 2.079 | 2.6121 | 3.0192 | 0.00012171
2159 | 0.00018417 | 0 | 2.0669 | 2.6121 | 3.0192 | 0.00011583
2160 | 0.00019506 | 0 | 2.0588 | 2.6121 | 3.0192 | 0.00011705
2161 | 0.00020186 | 0 | 2.0562 | 2.6121 | 3.0192 | 0.00012169
2162 | 0.00020604 | 0 | 2.0438 | 2.6121 | 3.0192 | 0.00012158
2163 | 0.00021041 | 0 | 2.0426 | 2.6121 | 3.0192 | 0.00012171
2164 | 0.00021584 | 0 | 2.0432 | 2.6121 | 3.0192 | 0.00011738
2165 | 0.00022867 | 0 | 2.0475 | 2.6121 | 3.0192 | 0.00012173
2166 | 0.00023582 | 0 | 2.0588 | 2.6121 | 3.0192 | 0.00012054
2167 | 0.00017665 | 0 | 2.0873 | 2.6121 | 3.0192 | 0.00012034
2168 | 0.0001268 | 0 | 2.1141 | 2.6121 | 3.0192 | 0.00012067
2169 | 9.7113e-05 | 0 | 2.1355 | 2.6121 | 3.0192 | 0.0001211
2170 | 8.2081e-05 | 0 | 2.1355 | 2.6121 | 3.0192 | 0.00012043
2171 | 7.6374e-05 | 0 | 2.1321 | 2.6121 | 3.0192 | 0.00011827
2172 | 6.9658e-05 | 0 | 2.7447 | 2.6121 | 3.0192 | 0.00012106
2173 | 6.178e-05 | 0 | 2.7226 | 2.6121 | 3.0192 | 0.00012109
2174 | 5.3276e-05 | 0 | 2.7528 | 2.6121 | 3.0192 | 0.00012095
2175 | 4.2347e-05 | 0 | 2.7609 | 2.6121 | 3.0192 | 0.00011989
2176 | 4.3732e-05 | 0 | 2.7447 | 2.6121 | 3.0192 | 0.00011972
2177 | 4.3062e-05 | 0 | 2.7314 | 2.6121 | 3.0192 | 0.00012038
2178 | 6.4443e-05 | 0 | 2.7226 | 2.6121 | 3.0192 | 0.00011939
2179 | 9.0368e-05 | 0 | 2.7139 | 2.6121 | 3.0192 | 0.00011574
2180 | 0.00011148 | 0 | 2.713 | 2.6121 | 3.0192 | 0.00012095
2181 | 0.00012999 | 0 | 2.6974 | 2.6121 | 3.0192 | 0.0001194
2182 | 0.00014398 | 0 | 2.147 | 2.6121 | 3.0192 | 0.00012079
2183 | 0.00015691 | 0 | 2.1368 | 2.6121 | 3.0192 | 0.00011915
2184 | 0.00016897 | 0 | 2.1307 | 2.6121 | 3.0192 | 0.00011997
2185 | 0.00018314 | 0 | 2.1307 | 2.6121 | 3.0192 | 0.00012133
2186 | 0.00019457 | 0 | 2.1174 | 2.6121 | 3.0192 | 0.00012141
2187 | 0.00020386 | 0 | 2.1161 | 2.6121 | 3.0192 | 0.00011981
2188 | 0.00021022 | 0 | 2.1121 | 2.6121 | 3.0192 | 0.00011944
2189 | 0.00022942 | 0 | 2.1134 | 2.6121 | 3.0192 | 0.0001215
2190 | 0.00022573 | 0 | 2.1121 | 2.6121 | 3.0192 | 0.00012162
2191 | 0.00020264 | 0 | 2.1167 | 2.6121 | 3.0192 | 0.00012032
2192 | 0.00013669 | 0 | 2.1443 | 2.6121 | 3.0192 | 0.00012111
2193 | 0.00011084 | 0 | 2.7078 | 2.6121 | 3.0192 | 0.00012046
2194 | 9.4781e-05 | 0 | 2.7501 | 2.6121 | 3.0192 | 0.00012098
2195 | 9.1824e-05 | 0 | 2.7808 | 2.6121 | 3.0192 | 0.0001208
2196 | 8.3082e-05 | 0 | 2.8531 | 2.6121 | 3.0192 | 0.00012009
2197 | 6.6918e-05 | 0 | 2.8426 | 2.6121 | 3.0192 | 0.00012018
2198 | 6.0363e-05 | 0 | 2.8189 | 2.6121 | 3.0192 | 0.00011936
2199 | 5.4542e-05 | 0 | 2.803 | 2.6121 | 3.0192 | 0.00011853
2200 | 5.8568e-05 | 0 | 2.7965 | 2.6121 | 3.0192 | 0.00011174
2201 | 4.5599e-05 | 0 | 2.7717 | 2.6121 | 3.0192 | 0.0001158
2202 | 6.3554e-05 | 0 | 2.713 | 2.6121 | 3.0192 | 0.00011885
2203 | 7.2951e-05 | 0 | 2.7139 | 2.6121 | 3.0192 | 0.00012486
2204 | 0.00010366 | 0 | 2.688 | 2.6121 | 3.0192 | 0.00011974
2205 | 0.00012292 | 0 | 2.1055 | 2.6121 | 3.0192 | 0.00011904
2206 | 0.00013411 | 0 | 2.0663 | 2.6121 | 3.0192 | 0.00012086
2207 | 0.00015722 | 0 | 2.0861 | 2.6121 | 3.0192 | 0.00012064
2208 | 0.00017828 | 0 | 2.0912 | 2.6121 | 3.0192 | 0.00012082
2209 | 0.00019898 | 0 | 2.0835 | 2.6121 | 3.0192 | 0.00012099
2210 | 0.00020419 | 0 | 2.0835 | 2.6121 | 3.0192 | 0.00012097
2211 | 0.00020522 | 0 | 2.0569 | 2.6121 | 3.0192 | 0.00012082
2212 | 0.00021017 | 0 | 2.014 | 2.6121 | 3.0192 | 0.00012116
2213 | 0.00022188 | 0 | 2.0619 | 2.6121 | 3.0192 | 0.00012147
2214 | 0.00023769 | 0 | 2.0925 | 2.6121 | 3.0192 | 0.00012139
2215 | 0.00019655 | 0 | 2.1294 | 2.6121 | 3.0192 | 0.00012014
2216 | 0.00014114 | 0 | 2.7226 | 2.6121 | 3.0192 | 0.00011989
2217 | 0.00011613 | 0 | 2.7314 | 2.6121 | 3.0192 | 0.00012063
2218 | 0.00010706 | 0 | 2.7808 | 2.6121 | 3.0192 | 0.00012042
2219 | 0.00010626 | 0 | 2.8207 | 2.6121 | 3.0192 | 0.00012055
2220 | 0.00010591 | 0 | 2.8951 | 2.6121 | 3.0192 | 0.00012055
2221 | 0.00010064 | 0 | 2.8104 | 2.6121 | 3.0192 | 0.00012006
2222 | 9.7205e-05 | 0 | 2.9111 | 2.6121 | 3.0192 | 0.00012003
2223 | 9.5736e-05 | 0 | 2.9476 | 2.6121 | 3.0192 | 0.00011886
2224 | 7.1453e-05 | 0 | 2.9282 | 2.6121 | 3.0192 | 0.00011231
2225 | 7.548e-05 | 0 | 2.8735 | 2.6121 | 3.0192 | 0.00011445
2226 | 7.304e-05 | 0 | 2.8359 | 2.6121 | 3.0192 | 0.00011951
2227 | 0.00011256 | 0 | 2.8011 | 2.6121 | 3.0192 | 0.00012406
2228 | 0.00014328 | 0 | 2.7672 | 2.6121 | 3.0192 | 0.00011261
2229 | 0.00015921 | 0 | 2.1361 | 2.6121 | 3.0192 | 0.00011883
2230 | 0.0001671 | 0 | 2.0945 | 2.6121 | 3.0192 | 0.00012064
2231 | 0.00017985 | 0 | 2.1069 | 2.6121 | 3.0192 | 0.00012087
2232 | 0.00020008 | 0 | 2.1167 | 2.6121 | 3.0192 | 0.00012033
2233 | 0.0002108 | 0 | 2.1301 | 2.6121 | 3.0192 | 0.00011946
2234 | 0.00021741 | 0 | 2.1287 | 2.6121 | 3.0192 | 0.00012049
2235 | 0.00022074 | 0 | 2.1281 | 2.6121 | 3.0192 | 0.00012121
2236 | 0.0002279 | 0 | 2.1274 | 2.6121 | 3.0192 | 0.00011934
2237 | 0.00023026 | 0 | 2.1402 | 2.6121 | 3.0192 | 0.00012086
2238 | 0.00024485 | 0 | 2.694 | 2.6121 | 3.0192 | 0.00012092
2239 | 0.00021035 | 0 | 2.7314 | 2.6121 | 3.0192 | 0.00011989
2240 | 0.00016859 | 0 | 2.7412 | 2.6121 | 3.0192 | 0.00011966
2241 | 0.0001187 | 0 | 2.7717 | 2.6121 | 3.0192 | 0.00011934
2242 | 0.00010254 | 0 | 2.7501 | 2.6121 | 3.0192 | 0.0001177
2243 | 0.00010418 | 0 | 2.7781 | 2.6121 | 3.0192 | 0.00012003
2244 | 0.00010594 | 0 | 2.7909 | 2.6121 | 3.0192 | 0.00011962
2245 | 0.00010938 | 0 | 2.7946 | 2.6121 | 3.0192 | 0.00011933
2246 | 0.00010071 | 0 | 2.816 | 2.6121 | 3.0192 | 0.00011677
2247 | 9.5e-05 | 0 | 2.8349 | 2.6121 | 3.0192 | 0.00011451
2248 | 9.361e-05 | 0 | 2.8435 | 2.6121 | 3.0192 | 0.00011568
2249 | 9.5113e-05 | 0 | 2.856 | 2.6121 | 3.0192 | 0.00011891
2250 | 9.7647e-05 | 0 | 2.8951 | 2.6121 | 3.0192 | 0.00012447
2251 | 0.000133 | 0 | 2.9211 | 2.6121 | 3.0192 | 0.00012332
2252 | 0.00015939 | 0 | 2.9211 | 2.6121 | 3.0192 | 0.00012267
2253 | 0.00016723 | 0 | 2.9323 | 2.6121 | 3.0192 | 0.0001223
2254 | 0.00017497 | 0 | 2.9181 | 2.6121 | 3.0192 | 0.00012145
2255 | 0.00018462 | 0 | 2.9181 | 2.6121 | 3.0192 | 0.00012195
2256 | 0.00020088 | 0 | 2.8951 | 2.6121 | 3.0192 | 0.00012111
2257 | 0.00021201 | 0 | 2.8912 | 2.6121 | 3.0192 | 0.00011896
2258 | 0.00022003 | 0 | 2.8793 | 2.6121 | 3.0192 | 0.00011918
2259 | 0.00022915 | 0 | 2.8793 | 2.6121 | 3.0192 | 0.00012095
2260 | 0.00023848 | 0 | 2.8735 | 2.6121 | 3.0192 | 0.00012103
2261 | 0.00025766 | 0 | 2.8686 | 2.6121 | 3.0192 | 0.0001211
2262 | 0.00026253 | 0 | 2.8647 | 2.6121 | 3.0192 | 0.00012012
2263 | 0.00022487 | 0 | 2.8872 | 2.6121 | 3.0192 | 0.00011923
2264 | 0.00015571 | 0 | 2.8951 | 2.6121 | 3.0192 | 0.00011971
2265 | 0.00013932 | 0 | 2.9384 | 2.6121 | 3.0192 | 0.0001198
2266 | 0.00012165 | 0 | 2.9507 | 2.6121 | 3.0192 | 0.00011952
2267 | 0.00012619 | 0 | 2.9538 | 2.6121 | 3.0192 | 0.00011987
2268 | 0.00011964 | 0 | 2.9767 | 2.6121 | 3.0192 | 0.0001202
2269 | 0.00011417 | 0 | 3.0442 | 2.6121 | 3.0192 | 0.00011966
2270 | 0.0001063 | 0 | 3.1057 | 2.6121 | 3.0192 | 0.00011878
2271 | 9.6259e-05 | 0.00040334 | 3.116 | 2.6121 | 3.0192 | 0.00011795
2272 | 7.8973e-05 | 0 | 3.0552 | 2.6121 | 3.0192 | 0.00011478
2273 | 9.2335e-05 | 0 | 3.0707 | 2.6121 | 3.0192 | 0.00011593
2274 | 8.6817e-05 | 0 | 3.0322 | 2.6121 | 3.0192 | 0.00011981
2275 | 0.00010782 | 0 | 3.0355 | 2.6121 | 3.0192 | 0.00012299
2276 | 0.00014577 | 0 | 3.0278 | 2.6121 | 3.0192 | 0.00011923
2277 | 0.00016426 | 0 | 3.042 | 2.6121 | 3.0192 | 0.00012039
2278 | 0.00017434 | 0 | 3.0278 | 2.6121 | 3.0192 | 0.00012026
2279 | 0.00018639 | 0 | 3.0149 | 2.6121 | 3.0192 | 0.00012045
2280 | 0.00020058 | 0 | 3.0117 | 2.6121 | 3.0192 | 0.00011933
2281 | 0.00020956 | 0 | 3.0117 | 2.6121 | 3.0192 | 0.00012064
2282 | 0.00021677 | 0 | 3.0138 | 2.6121 | 3.0192 | 0.00011901
2283 | 0.00022495 | 0 | 3.0192 | 2.6121 | 3.0192 | 0.00012049
2284 | 0.00023203 | 0 | 3.0181 | 2.6121 | 3.0192 | 0.00011888
2285 | 0.00025243 | 0 | 3.0117 | 2.6121 | 3.0192 | 0.00011881
2286 | 0.0002643 | 0 | 3.0138 | 2.6121 | 3.0192 | 0.00012091
2287 | 0.00021622 | 0 | 3.0203 | 2.6121 | 3.0192 | 0.00011936
2288 | 0.00015565 | 0 | 3.0497 | 2.6121 | 3.0192 | 0.00011994
2289 | 0.0001289 | 0 | 3.0376 | 2.6121 | 3.0192 | 0.00012016
2290 | 0.0001102 | 0 | 3.0486 | 2.6121 | 3.0192 | 0.00012025
2291 | 0.00010676 | 0 | 3.0719 | 2.6121 | 3.0192 | 0.00011988
2292 | 0.00010931 | 0 | 3.0486 | 2.6121 | 3.0192 | 0.00012054
2293 | 0.00010125 | 0 | 3.0497 | 2.6121 | 3.0192 | 0.00011978
2294 | 7.4505e-05 | 0 | 3.0574 | 2.6121 | 3.0192 | 0.00011933
2295 | 5.4856e-05 | 0 | 3.0563 | 2.6121 | 3.0192 | 0.00011495
2296 | 6.1286e-05 | 0 | 3.073 | 2.6121 | 3.0192 | 0.00010916
2297 | 4.1873e-05 | 0 | 3.0696 | 2.6121 | 3.0192 | 0.00011716
2298 | 4.25e-05 | 0 | 3.0333 | 2.6121 | 3.0192 | 0.00012065
2299 | 6.9912e-05 | 0 | 2.9893 | 2.6121 | 3.0192 | 0.00012851
2300 | 9.2449e-05 | 0 | 3.0042 | 2.6121 | 3.0192 | 0.00012231
2301 | 0.00010187 | 0 | 3.0074 | 2.6121 | 3.0192 | 0.00011999
2302 | 0.00011341 | 0 | 3.0192 | 2.6121 | 3.0192 | 0.00012038
2303 | 0.00012556 | 0 | 3.0387 | 2.6121 | 3.0192 | 0.0001206
2304 | 0.00014066 | 0 | 3.0246 | 2.6121 | 3.0192 | 0.00012056
2305 | 0.00015148 | 0 | 3.0508 | 2.6121 | 3.0192 | 0.00011825
2306 | 0.00016115 | 0 | 3.0464 | 2.6121 | 3.0192 | 0.00011416
2307 | 0.00016931 | 0 | 3.042 | 2.6121 | 3.0192 | 0.00011831
2308 | 0.00017834 | 0 | 2.9851 | 2.6121 | 3.0192 | 0.00012048
2309 | 0.00018679 | 0 | 2.9988 | 2.6121 | 3.0192 | 0.00011912
2310 | 0.00020527 | 0 | 3.0214 | 2.6121 | 3.0192 | 0.00011636
2311 | 0.0001659 | 0 | 3.0552 | 2.6121 | 3.0192 | 0.00011941
2312 | 0.00011241 | 0 | 3.0042 | 2.6121 | 3.0192 | 0.00011936
2313 | 7.1731e-05 | 0 | 2.7672 | 2.6121 | 3.0192 | 0.00011868
2314 | 5.9808e-05 | 0 | 2.7403 | 2.6121 | 3.0192 | 0.00011743
2315 | 5.9116e-05 | 0 | 2.9435 | 2.6121 | 3.0192 | 0.00011847
2316 | 5.6164e-05 | 0 | 3.073 | 2.6121 | 3.0192 | 0.00011708
2317 | 4.4912e-05 | 0.00055274 | 3.1172 | 2.6121 | 3.0192 | 0.0001151
2318 | 5.4042e-05 | 0 | 3.0797 | 2.6121 | 3.0192 | 0.00011782
2319 | 2.617e-05 | 0.0015974 | 3.1357 | 2.6121 | 3.0192 | 0.00011525
2320 | 2.0513e-05 | 0 | 2.9292 | 2.6121 | 3.0192 | 0.00011857
2321 | 2.398e-05 | 0 | 2.9091 | 2.6121 | 3.0192 | 0.00012409
2322 | 2.3686e-05 | 0 | 2.857 | 2.6121 | 3.0192 | 0.00012575
2323 | 4.3189e-05 | 0 | 2.8961 | 2.6121 | 3.0192 | 0.00012778
2324 | 6.1903e-05 | 0 | 2.8921 | 2.6121 | 3.0192 | 0.00012838
2325 | 7.0897e-05 | 0 | 2.9011 | 2.6121 | 3.0192 | 0.00012237
2326 | 6.1294e-05 | 0 | 2.8207 | 2.6121 | 3.0192 | 0.00012186
2327 | 7.0446e-05 | 0 | 2.834 | 2.6121 | 3.0192 | 0.00012304
2328 | 8.8084e-05 | 0 | 2.8599 | 2.6121 | 3.0192 | 0.00012306
2329 | 0.0001013 | 0 | 2.8236 | 2.6121 | 3.0192 | 0.000121
2330 | 0.00011486 | 0 | 2.8114 | 2.6121 | 3.0192 | 0.00011938
2331 | 0.0001268 | 0 | 2.7891 | 2.6121 | 3.0192 | 0.00012137
2332 | 0.00013901 | 0 | 2.7412 | 2.6121 | 3.0192 | 0.00012189
2333 | 0.00015307 | 0 | 2.7412 | 2.6121 | 3.0192 | 0.0001219
2334 | 0.00016165 | 0 | 2.7385 | 2.6121 | 3.0192 | 0.00012197
2335 | 0.00012983 | 0 | 2.7745 | 2.6121 | 3.0192 | 0.00011966
2336 | 9.2559e-05 | 0 | 2.76 | 2.6121 | 3.0192 | 0.00012011
2337 | 4.7993e-05 | 0 | 2.8628 | 2.6121 | 3.0192 | 0.00012107
2338 | 4.0457e-05 | 0 | 2.9211 | 2.6121 | 3.0192 | 0.00012102
2339 | 4.0614e-05 | 0 | 2.9282 | 2.6121 | 3.0192 | 0.00012173
2340 | 3.3558e-05 | 0 | 2.7993 | 2.6121 | 3.0192 | 0.00011983
2341 | 3.8797e-05 | 0 | 2.9456 | 2.6121 | 3.0192 | 0.00012218
2342 | 3.6099e-05 | 0 | 2.9704 | 2.6121 | 3.0192 | 0.00012263
2343 | 2.9724e-05 | 0 | 2.9935 | 2.6121 | 3.0192 | 0.00012072
2344 | 4.1916e-05 | 0 | 2.8931 | 2.6121 | 3.0192 | 0.00011777
2345 | 4.0837e-05 | 0 | 2.856 | 2.6121 | 3.0192 | 0.000121
2346 | 3.8708e-05 | 0 | 2.856 | 2.6121 | 3.0192 | 0.00012153
2347 | 6.9329e-05 | 0 | 2.8686 | 2.6121 | 3.0192 | 0.00012466
2348 | 0.00011093 | 0 | 2.8207 | 2.6121 | 3.0192 | 0.00011464
2349 | 0.00012858 | 0 | 2.7763 | 2.6121 | 3.0192 | 0.00012027
2350 | 0.00014344 | 0 | 2.7763 | 2.6121 | 3.0192 | 0.00011951
2351 | 0.00015417 | 0 | 2.7564 | 2.6121 | 3.0192 | 0.0001207
2352 | 0.00016419 | 0 | 2.7412 | 2.6121 | 3.0192 | 0.00012051
2353 | 0.00017264 | 0 | 2.7226 | 2.6121 | 3.0192 | 0.00011763
2354 | 0.00018256 | 0 | 2.7148 | 2.6121 | 3.0192 | 0.0001197
2355 | 0.00018815 | 0 | 2.6983 | 2.6121 | 3.0192 | 0.00012043
2356 | 0.00019629 | 0 | 2.6854 | 2.6121 | 3.0192 | 0.00012049
2357 | 0.00021134 | 0 | 2.7017 | 2.6121 | 3.0192 | 0.00011766
2358 | 0.00020484 | 0 | 2.7341 | 2.6121 | 3.0192 | 0.00012005
2359 | 0.0001846 | 0 | 2.7919 | 2.6121 | 3.0192 | 0.0001192
2360 | 0.0001168 | 0 | 2.8647 | 2.6121 | 3.0192 | 0.00011943
2361 | 9.0361e-05 | 0 | 2.8696 | 2.6121 | 3.0192 | 0.00011932
2362 | 6.412e-05 | 0 | 2.8793 | 2.6121 | 3.0192 | 0.00011938
2363 | 6.296e-05 | 0 | 2.7781 | 2.6121 | 3.0192 | 0.00011972
2364 | 6.6846e-05 | 0 | 2.8189 | 2.6121 | 3.0192 | 0.00011967
2365 | 8.1028e-05 | 0 | 2.9343 | 2.6121 | 3.0192 | 0.00011948
2366 | 6.7472e-05 | 0 | 2.8971 | 2.6121 | 3.0192 | 0.00011986
2367 | 4.699e-05 | 0 | 2.856 | 2.6121 | 3.0192 | 0.00011881
2368 | 3.9578e-05 | 0 | 2.9081 | 2.6121 | 3.0192 | 0.00011729
2369 | 5.2874e-05 | 0 | 2.7564 | 2.6121 | 3.0192 | 0.00011825
2370 | 4.9758e-05 | 0 | 2.7854 | 2.6121 | 3.0192 | 0.00011915
2371 | 7.745e-05 | 0 | 2.7403 | 2.6121 | 3.0192 | 0.00011991
2372 | 0.0001119 | 0 | 2.7026 | 2.6121 | 3.0192 | 0.0001108
2373 | 0.00013076 | 0 | 2.6854 | 2.6121 | 3.0192 | 0.00011923
2374 | 0.00015359 | 0 | 2.6974 | 2.6121 | 3.0192 | 0.00012008
2375 | 0.00016212 | 0 | 2.1382 | 2.6121 | 3.0192 | 0.00011675
2376 | 0.00017686 | 0 | 2.1241 | 2.6121 | 3.0192 | 0.00011778
2377 | 0.00018623 | 0 | 2.1181 | 2.6121 | 3.0192 | 0.00011861
2378 | 0.00019096 | 0 | 2.1174 | 2.6121 | 3.0192 | 0.00011783
2379 | 0.00019799 | 0 | 2.1294 | 2.6121 | 3.0192 | 0.0001145
2380 | 0.00020315 | 0 | 2.1294 | 2.6121 | 3.0192 | 0.0001202
2381 | 0.00021992 | 0 | 2.1247 | 2.6121 | 3.0192 | 0.00011999
2382 | 0.00022377 | 0 | 2.1321 | 2.6121 | 3.0192 | 0.00012019
2383 | 0.00016695 | 0 | 2.7367 | 2.6121 | 3.0192 | 0.00011976
2384 | 0.00011888 | 0 | 2.7965 | 2.6121 | 3.0192 | 0.00011928
2385 | 8.1023e-05 | 0 | 2.8435 | 2.6121 | 3.0192 | 0.00011933
2386 | 6.6602e-05 | 0 | 2.8608 | 2.6121 | 3.0192 | 0.00011928
2387 | 6.5336e-05 | 0 | 2.8705 | 2.6121 | 3.0192 | 0.00011937
2388 | 6.154e-05 | 0 | 2.9631 | 2.6121 | 3.0192 | 0.00011968
2389 | 6.2657e-05 | 0 | 2.9652 | 2.6121 | 3.0192 | 0.00011963
2390 | 5.927e-05 | 0 | 2.9704 | 2.6121 | 3.0192 | 0.00011876
2391 | 4.9303e-05 | 0 | 2.9925 | 2.6121 | 3.0192 | 0.00011886
2392 | 4.4671e-05 | 0 | 2.9746 | 2.6121 | 3.0192 | 0.00011796
2393 | 4.2163e-05 | 0 | 2.8912 | 2.6121 | 3.0192 | 0.00011888
2394 | 6.2944e-05 | 0 | 2.8608 | 2.6121 | 3.0192 | 0.00011807
2395 | 7.8391e-05 | 0 | 2.8541 | 2.6121 | 3.0192 | 0.00012055
2396 | 0.00011348 | 0 | 2.8151 | 2.6121 | 3.0192 | 0.00011811
2397 | 0.00012373 | 0 | 2.7182 | 2.6121 | 3.0192 | 0.00011951
2398 | 0.00012172 | 0 | 2.1003 | 2.6121 | 3.0192 | 0.00011935
2399 | 0.00012908 | 0 | 2.1055 | 2.6121 | 3.0192 | 0.00012004
2400 | 0.00013653 | 0 | 2.0809 | 2.6121 | 3.0192 | 0.00011988
2401 | 0.00014241 | 0 | 2.0707 | 2.6121 | 3.0192 | 0.00012019
2402 | 0.00014938 | 0 | 2.0822 | 2.6121 | 3.0192 | 0.00011977
2403 | 0.00015417 | 0 | 2.0303 | 2.6121 | 3.0192 | 0.00012008
2404 | 0.0001615 | 0 | 2.0039 | 2.6121 | 3.0192 | 0.00011872
2405 | 0.00017416 | 0 | 2.0315 | 2.6121 | 3.0192 | 0.00012023
2406 | 0.00018402 | 0 | 2.0619 | 2.6121 | 3.0192 | 0.00011561
2407 | 0.00013329 | 0 | 2.6957 | 2.6121 | 3.0192 | 0.0001187
2408 | 8.8138e-05 | 0 | 2.8378 | 2.6121 | 3.0192 | 0.00011863
2409 | 7.1588e-05 | 0 | 2.9131 | 2.6121 | 3.0192 | 0.00011902
2410 | 6.1095e-05 | 0 | 3.0508 | 2.6121 | 3.0192 | 0.00011904
2411 | 6.0767e-05 | 0.0027517 | 3.152 | 2.6121 | 3.0192 | 0.00011962
2412 | 6.2903e-05 | 0.0036646 | 3.1662 | 2.6121 | 3.0192 | 0.0001194
2413 | 6.438e-05 | 0.0039857 | 3.1698 | 2.6121 | 3.0192 | 0.00011941
2414 | 5.3348e-05 | 0.00919 | 3.2502 | 2.6121 | 3.0192 | 0.00011882
2415 | 4.2953e-05 | 0.0081059 | 3.234 | 2.6121 | 3.0192 | 0.00011807
2416 | 4.9296e-05 | 0.006989 | 3.2168 | 2.6121 | 3.0192 | 0.00011636
2417 | 4.7551e-05 | 0.0059021 | 3.1998 | 2.6121 | 3.0192 | 0.00011502
2418 | 3.6186e-05 | 0 | 3.1034 | 2.6121 | 3.0192 | 0.00011518
2419 | 5.1658e-05 | 0 | 3.0707 | 2.6121 | 3.0192 | 0.00012236
2420 | 8.9673e-05 | 0 | 3.0149 | 2.6121 | 3.0192 | 0.00012013
2421 | 0.0001015 | 0 | 2.9861 | 2.6121 | 3.0192 | 0.00011826
2422 | 0.00010565 | 0 | 2.9151 | 2.6121 | 3.0192 | 0.00011741
2423 | 0.00012751 | 0 | 2.9061 | 2.6121 | 3.0192 | 0.00011741
2424 | 0.00015464 | 0 | 2.8941 | 2.6121 | 3.0192 | 0.00011487
2425 | 0.00016992 | 0 | 2.8784 | 2.6121 | 3.0192 | 0.00012
2426 | 0.0001677 | 0 | 2.833 | 2.6121 | 3.0192 | 0.00011992
2427 | 0.00018361 | 0 | 2.8406 | 2.6121 | 3.0192 | 0.00012003
2428 | 0.0001952 | 0 | 2.8397 | 2.6121 | 3.0192 | 0.00011912
2429 | 0.00021889 | 0 | 2.8207 | 2.6121 | 3.0192 | 0.00011756
2430 | 0.00022192 | 0 | 2.8531 | 2.6121 | 3.0192 | 0.00012011
2431 | 0.00019126 | 0 | 2.9282 | 2.6121 | 3.0192 | 0.00011942
2432 | 0.00012892 | 0 | 3.042 | 2.6121 | 3.0192 | 0.00011934
2433 | 8.5177e-05 | 0.0038055 | 3.1662 | 2.6121 | 3.0192 | 0.00011844
2434 | 6.1156e-05 | 0.011803 | 3.2843 | 2.6121 | 3.0192 | 0.0001164
2435 | 5.9165e-05 | 0.029396 | 3.4435 | 2.6121 | 3.0192 | 0.00011775
2436 | 5.1094e-05 | 0.049915 | 3.57 | 2.6121 | 3.0192 | 0.00011666
2437 | 4.69e-05 | 0.072291 | 3.6819 | 2.6121 | 3.0192 | 0.0001154
2438 | 3.8907e-05 | 0.080511 | 3.7423 | 2.6121 | 3.0192 | 0.00011644
2439 | 3.2504e-05 | 0.074057 | 3.6932 | 2.6121 | 3.0192 | 0.00011235
2440 | 3.9492e-05 | 0.063763 | 3.6329 | 2.6121 | 3.0192 | 0.00011399
2441 | 4.1011e-05 | 0.05614 | 3.5973 | 2.6121 | 3.0192 | 0.00011931
2442 | 3.1057e-05 | 0.037358 | 3.4904 | 2.6121 | 3.0192 | 0.00012275
2443 | 4.3193e-05 | 0.019192 | 3.3653 | 2.6121 | 3.0192 | 0.00013158
2444 | 6.5039e-05 | 0.010687 | 3.2703 | 2.6121 | 3.0192 | 0.00012387
2445 | 7.6952e-05 | 0.0026625 | 3.152 | 2.6121 | 3.0192 | 0.00012135
2446 | 9.6684e-05 | 0.0010155 | 3.1241 | 2.6121 | 3.0192 | 0.00012105
2447 | 0.00011541 | 0 | 3.0898 | 2.6121 | 3.0192 | 0.00011967
2448 | 0.00013442 | 9.0023e-05 | 3.1114 | 2.6121 | 3.0192 | 0.00011897
2449 | 0.00014353 | 0 | 3.0289 | 2.6121 | 3.0192 | 0.00012058
2450 | 0.00015311 | 0 | 3.0552 | 2.6121 | 3.0192 | 0.00011911
2451 | 0.00016374 | 0 | 3.091 | 2.6121 | 3.0192 | 0.00011904
2452 | 0.00017148 | 0 | 3.0042 | 2.6121 | 3.0192 | 0.0001188
2453 | 0.00019687 | 0 | 3.0674 | 2.6121 | 3.0192 | 0.00011937
2454 | 0.00019816 | 0.0013055 | 3.1299 | 2.6121 | 3.0192 | 0.00011886
2455 | 0.00017401 | 0.0088016 | 3.2452 | 2.6121 | 3.0192 | 0.00011804
2456 | 0.00011463 | 0.025545 | 3.4157 | 2.6121 | 3.0192 | 0.0001181
2457 | 7.1023e-05 | 0.054646 | 3.5928 | 2.6121 | 3.0192 | 0.00011793
2458 | 5.5433e-05 | 0.074332 | 3.6932 | 2.6121 | 3.0192 | 0.00011764
2459 | 4.9118e-05 | 0.077968 | 3.7241 | 2.6121 | 3.0192 | 0.00011738
2460 | 4.0544e-05 | 0.091665 | 3.8149 | 2.6121 | 3.0192 | 0.00011796
2461 | 5.082e-05 | 0.094808 | 3.8356 | 2.6121 | 3.0192 | 0.00011858
2462 | 4.1606e-05 | 0.086352 | 3.7841 | 2.6121 | 3.0192 | 0.00011894
2463 | 3.0275e-05 | 0.080217 | 3.7423 | 2.6121 | 3.0192 | 0.0001128
2464 | 2.4657e-05 | 0.069712 | 3.666 | 2.6121 | 3.0192 | 0.00011632
2465 | 2.4314e-05 | 0.051017 | 3.5775 | 2.6121 | 3.0192 | 0.00012094
2466 | 5.7142e-05 | 0.040105 | 3.5107 | 2.6121 | 3.0192 | 0.00012159
2467 | 4.6661e-05 | 0.028025 | 3.4337 | 2.6121 | 3.0192 | 0.00012702
2468 | 7.4444e-05 | 0.018172 | 3.3533 | 2.6121 | 3.0192 | 0.00012023
2469 | 9.7248e-05 | 0.015406 | 3.3256 | 2.6121 | 3.0192 | 0.00012106
2470 | 0.00011859 | 0.0038101 | 3.1686 | 2.6121 | 3.0192 | 0.00012088
2471 | 0.000142 | 0.0016969 | 3.1357 | 2.6121 | 3.0192 | 0.00012054
2472 | 0.00016809 | 0.0017465 | 3.1368 | 2.6121 | 3.0192 | 0.00011956
2473 | 0.00018311 | 0.00071817 | 3.1183 | 2.6121 | 3.0192 | 0.00011371
2474 | 0.0001953 | 0 | 3.1012 | 2.6121 | 3.0192 | 0.00011474
2475 | 0.00020513 | 0 | 3.0943 | 2.6121 | 3.0192 | 0.00011822
2476 | 0.00021696 | 0 | 3.0652 | 2.6121 | 3.0192 | 0.00011938
2477 | 0.00022144 | 0 | 3.0138 | 2.6121 | 3.0192 | 0.00011787
2478 | 0.00022358 | 0 | 3.1069 | 2.6121 | 3.0192 | 0.00011809
2479 | 0.00018622 | 0.0021207 | 3.1438 | 2.6121 | 3.0192 | 0.00011838
2480 | 0.00014505 | 0.0093462 | 3.2527 | 2.6121 | 3.0192 | 0.00011846
2481 | 0.00010431 | 0.010912 | 3.2728 | 2.6121 | 3.0192 | 0.00011836
2482 | 6.7981e-05 | 0.020475 | 3.3761 | 2.6121 | 3.0192 | 0.00011831
2483 | 7.8427e-05 | 0.024452 | 3.4088 | 2.6121 | 3.0192 | 0.00011854
2484 | 5.8014e-05 | 0.027871 | 3.4323 | 2.6121 | 3.0192 | 0.00011849
2485 | 6.3387e-05 | 0.03186 | 3.459 | 2.6121 | 3.0192 | 0.00011804
2486 | 5.3836e-05 | 0.044521 | 3.5357 | 2.6121 | 3.0192 | 0.00011616
2487 | 4.1912e-05 | 0.038203 | 3.4976 | 2.6121 | 3.0192 | 0.00011356
2488 | 3.4887e-05 | 0.030814 | 3.4519 | 2.6121 | 3.0192 | 0.00011082
2489 | 3.6379e-05 | 0.031822 | 3.459 | 2.6121 | 3.0192 | 0.00011881
2490 | 3.9717e-05 | 0.015998 | 3.3335 | 2.6121 | 3.0192 | 0.00012004
2491 | 5.8038e-05 | 0.0064877 | 3.2107 | 2.6121 | 3.0192 | 0.00012461
2492 | 9.2849e-05 | 0.001174 | 3.1287 | 2.6121 | 3.0192 | 0.00012059
2493 | 0.00011581 | 0 | 3.0224 | 2.6121 | 3.0192 | 0.00012043
2494 | 0.00013025 | 0 | 2.9662 | 2.6121 | 3.0192 | 0.00012057
2495 | 0.00015024 | 0 | 2.9507 | 2.6121 | 3.0192 | 0.00011967
2496 | 0.00016502 | 0 | 2.959 | 2.6121 | 3.0192 | 0.00011934
2497 | 0.00018251 | 0 | 2.9435 | 2.6121 | 3.0192 | 0.00011878
2498 | 0.00019803 | 0 | 2.9211 | 2.6121 | 3.0192 | 0.00011943
2499 | 0.00021188 | 0 | 2.9262 | 2.6121 | 3.0192 | 0.00011856
2500 | 0.00022154 | 0 | 2.9435 | 2.6121 | 3.0192 | 0.00011863
2501 | 0.00023057 | 0 | 2.9394 | 2.6121 | 3.0192 | 0.00011938
2502 | 0.00024036 | 0 | 2.9181 | 2.6121 | 3.0192 | 0.00011717
2503 | 0.00019087 | 0 | 2.9323 | 2.6121 | 3.0192 | 0.00011828
2504 | 0.00012049 | 0 | 2.9507 | 2.6121 | 3.0192 | 0.0001177
2505 | 8.4547e-05 | 0 | 2.9323 | 2.6121 | 3.0192 | 0.00011771
2506 | 6.3873e-05 | 0 | 2.9861 | 2.6121 | 3.0192 | 0.00011458
2507 | 5.759e-05 | 0 | 2.9988 | 2.6121 | 3.0192 | 0.00011673
2508 | 5.0927e-05 | 0 | 2.9988 | 2.6121 | 3.0192 | 0.00011462
2509 | 4.4502e-05 | 0 | 3.0431 | 2.6121 | 3.0192 | 0.00011671
2510 | 3.8373e-05 | 0 | 3.0641 | 2.6121 | 3.0192 | 0.00011871
2511 | 3.1589e-05 | 0 | 3.0641 | 2.6121 | 3.0192 | 0.00011534
2512 | 3.1148e-05 | 0 | 3.073 | 2.6121 | 3.0192 | 0.00011763
2513 | 2.2398e-05 | 0 | 3.0652 | 2.6121 | 3.0192 | 0.00012307
2514 | 3.662e-05 | 0 | 3.0497 | 2.6121 | 3.0192 | 0.00012484
2515 | 3.9057e-05 | 0 | 3.0235 | 2.6121 | 3.0192 | 0.0001259
2516 | 5.128e-05 | 0 | 3.0278 | 2.6121 | 3.0192 | 0.00012769
2517 | 5.5652e-05 | 0 | 3.0074 | 2.6121 | 3.0192 | 0.00012061
2518 | 5.8764e-05 | 0 | 2.9914 | 2.6121 | 3.0192 | 0.00012019
2519 | 6.8997e-05 | 0 | 2.9394 | 2.6121 | 3.0192 | 0.00012242
2520 | 8.7678e-05 | 0 | 2.9579 | 2.6121 | 3.0192 | 0.00012194
2521 | 0.00010804 | 0 | 2.9476 | 2.6121 | 3.0192 | 0.00011494
2522 | 0.00011973 | 0 | 2.9343 | 2.6121 | 3.0192 | 0.00012055
2523 | 0.00013034 | 0 | 2.9363 | 2.6121 | 3.0192 | 0.00012048
2524 | 0.00014861 | 0 | 2.8521 | 2.6121 | 3.0192 | 0.00012072
2525 | 0.00016323 | 0 | 2.7827 | 2.6121 | 3.0192 | 0.00012068
2526 | 0.0001782 | 0 | 2.7708 | 2.6121 | 3.0192 | 0.00012042
2527 | 0.00015072 | 0 | 2.7946 | 2.6121 | 3.0192 | 0.00011895
2528 | 7.3745e-05 | 0 | 2.8735 | 2.6121 | 3.0192 | 0.00011858
2529 | 5.1657e-05 | 0 | 2.9476 | 2.6121 | 3.0192 | 0.00011763
2530 | 3.4112e-05 | 0 | 3.0063 | 2.6121 | 3.0192 | 0.00011225
2531 | 3.5686e-05 | 0 | 3.073 | 2.6121 | 3.0192 | 0.00012093
2532 | 3.5306e-05 | 0.00085289 | 3.1218 | 2.6121 | 3.0192 | 0.00011959
2533 | 3.4352e-05 | 0.0038218 | 3.1686 | 2.6122 | 3.0192 | 0.00011991
2534 | 2.9784e-05 | 0.0065792 | 3.2107 | 2.6122 | 3.0192 | 0.00011966
2535 | 2.6281e-05 | 0.0098282 | 3.2602 | 2.6122 | 3.0192 | 0.00011537
2536 | 1.784e-05 | 0.0095548 | 3.2552 | 2.6122 | 3.0192 | 0.00011801
2537 | 3.3768e-05 | 0.006695 | 3.2119 | 2.6122 | 3.0192 | 0.00012355
2538 | 1.7842e-05 | 0 | 3.1091 | 2.6122 | 3.0192 | 0.00012523
2539 | 2.5675e-05 | 0 | 3.073 | 2.6122 | 3.0192 | 0.00012591
2540 | 4.4362e-05 | 0 | 2.9988 | 2.6123 | 3.0192 | 0.00012774
2541 | 4.0306e-05 | 0 | 2.9343 | 2.6123 | 3.0192 | 0.00011841
2542 | 3.7161e-05 | 0 | 2.9011 | 2.6123 | 3.0192 | 0.00012065
2543 | 4.062e-05 | 0 | 2.7708 | 2.6123 | 3.0192 | 0.00012192
2544 | 4.9985e-05 | 0 | 2.7026 | 2.6123 | 3.0192 | 0.0001225
2545 | 5.8895e-05 | 0 | 2.1388 | 2.6123 | 3.0192 | 0.00012145
2546 | 6.8977e-05 | 0 | 2.7182 | 2.6123 | 3.0192 | 0.00012118
2547 | 7.7853e-05 | 0 | 2.6931 | 2.6124 | 3.0192 | 0.00012095
2548 | 9.0681e-05 | 0 | 2.1055 | 2.6124 | 3.0192 | 0.00012001
2549 | 0.00010546 | 0 | 2.0556 | 2.6124 | 3.0192 | 0.00012019
2550 | 0.00011536 | 0 | 2.7564 | 2.6124 | 3.0192 | 0.00012005
2551 | 0.00011954 | 0 | 2.8823 | 2.6124 | 3.0192 | 0.00011818
2552 | 6.1726e-05 | 0 | 3.0398 | 2.6124 | 3.0192 | 0.00011844
2553 | 3.4156e-05 | 0.0017583 | 3.1403 | 2.6124 | 3.0192 | 0.00011862
2554 | 2.5875e-05 | 0.0058989 | 3.1998 | 2.6125 | 3.0192 | 0.00011806
2555 | 3.3793e-05 | 0.012176 | 3.2881 | 2.6125 | 3.0192 | 0.00012013
2556 | 3.3378e-05 | 0.015449 | 3.3269 | 2.6125 | 3.0192 | 0.00012025
2557 | 3.5363e-05 | 0.020044 | 3.3721 | 2.6125 | 3.0192 | 0.00012037
2558 | 3.3123e-05 | 0.023455 | 3.4019 | 2.6125 | 3.0192 | 0.00012011
2559 | 2.4811e-05 | 0.027688 | 3.4295 | 2.6125 | 3.0192 | 0.00011603
2560 | 1.7116e-05 | 0.021994 | 3.3896 | 2.6126 | 3.0192 | 0.00011273
2561 | 1.7464e-05 | 0.019275 | 3.3653 | 2.6126 | 3.0192 | 0.00011962
2562 | 2.5018e-05 | 0.0079421 | 3.2328 | 2.6126 | 3.0192 | 0.00012273
2563 | 4.6169e-05 | 0 | 3.1114 | 2.6126 | 3.0192 | 0.00013273
2564 | 4.5784e-05 | 0 | 3.0117 | 2.6126 | 3.0192 | 0.00012298
2565 | 7.1782e-05 | 0 | 2.9893 | 2.6126 | 3.0192 | 0.00011887
2566 | 9.6841e-05 | 0 | 2.9384 | 2.6126 | 3.0192 | 0.00011968
2567 | 0.00011392 | 0 | 2.8725 | 2.6127 | 3.0192 | 0.00011944
2568 | 0.00013918 | 0 | 2.8283 | 2.6127 | 3.0192 | 0.00011873
2569 | 0.00015281 | 0 | 2.7717 | 2.6127 | 3.0192 | 0.00011901
2570 | 0.00015252 | 0 | 2.7754 | 2.6127 | 3.0192 | 0.00011837
2571 | 0.00015284 | 0 | 2.7182 | 2.6127 | 3.0192 | 0.00011871
2572 | 0.00017025 | 0 | 2.7279 | 2.6127 | 3.0192 | 0.00011813
2573 | 0.00018194 | 0 | 2.7061 | 2.6127 | 3.0192 | 0.00011716
2574 | 0.00018558 | 0 | 2.834 | 2.6128 | 3.0192 | 0.00011872
2575 | 0.00016044 | 0 | 2.9861 | 2.6128 | 3.0192 | 0.00011762
2576 | 9.9288e-05 | 0.0016584 | 3.1357 | 2.6128 | 3.0192 | 0.00011801
2577 | 6.126e-05 | 0.010269 | 3.2653 | 2.6128 | 3.0192 | 0.00011731
2578 | 3.0214e-05 | 0.018276 | 3.356 | 2.6128 | 3.0192 | 0.00011542
2579 | 2.9999e-05 | 0.028203 | 3.4337 | 2.6128 | 3.0192 | 0.00011661
2580 | 3.0685e-05 | 0.028606 | 3.4351 | 2.6128 | 3.0192 | 0.00011551
2581 | 2.7776e-05 | 0.035267 | 3.4803 | 2.6129 | 3.0192 | 0.0001143
2582 | 2.6116e-05 | 0.0373 | 3.4904 | 2.6129 | 3.0192 | 0.0001154
2583 | 1.9851e-05 | 0.039249 | 3.5034 | 2.6129 | 3.0192 | 0.00011204
2584 | 1.2336e-05 | 0.035721 | 3.4818 | 2.6129 | 3.0192 | 0.00011617
2585 | 1.0256e-05 | 0.032091 | 3.459 | 2.6129 | 3.0192 | 0.00012323
2586 | 1.6911e-05 | 0.018147 | 3.3533 | 2.6129 | 3.0192 | 0.00012527
2587 | 4.2979e-05 | 0.01501 | 3.3204 | 2.6129 | 3.0192 | 0.00012441
2588 | 2.9962e-05 | 0 | 3.0898 | 2.613 | 3.0192 | 0.00012876
2589 | 3.5406e-05 | 0 | 2.9988 | 2.613 | 3.0192 | 0.00011848
2590 | 2.7775e-05 | 0 | 2.9282 | 2.613 | 3.0192 | 0.00012168
2591 | 4.0712e-05 | 0 | 2.8686 | 2.613 | 3.0192 | 0.00012252
2592 | 7.0703e-05 | 0 | 2.8048 | 2.613 | 3.0192 | 0.00011965
2593 | 9.2869e-05 | 0 | 2.8123 | 2.613 | 3.0192 | 0.00011942
2594 | 0.0001082 | 0 | 2.7376 | 2.6131 | 3.0192 | 0.00011841
2595 | 0.00011914 | 0 | 2.6931 | 2.6131 | 3.0192 | 0.00011855
2596 | 0.00013192 | 0 | 2.7139 | 2.6131 | 3.0192 | 0.00011865
2597 | 0.00015019 | 0 | 2.7519 | 2.6131 | 3.0192 | 0.00011838
2598 | 0.00015646 | 0 | 2.8912 | 2.6131 | 3.0192 | 0.00011893
2599 | 0.00012949 | 0 | 2.9861 | 2.6131 | 3.0192 | 0.00011708
2600 | 6.9005e-05 | 0 | 3.1012 | 2.6131 | 3.0192 | 0.00011585
2601 | 3.4297e-05 | 0.0044546 | 3.1757 | 2.6132 | 3.0192 | 0.00011361
2602 | 3.1929e-05 | 0.00919 | 3.2502 | 2.6132 | 3.0192 | 0.00010924
2603 | 2.244e-05 | 0.013523 | 3.3048 | 2.6132 | 3.0192 | 0.0001204
2604 | 2.6659e-05 | 0.019192 | 3.3653 | 2.6132 | 3.0192 | 0.00011963
2605 | 2.4791e-05 | 0.023986 | 3.4033 | 2.6132 | 3.0192 | 0.00012031
2606 | 1.9628e-05 | 0.024846 | 3.4115 | 2.6132 | 3.0192 | 0.00012119
2607 | 1.4554e-05 | 0.031678 | 3.459 | 2.6132 | 3.0192 | 0.00011745
2608 | 2.4998e-05 | 0.030689 | 3.4505 | 2.6133 | 3.0192 | 0.00011924
2609 | 1.0545e-05 | 0.026391 | 3.4212 | 2.6133 | 3.0192 | 0.00012419
2610 | 1.1498e-05 | 0.021142 | 3.3829 | 2.6133 | 3.0192 | 0.0001255
2611 | 1.4111e-05 | 0.010089 | 3.2627 | 2.6133 | 3.0192 | 0.00012487
2612 | 2.3603e-05 | 0.0051694 | 3.1865 | 2.6133 | 3.0192 | 0.00012788
2613 | 2.3919e-05 | 0.00018005 | 3.1114 | 2.6133 | 3.0192 | 0.00012014
2614 | 1.4419e-05 | 0 | 3.0652 | 2.6133 | 3.0192 | 0.00012585
2615 | 1.5856e-05 | 0 | 2.9925 | 2.6134 | 3.0192 | 0.00012997
2616 | 2.0993e-05 | 0 | 2.9394 | 2.6134 | 3.0192 | 0.00013286
2617 | 2.5167e-05 | 0 | 2.9292 | 2.6134 | 3.0192 | 0.00013465
2618 | 3.0232e-05 | 0 | 2.8912 | 2.6134 | 3.0192 | 0.00013384
2619 | 4.0049e-05 | 0 | 2.8647 | 2.6134 | 3.0192 | 0.00013247
2620 | 5.8212e-05 | 0 | 2.8512 | 2.6134 | 3.0192 | 0.00012309
2621 | 7.7352e-05 | 0 | 2.8067 | 2.6134 | 3.0192 | 0.00012177
2622 | 0.00011409 | 0 | 2.8637 | 2.6135 | 3.0192 | 0.00011956
2623 | 9.8319e-05 | 0 | 2.9343 | 2.6135 | 3.0192 | 0.0001171
2624 | 4.1873e-05 | 0 | 3.0322 | 2.6135 | 3.0192 | 0.00011397
2625 | 2.2948e-05 | 0.00077426 | 3.1206 | 2.6135 | 3.0192 | 0.00011383
2626 | 1.3905e-05 | 0.0038917 | 3.1686 | 2.6135 | 3.0192 | 0.00012288
2627 | 1.8521e-05 | 0.0095723 | 3.2552 | 2.6135 | 3.0192 | 0.00012845
2628 | 2.0089e-05 | 0.013128 | 3.2984 | 2.6136 | 3.0192 | 0.00012553
2629 | 2.3875e-05 | 0.017014 | 3.344 | 2.6136 | 3.0192 | 0.00012228
2630 | 3.4947e-05 | 0.024536 | 3.4088 | 2.6136 | 3.0192 | 0.00012059
2631 | 2.1175e-05 | 0.029864 | 3.4435 | 2.6136 | 3.0192 | 0.00011746
2632 | 1.5626e-05 | 0.025145 | 3.4143 | 2.6136 | 3.0192 | 0.00011636
2633 | 1.2225e-05 | 0.021683 | 3.3842 | 2.6136 | 3.0192 | 0.00011858
2634 | 2.0743e-05 | 0.014128 | 3.3113 | 2.6136 | 3.0192 | 0.00012188
2635 | 2.8451e-05 | 0.010115 | 3.2627 | 2.6137 | 3.0192 | 0.00012291
2636 | 3.8123e-05 | 0.0054901 | 3.1913 | 2.6137 | 3.0192 | 0.00012759
2637 | 5.4093e-05 | 0.002726 | 3.152 | 2.6137 | 3.0192 | 0.00012124
2638 | 5.9513e-05 | 0 | 3.0596 | 2.6137 | 3.0192 | 0.00011702
2639 | 7.2361e-05 | 0 | 3.0138 | 2.6137 | 3.0192 | 0.00011877
2640 | 0.00010349 | 0 | 2.9404 | 2.6137 | 3.0192 | 0.0001137
2641 | 0.00013335 | 0 | 2.8912 | 2.6137 | 3.0192 | 0.00011921
2642 | 0.00015096 | 0 | 2.8207 | 2.6138 | 3.0192 | 0.00011606
2643 | 0.00015754 | 0 | 2.8426 | 2.6138 | 3.0192 | 0.00011851
2644 | 0.00016223 | 0 | 2.8283 | 2.6138 | 3.0192 | 0.00011452
2645 | 0.00017817 | 0 | 2.834 | 2.6138 | 3.0192 | 0.00011796
2646 | 0.00018093 | 0 | 2.8951 | 2.6138 | 3.0192 | 0.00011584
2647 | 0.00016439 | 0 | 2.9746 | 2.6138 | 3.0192 | 0.00011731
2648 | 0.00011378 | 0 | 3.0085 | 2.6138 | 3.0192 | 0.00011672
2649 | 4.4733e-05 | 0 | 3.0585 | 2.6139 | 3.0192 | 0.00011517
2650 | 2.4939e-05 | 0 | 3.1012 | 2.6139 | 3.0192 | 0.00011057
2651 | 2.8891e-05 | 0.0045608 | 3.1769 | 2.6139 | 3.0192 | 0.00011747
2652 | 3.1269e-05 | 0.013126 | 3.2997 | 2.6139 | 3.0192 | 0.00011686
2653 | 3.9514e-05 | 0.019139 | 3.3653 | 2.6139 | 3.0192 | 0.00011451
2654 | 3.1703e-05 | 0.018004 | 3.3533 | 2.6139 | 3.0192 | 0.0001159
2655 | 2.9495e-05 | 0.026611 | 3.4226 | 2.6139 | 3.0192 | 0.00011676
2656 | 2.0992e-05 | 0.024824 | 3.4115 | 2.614 | 3.0192 | 0.00011462
2657 | 1.9307e-05 | 0.015099 | 3.3209 | 2.614 | 3.0192 | 0.00011852
2658 | 2.4643e-05 | 0.01103 | 3.2741 | 2.614 | 3.0192 | 0.00011832
2659 | 3.343e-05 | 0.007195 | 3.218 | 2.614 | 3.0192 | 0.00012368
2660 | 6.3647e-05 | 0.003563 | 3.165 | 2.614 | 3.0192 | 0.0001197
2661 | 7.0087e-05 | 0 | 3.0977 | 2.614 | 3.0192 | 0.00011955
2662 | 9.076e-05 | 0 | 3.0398 | 2.6141 | 3.0192 | 0.00011831
2663 | 0.00010961 | 0 | 3.042 | 2.6141 | 3.0192 | 0.00011875
2664 | 0.00012886 | 0 | 2.9935 | 2.6141 | 3.0192 | 0.00011487
2665 | 0.00014179 | 0 | 2.9746 | 2.6141 | 3.0192 | 0.00011739
2666 | 0.00015275 | 0 | 2.9725 | 2.6141 | 3.0192 | 0.00011836
2667 | 0.00016128 | 0 | 2.9394 | 2.6141 | 3.0192 | 0.00011788
2668 | 0.0001655 | 0 | 2.9548 | 2.6141 | 3.0192 | 0.00011793
2669 | 0.00018083 | 0 | 2.9151 | 2.6142 | 3.0192 | 0.00011805
2670 | 0.00017349 | 0 | 2.8951 | 2.6142 | 3.0192 | 0.00011826
2671 | 0.00015081 | 0 | 2.9456 | 2.6142 | 3.0192 | 0.00011669
2672 | 0.00010839 | 0 | 2.9904 | 2.6142 | 3.0192 | 0.00011668
2673 | 7.5991e-05 | 0.00073892 | 3.1206 | 2.6142 | 3.0192 | 0.00011681
2674 | 4.4779e-05 | 0.0068891 | 3.2168 | 2.6142 | 3.0192 | 0.00011654
2675 | 5.2066e-05 | 0.015557 | 3.3269 | 2.6142 | 3.0192 | 0.00011559
2676 | 4.1315e-05 | 0.022917 | 3.3964 | 2.6143 | 3.0192 | 0.000117
2677 | 3.83e-05 | 0.01645 | 3.3374 | 2.6143 | 3.0192 | 0.00011647
2678 | 3.3818e-05 | 0.02134 | 3.3842 | 2.6143 | 3.0192 | 0.00011482
2679 | 2.2112e-05 | 0.025209 | 3.4143 | 2.6143 | 3.0192 | 0.00010999
2680 | 1.7716e-05 | 0.024655 | 3.4101 | 2.6143 | 3.0192 | 0.00011276
2681 | 1.733e-05 | 0.017982 | 3.352 | 2.6143 | 3.0192 | 0.0001182
2682 | 1.9295e-05 | 0.015614 | 3.3269 | 2.6143 | 3.0192 | 0.00011959
2683 | 3.5669e-05 | 0.0081863 | 3.2353 | 2.6144 | 3.0192 | 0.00012867
2684 | 5.6626e-05 | 0.0034793 | 3.165 | 2.6144 | 3.0192 | 0.00012184
2685 | 7.98e-05 | 0.0025954 | 3.1509 | 2.6144 | 3.0192 | 0.00011916
2686 | 9.034e-05 | 0.0016969 | 3.1357 | 2.6144 | 3.0192 | 0.00011952
2687 | 0.00010452 | 0 | 3.1023 | 2.6144 | 3.0192 | 0.00011943
2688 | 0.00011908 | 0.00022506 | 3.1114 | 2.6144 | 3.0192 | 0.00011907
2689 | 0.000128 | 0 | 3.0786 | 2.6145 | 3.0192 | 0.0001179
2690 | 0.00013831 | 0 | 3.0497 | 2.6145 | 3.0192 | 0.00011892
2691 | 0.00015204 | 0 | 3.0214 | 2.6145 | 3.0192 | 0.00011887
2692 | 0.00016255 | 0 | 2.9978 | 2.6145 | 3.0192 | 0.00011843
2693 | 0.00016546 | 0 | 2.9621 | 2.6145 | 3.0192 | 0.00011804
2694 | 0.00020397 | 0 | 2.9872 | 2.6145 | 3.0192 | 0.00011818
2695 | 0.00014515 | 0 | 3.0842 | 2.6145 | 3.0192 | 0.0001169
2696 | 8.2208e-05 | 0.0025572 | 3.1497 | 2.6146 | 3.0192 | 0.00011641
2697 | 4.6183e-05 | 0.0067532 | 3.2144 | 2.6146 | 3.0192 | 0.00011593
2698 | 3.4877e-05 | 0.009948 | 3.2615 | 2.6146 | 3.0192 | 0.00011555
2699 | 3.7374e-05 | 0.018016 | 3.3533 | 2.6146 | 3.0192 | 0.00011711
2700 | 4.0749e-05 | 0.02443 | 3.4088 | 2.6146 | 3.0192 | 0.00011741
2701 | 4.3751e-05 | 0.031629 | 3.4576 | 2.6146 | 3.0192 | 0.00011609
2702 | 3.5927e-05 | 0.035622 | 3.4818 | 2.6146 | 3.0192 | 0.00011795
2703 | 3.3202e-05 | 0.044382 | 3.5357 | 2.6147 | 3.0192 | 0.00011361
2704 | 3.411e-05 | 0.036454 | 3.4861 | 2.6147 | 3.0192 | 0.00011213
2705 | 3.2222e-05 | 0.033582 | 3.4689 | 2.6147 | 3.0192 | 0.00011821
2706 | 3.0376e-05 | 0.024255 | 3.4074 | 2.6147 | 3.0192 | 0.00011981
2707 | 3.772e-05 | 0.01534 | 3.3256 | 2.6147 | 3.0192 | 0.00012751
2708 | 5.1494e-05 | 0.0096392 | 3.2565 | 2.6147 | 3.0192 | 0.00011948
2709 | 6.1689e-05 | 0.0075531 | 3.2254 | 2.6147 | 3.0192 | 0.00011882
2710 | 7.5091e-05 | 0.0011324 | 3.1275 | 2.6148 | 3.0192 | 0.00011906
2711 | 9.481e-05 | 0 | 3.0663 | 2.6148 | 3.0192 | 0.00011903
2712 | 0.0001124 | 0 | 3.0278 | 2.6148 | 3.0192 | 0.00011803
2713 | 0.00012264 | 0 | 2.9809 | 2.6148 | 3.0192 | 0.00011822
2714 | 0.00014038 | 0 | 2.9445 | 2.6148 | 3.0192 | 0.00011372
2715 | 0.000154 | 0 | 2.9323 | 2.6148 | 3.0192 | 0.00011716
2716 | 0.00016232 | 0 | 2.8823 | 2.6148 | 3.0192 | 0.00011526
2717 | 0.00016696 | 0 | 2.8715 | 2.6149 | 3.0192 | 0.00011578
2718 | 0.00018874 | 0 | 2.9181 | 2.6149 | 3.0192 | 0.00011688
2719 | 0.0001524 | 0 | 2.9851 | 2.6149 | 3.0192 | 0.00011661
2720 | 8.7424e-05 | 0 | 3.0674 | 2.6149 | 3.0192 | 0.00011606
2721 | 5.323e-05 | 0.0051108 | 3.1865 | 2.6149 | 3.0192 | 0.00011557
2722 | 4.4197e-05 | 0.0085808 | 3.2415 | 2.6149 | 3.0192 | 0.0001131
2723 | 4.7842e-05 | 0.011803 | 3.2843 | 2.615 | 3.0192 | 0.00011634
2724 | 4.1951e-05 | 0.013733 | 3.3074 | 2.615 | 3.0192 | 0.00011583
2725 | 4.2372e-05 | 0.018859 | 3.3597 | 2.615 | 3.0192 | 0.00011631
2726 | 3.8333e-05 | 0.016906 | 3.3414 | 2.615 | 3.0192 | 0.00011559
2727 | 2.8337e-05 | 0.013813 | 3.3087 | 2.615 | 3.0192 | 0.00011394
2728 | 4.4138e-05 | 0.015076 | 3.3204 | 2.615 | 3.0192 | 0.00011528
2729 | 2.3063e-05 | 0.0082113 | 3.2353 | 2.615 | 3.0192 | 0.00011999
2730 | 2.3317e-05 | 0.003354 | 3.1626 | 2.6151 | 3.0192 | 0.00012129
2731 | 4.4816e-05 | 0 | 3.0786 | 2.6151 | 3.0192 | 0.00012604
2732 | 6.1559e-05 | 0 | 3.0333 | 2.6151 | 3.0192 | 0.00012341
2733 | 6.4177e-05 | 0 | 3.001 | 2.6151 | 3.0192 | 0.00011998
2734 | 6.5406e-05 | 0 | 2.9662 | 2.6151 | 3.0192 | 0.00011808
2735 | 7.2229e-05 | 0 | 2.9292 | 2.6151 | 3.0192 | 0.00011835
2736 | 8.4786e-05 | 0 | 2.9221 | 2.6151 | 3.0192 | 0.00011848
2737 | 9.4448e-05 | 0 | 2.9111 | 2.6152 | 3.0192 | 0.00011852
2738 | 0.00010244 | 0 | 2.8941 | 2.6152 | 3.0192 | 0.00011859
2739 | 0.0001099 | 0 | 2.8735 | 2.6152 | 3.0192 | 0.00011859
2740 | 0.00012852 | 0 | 2.8784 | 2.6152 | 3.0192 | 0.00011828
2741 | 0.00013496 | 0 | 2.8862 | 2.6152 | 3.0192 | 0.00011641
2742 | 0.00016489 | 0 | 2.8991 | 2.6152 | 3.0192 | 0.0001176
2743 | 0.00011785 | 0 | 2.9181 | 2.6152 | 3.0192 | 0.00011575
2744 | 6.71e-05 | 0 | 2.9111 | 2.6153 | 3.0192 | 0.00011554
2745 | 5.0524e-05 | 0 | 2.9292 | 2.6153 | 3.0192 | 0.00011424
2746 | 4.2072e-05 | 0 | 2.9181 | 2.6153 | 3.0192 | 0.00011425
2747 | 4.9276e-05 | 0 | 2.9415 | 2.6153 | 3.0192 | 0.00011871
2748 | 5.0634e-05 | 0 | 2.959 | 2.6153 | 3.0192 | 0.00011841
2749 | 4.9947e-05 | 0 | 2.9861 | 2.6153 | 3.0192 | 0.00011724
2750 | 4.5682e-05 | 0 | 3.0786 | 2.6154 | 3.0192 | 0.00011738
2751 | 3.617e-05 | 0.00071811 | 3.1195 | 2.6154 | 3.0192 | 0.0001147
2752 | 3.1756e-05 | 0.00198 | 3.1415 | 2.6154 | 3.0192 | 0.00011379
2753 | 4.8833e-05 | 0.00077419 | 3.1218 | 2.6154 | 3.0192 | 0.0001194
2754 | 4.4641e-05 | 0 | 3.0989 | 2.6154 | 3.0192 | 0.00012179
2755 | 5.3091e-05 | 0 | 3.0541 | 2.6154 | 3.0192 | 0.00012779
2756 | 5.7131e-05 | 0 | 2.9725 | 2.6154 | 3.0192 | 0.00012094
2757 | 6.6459e-05 | 0 | 2.9946 | 2.6155 | 3.0192 | 0.00011799
2758 | 6.7228e-05 | 0 | 2.959 | 2.6155 | 3.0192 | 0.0001186
2759 | 7.404e-05 | 0 | 2.9111 | 2.6155 | 3.0192 | 0.00011921
2760 | 8.8066e-05 | 0 | 2.8852 | 2.6155 | 3.0192 | 0.00011737
2761 | 9.9994e-05 | 0 | 2.8951 | 2.6155 | 3.0192 | 0.00011841
2762 | 0.00011782 | 0 | 2.8951 | 2.6155 | 3.0192 | 0.00011847
2763 | 0.00013321 | 0 | 2.8387 | 2.6155 | 3.0192 | 0.00011762
2764 | 0.00013926 | 0 | 2.8283 | 2.6156 | 3.0192 | 0.00011768
2765 | 0.00015825 | 0 | 2.8236 | 2.6156 | 3.0192 | 0.00011726
2766 | 0.00016388 | 0 | 2.8521 | 2.6156 | 3.0192 | 0.00011779
2767 | 0.00012805 | 0 | 3.0063 | 2.6156 | 3.0192 | 0.00011609
2768 | 8.2107e-05 | 0 | 3.0685 | 2.6156 | 3.0192 | 0.00011519
2769 | 6.1253e-05 | 0.0045021 | 3.1769 | 2.6156 | 3.0192 | 0.00011422
2770 | 5.3238e-05 | 0.0060387 | 3.2022 | 2.6156 | 3.0192 | 0.00010941
2771 | 5.1302e-05 | 0.010987 | 3.2741 | 2.6157 | 3.0192 | 0.00011744
2772 | 5.2335e-05 | 0.012957 | 3.2982 | 2.6157 | 3.0192 | 0.00011577
2773 | 5.6229e-05 | 0.016092 | 3.3335 | 2.6157 | 3.0192 | 0.00011768
2774 | 4.7067e-05 | 0.021781 | 3.3842 | 2.6157 | 3.0192 | 0.00011685
2775 | 4.1558e-05 | 0.021279 | 3.3829 | 2.6157 | 3.0192 | 0.00011443
2776 | 3.6864e-05 | 0.01595 | 3.3335 | 2.6157 | 3.0192 | 0.00011492
2777 | 3.9468e-05 | 0.011305 | 3.2779 | 2.6157 | 3.0192 | 0.00011924
2778 | 5.9913e-05 | 0.0075984 | 3.2279 | 2.6158 | 3.0192 | 0.00012078
2779 | 5.5448e-05 | 0 | 3.0596 | 2.6158 | 3.0192 | 0.00012525
2780 | 6.8927e-05 | 0 | 2.9809 | 2.6158 | 3.0192 | 0.00012284
2781 | 8.1007e-05 | 0 | 2.9384 | 2.6158 | 3.0192 | 0.00011986
2782 | 8.1417e-05 | 0 | 2.9011 | 2.6158 | 3.0192 | 0.000119
2783 | 8.9083e-05 | 0 | 2.8321 | 2.6158 | 3.0192 | 0.00011752
2784 | 0.00010308 | 0 | 2.7745 | 2.6159 | 3.0192 | 0.00011824
2785 | 0.00011679 | 0 | 2.7403 | 2.6159 | 3.0192 | 0.00011828
2786 | 0.00012939 | 0 | 2.7226 | 2.6159 | 3.0192 | 0.00011849
2787 | 0.00014018 | 0 | 2.7078 | 2.6159 | 3.0192 | 0.00011756
2788 | 0.00015065 | 0 | 2.6931 | 2.6159 | 3.0192 | 0.00011826
2789 | 0.00015946 | 0 | 2.7095 | 2.6159 | 3.0192 | 0.00011593
2790 | 0.00017991 | 0 | 2.7993 | 2.6159 | 3.0192 | 0.00011697
2791 | 0.00012557 | 0 | 2.9343 | 2.616 | 3.0192 | 0.00011542
2792 | 8.353e-05 | 0 | 2.9904 | 2.616 | 3.0192 | 0.00011457
2793 | 7.3248e-05 | 0 | 3.0355 | 2.616 | 3.0192 | 0.00011439
2794 | 6.6797e-05 | 0 | 3.0752 | 2.616 | 3.0192 | 0.00011139
2795 | 5.8573e-05 | 0.0040792 | 3.1709 | 2.616 | 3.0192 | 0.00011783
2796 | 5.6776e-05 | 0.0090557 | 3.2489 | 2.616 | 3.0192 | 0.00011651
2797 | 5.6434e-05 | 0.0093902 | 3.2527 | 2.616 | 3.0192 | 0.00011776
2798 | 5.2027e-05 | 0.013605 | 3.3061 | 2.6161 | 3.0192 | 0.00011761
2799 | 4.0514e-05 | 0.016329 | 3.3374 | 2.6161 | 3.0192 | 0.00011361
2800 | 4.9998e-05 | 0.014012 | 3.31 | 2.6161 | 3.0192 | 0.00011478
2801 | 4.6139e-05 | 0.0089951 | 3.2477 | 2.6161 | 3.0192 | 0.00011935
2802 | 5.6822e-05 | 0.0042896 | 3.1733 | 2.6161 | 3.0192 | 0.00012064
2803 | 6.6513e-05 | 0 | 3.0786 | 2.6161 | 3.0192 | 0.0001284
2804 | 7.6137e-05 | 0 | 2.9704 | 2.6161 | 3.0192 | 0.0001195
2805 | 8.9602e-05 | 0 | 2.9232 | 2.6162 | 3.0192 | 0.00011949
2806 | 8.3568e-05 | 0 | 2.8657 | 2.6162 | 3.0192 | 0.00011772
2807 | 9.2011e-05 | 0 | 2.7808 | 2.6162 | 3.0192 | 0.00011903
2808 | 0.00010792 | 0 | 2.7582 | 2.6162 | 3.0192 | 0.00011814
2809 | 0.0001247 | 0 | 2.7 | 2.6162 | 3.0192 | 0.00011851
2810 | 0.00013759 | 0 | 2.1402 | 2.6162 | 3.0192 | 0.00011828
2811 | 0.00014906 | 0 | 2.1247 | 2.6163 | 3.0192 | 0.00011731
2812 | 0.00016259 | 0 | 2.1274 | 2.6163 | 3.0192 | 0.00011838
2813 | 0.00019819 | 0 | 2.1361 | 2.6163 | 3.0192 | 0.000118
2814 | 0.00019764 | 0 | 2.7663 | 2.6163 | 3.0192 | 0.00011637
2815 | 0.00017374 | 0 | 2.9404 | 2.6163 | 3.0192 | 0.00011653
2816 | 0.00010369 | 0 | 3.0042 | 2.6163 | 3.0192 | 0.00011631
2817 | 8.8607e-05 | 0 | 3.0322 | 2.6163 | 3.0192 | 0.00011699
2818 | 6.505e-05 | 0 | 3.1091 | 2.6164 | 3.0192 | 0.00011694
2819 | 7.0274e-05 | 0.0054368 | 3.1901 | 2.6164 | 3.0192 | 0.00011751
2820 | 7.4152e-05 | 0.011348 | 3.2779 | 2.6164 | 3.0192 | 0.00011719
2821 | 9.8556e-05 | 0.01579 | 3.3296 | 2.6164 | 3.0192 | 0.00011662
2822 | 6.6414e-05 | 0.016243 | 3.3348 | 2.6164 | 3.0192 | 0.00011699
2823 | 5.421e-05 | 0.012379 | 3.292 | 2.6164 | 3.0192 | 0.00011652
2824 | 4.682e-05 | 0.015647 | 3.3269 | 2.6164 | 3.0192 | 0.00011544
2825 | 4.458e-05 | 0.012621 | 3.2932 | 2.6165 | 3.0192 | 0.00011547
2826 | 4.795e-05 | 0.0081526 | 3.234 | 2.6166 | 3.0192 | 0.00011565
2827 | 8.3369e-05 | 0.00059773 | 3.1172 | 2.6167 | 3.0192 | 0.00011603
2828 | 0.00012067 | 0 | 2.9935 | 2.6169 | 3.0192 | 0.00011722
2829 | 0.00012861 | 0 | 2.9151 | 2.617 | 3.0192 | 0.00011635
2830 | 0.00013661 | 0 | 2.8531 | 2.6171 | 3.0192 | 0.00011488
2831 | 0.0001457 | 0 | 2.8283 | 2.6172 | 3.0192 | 0.00011496
2832 | 0.00015642 | 0 | 2.7095 | 2.6173 | 3.0192 | 0.00011619
2833 | 0.00016567 | 0 | 2.7573 | 2.6174 | 3.0192 | 0.00011673
2834 | 0.00017095 | 0 | 2.7573 | 2.6175 | 3.0192 | 0.00011625
2835 | 0.0001744 | 0 | 2.727 | 2.6177 | 3.0192 | 0.00011687
2836 | 0.00017964 | 0 | 2.6897 | 2.6178 | 3.0192 | 0.00011685
2837 | 0.00018772 | 0 | 2.694 | 2.6179 | 3.0192 | 0.00011717
2838 | 0.00022333 | 0 | 2.7745 | 2.618 | 3.0192 | 0.00011649
2839 | 0.00018437 | 0 | 2.9111 | 2.6181 | 3.0192 | 0.00011568
2840 | 0.00011173 | 0 | 2.9788 | 2.6182 | 3.0192 | 0.00011557
2841 | 7.8335e-05 | 0 | 3.0278 | 2.6184 | 3.0192 | 0.00011575
2842 | 6.0932e-05 | 0 | 3.0989 | 2.6185 | 3.0192 | 0.00011487
2843 | 5.6842e-05 | 0.0021581 | 3.1438 | 2.6186 | 3.0192 | 0.00011556
2844 | 5.1205e-05 | 0.0060026 | 3.201 | 2.6187 | 3.0192 | 0.00011326
2845 | 4.7525e-05 | 0.0057573 | 3.1961 | 2.6188 | 3.0192 | 0.00011369
2846 | 4.106e-05 | 0.0095331 | 3.2552 | 2.6189 | 3.0192 | 0.0001107
2847 | 3.4808e-05 | 0.0067093 | 3.2119 | 2.619 | 3.0192 | 0.00011043
2848 | 2.6233e-05 | 0.0050654 | 3.1853 | 2.6192 | 3.0192 | 0.00011288
2849 | 2.5404e-05 | 0 | 3.0887 | 2.6193 | 3.0192 | 0.00011903
2850 | 4.955e-05 | 0 | 3.0741 | 2.6194 | 3.0192 | 0.0001207
2851 | 5.57e-05 | 0 | 2.9809 | 2.6195 | 3.0192 | 0.00012416
2852 | 7.0025e-05 | 0 | 2.9404 | 2.6196 | 3.0192 | 0.00012378
2853 | 8.4607e-05 | 0 | 2.9111 | 2.6197 | 3.0192 | 0.00011817
2854 | 8.3675e-05 | 0 | 2.8784 | 2.6199 | 3.0192 | 0.00011795
2855 | 0.00010012 | 0 | 2.8608 | 2.62 | 3.0192 | 0.00011904
2856 | 0.00012563 | 0 | 2.8473 | 2.6201 | 3.0192 | 0.00011958
2857 | 0.00014169 | 0 | 2.8123 | 2.6202 | 3.0192 | 0.00011809
2858 | 0.00015785 | 0 | 2.7808 | 2.6203 | 3.0192 | 0.00011782
2859 | 0.00016341 | 0 | 2.7564 | 2.6204 | 3.0192 | 0.00011751
2860 | 0.00018056 | 0 | 2.7376 | 2.6205 | 3.0192 | 0.00011759
2861 | 0.00020425 | 0 | 2.7627 | 2.6207 | 3.0192 | 0.00011712
2862 | 0.00021766 | 0 | 2.8608 | 2.6208 | 3.0192 | 0.00011574
2863 | 0.00016079 | 0 | 2.9181 | 2.6209 | 3.0192 | 0.00011546
2864 | 9.6877e-05 | 0 | 2.9725 | 2.621 | 3.0192 | 0.00011467
2865 | 6.4232e-05 | 0.00198 | 3.1415 | 2.6211 | 3.0192 | 0.00011327
2866 | 3.7431e-05 | 0.0032804 | 3.1603 | 2.6212 | 3.0192 | 0.00010656
2867 | 3.725e-05 | 0.00282 | 3.152 | 2.6213 | 3.0192 | 0.00011857
2868 | 3.6377e-05 | 0.0052999 | 3.1877 | 2.6215 | 3.0192 | 0.00011782
2869 | 3.7817e-05 | 0.0060573 | 3.2034 | 2.6216 | 3.0192 | 0.00011783
2870 | 3.0264e-05 | 0.014656 | 3.3165 | 2.6217 | 3.0192 | 0.00011739
2871 | 2.3955e-05 | 0.0077322 | 3.2279 | 2.6218 | 3.0192 | 0.00011418
2872 | 2.2943e-05 | 0.0089789 | 3.2464 | 2.6219 | 3.0192 | 0.00011561
2873 | 3.571e-05 | 0.0058521 | 3.1985 | 2.622 | 3.0192 | 0.00012069
2874 | 2.903e-05 | 0.0030867 | 3.1579 | 2.6222 | 3.0192 | 0.00012223
2875 | 3.1748e-05 | 0 | 3.0932 | 2.6223 | 3.0192 | 0.00012346
2876 | 4.6196e-05 | 0 | 3.0497 | 2.6224 | 3.0192 | 0.00012426
2877 | 4.83e-05 | 0 | 3.0063 | 2.6225 | 3.0192 | 0.00011778
2878 | 4.9861e-05 | 0 | 2.9978 | 2.6226 | 3.0192 | 0.00011887
2879 | 5.453e-05 | 0 | 2.9809 | 2.6227 | 3.0192 | 0.00012013
2880 | 7.3101e-05 | 0 | 2.9621 | 2.6228 | 3.0192 | 0.00011958
2881 | 9.4625e-05 | 0 | 2.9061 | 2.623 | 3.0192 | 0.00011792
2882 | 0.00011537 | 0 | 2.8705 | 2.6231 | 3.0192 | 0.00011745
2883 | 0.00013201 | 0 | 2.8464 | 2.6232 | 3.0192 | 0.00011771
2884 | 0.00014309 | 0 | 2.8416 | 2.6233 | 3.0192 | 0.00011765
2885 | 0.0001604 | 0 | 2.8715 | 2.6234 | 3.0192 | 0.00011767
2886 | 0.0001455 | 0 | 2.8951 | 2.6235 | 3.0192 | 0.00011599
2887 | 0.00012572 | 0 | 2.9517 | 2.6237 | 3.0192 | 0.00011566
2888 | 8.22e-05 | 0 | 3.0074 | 2.6238 | 3.0192 | 0.00011445
2889 | 6.0675e-05 | 0 | 3.0508 | 2.6239 | 3.0192 | 0.00011654
2890 | 4.5159e-05 | 0.002733 | 3.152 | 2.624 | 3.0192 | 0.00011694
2891 | 5.1583e-05 | 0.0090541 | 3.2489 | 2.6241 | 3.0192 | 0.00011745
2892 | 4.6041e-05 | 0.0064123 | 3.2095 | 2.6242 | 3.0192 | 0.00011529
2893 | 7.1272e-05 | 0.0098176 | 3.2602 | 2.6243 | 3.0192 | 0.0001169
2894 | 5.2225e-05 | 0.010219 | 3.2653 | 2.6245 | 3.0192 | 0.00011652
2895 | 3.9864e-05 | 0.0091866 | 3.2489 | 2.6246 | 3.0192 | 0.00011553
2896 | 3.4759e-05 | 0.0072505 | 3.2205 | 2.6247 | 3.0192 | 0.00011513
2897 | 4.4655e-05 | 0.0069162 | 3.2168 | 2.6248 | 3.0192 | 0.00011531
2898 | 5.8617e-05 | 0.00644 | 3.2095 | 2.6249 | 3.0192 | 0.0001154
2899 | 9.1032e-05 | 0.0048585 | 3.1817 | 2.625 | 3.0192 | 0.00011512
2900 | 0.00010684 | 0.002596 | 3.1509 | 2.6252 | 3.0192 | 0.00011325
2901 | 0.00012614 | 0 | 3.0819 | 2.6253 | 3.0192 | 0.00011591
2902 | 0.00014652 | 0 | 2.9507 | 2.6254 | 3.0192 | 0.00011631
2903 | 0.00016012 | 0 | 2.9476 | 2.6255 | 3.0192 | 0.00011622
2904 | 0.00017381 | 0 | 3.0074 | 2.6256 | 3.0192 | 0.00011413
2905 | 0.00017831 | 0 | 2.9569 | 2.6257 | 3.0192 | 0.00011568
2906 | 0.00018373 | 0 | 2.9343 | 2.6259 | 3.0192 | 0.00011632
2907 | 0.00018861 | 0 | 2.8454 | 2.626 | 3.0192 | 0.00010709
2908 | 0.000194 | 0 | 2.7863 | 2.6261 | 3.0192 | 0.00011215
2909 | 0.00020691 | 0 | 2.7956 | 2.6262 | 3.0192 | 0.00011464
2910 | 0.00020416 | 0 | 2.9476 | 2.6263 | 3.0192 | 0.00011629
2911 | 0.00018037 | 0 | 3.0475 | 2.6264 | 3.0192 | 0.0001154
2912 | 0.00010909 | 0.0035668 | 3.165 | 2.6265 | 3.0192 | 0.00011536
2913 | 7.6128e-05 | 0.012585 | 3.2932 | 2.6267 | 3.0192 | 0.0001152
2914 | 5.9272e-05 | 0.019543 | 3.3653 | 2.6268 | 3.0192 | 0.0001146
2915 | 5.7315e-05 | 0.03165 | 3.4576 | 2.6269 | 3.0192 | 0.0001154
2916 | 5.7183e-05 | 0.029181 | 3.4421 | 2.627 | 3.0192 | 0.00011558
2917 | 6.4919e-05 | 0.030899 | 3.4519 | 2.6271 | 3.0192 | 0.0001159
2918 | 5.7959e-05 | 0.040675 | 3.5122 | 2.6272 | 3.0192 | 0.00011544
2919 | 4.2923e-05 | 0.038247 | 3.4976 | 2.6274 | 3.0192 | 0.00011337
2920 | 3.3247e-05 | 0.039705 | 3.5078 | 2.6275 | 3.0192 | 0.00011189
2921 | 3.208e-05 | 0.0392 | 3.5034 | 2.6276 | 3.0192 | 0.00011096
2922 | 4.6595e-05 | 0.018399 | 3.3587 | 2.6277 | 3.0192 | 0.00011322
2923 | 6.5702e-05 | 0.0068683 | 3.2168 | 2.6278 | 3.0192 | 0.00011799
2924 | 8.6121e-05 | 0 | 3.1 | 2.6279 | 3.0192 | 0.00011542
2925 | 0.00011115 | 0 | 3.0376 | 2.6281 | 3.0192 | 0.00011165
2926 | 0.00013657 | 0 | 2.959 | 2.6282 | 3.0192 | 0.00011178
2927 | 0.00014759 | 0 | 2.8941 | 2.6283 | 3.0192 | 0.000116
2928 | 0.00015107 | 0 | 2.803 | 2.6284 | 3.0192 | 0.00011603
2929 | 0.0001568 | 0 | 2.7781 | 2.6285 | 3.0192 | 0.00011596
2930 | 0.00016068 | 0 | 2.7519 | 2.6286 | 3.0192 | 0.00011462
2931 | 0.00016478 | 0 | 2.7182 | 2.6287 | 3.0192 | 0.00011602
2932 | 0.00016797 | 0 | 2.1307 | 2.6289 | 3.0192 | 0.00011608
2933 | 0.00018311 | 0 | 2.7182 | 2.629 | 3.0192 | 0.00011619
2934 | 0.00019389 | 0 | 2.8637 | 2.6291 | 3.0192 | 0.00011246
2935 | 0.00013285 | 0 | 3.0508 | 2.6292 | 3.0192 | 0.00011419
2936 | 8.0124e-05 | 0.0016978 | 3.1368 | 2.6293 | 3.0192 | 0.00011424
2937 | 5.1543e-05 | 0.0096964 | 3.2565 | 2.6294 | 3.0192 | 0.00011453
2938 | 4.1915e-05 | 0.0097082 | 3.2577 | 2.6296 | 3.0192 | 0.0001137
2939 | 5.0094e-05 | 0.010206 | 3.2653 | 2.6297 | 3.0192 | 0.00011492
2940 | 5.3927e-05 | 0.010847 | 3.2728 | 2.6298 | 3.0192 | 0.00011482
2941 | 5.9252e-05 | 0.011189 | 3.2779 | 2.6299 | 3.0192 | 0.00011509
2942 | 5.3012e-05 | 0.015164 | 3.3217 | 2.63 | 3.0192 | 0.00011477
2943 | 4.4441e-05 | 0.012753 | 3.2958 | 2.6301 | 3.0192 | 0.00011433
2944 | 5.5253e-05 | 0.017315 | 3.3454 | 2.6303 | 3.0192 | 0.00011326
2945 | 4.4608e-05 | 0.011302 | 3.2779 | 2.6304 | 3.0192 | 0.00011321
2946 | 3.8948e-05 | 0.006869 | 3.2156 | 2.6305 | 3.0192 | 0.00011375
2947 | 6.6688e-05 | 0 | 3.0943 | 2.6306 | 3.0192 | 0.00011778
2948 | 9.2931e-05 | 0 | 3.0235 | 2.6307 | 3.0192 | 0.00011554
2949 | 0.00012727 | 0 | 2.9662 | 2.6308 | 3.0192 | 0.00011565
2950 | 0.0001309 | 0 | 2.8735 | 2.631 | 3.0192 | 0.00011534
2951 | 0.00014448 | 0 | 2.8114 | 2.6311 | 3.0192 | 0.00011557
2952 | 0.00015553 | 0 | 2.7763 | 2.6312 | 3.0192 | 0.00011563
2953 | 0.00016265 | 0 | 2.7148 | 2.6313 | 3.0192 | 0.0001157
2954 | 0.00016943 | 0 | 2.7717 | 2.6314 | 3.0192 | 0.00011587
2955 | 0.00017447 | 0 | 2.8002 | 2.6315 | 3.0192 | 0.00011504
2956 | 0.00017919 | 0 | 2.7394 | 2.6316 | 3.0192 | 0.00011593
2957 | 0.00017543 | 0 | 2.7519 | 2.6318 | 3.0192 | 0.00011525
2958 | 0.00018 | 0 | 2.8991 | 2.6319 | 3.0192 | 0.00011377
2959 | 0.00015676 | 0 | 2.959 | 2.632 | 3.0192 | 0.00011424
2960 | 9.3242e-05 | 0 | 3.0322 | 2.6321 | 3.0192 | 0.00011409
2961 | 6.1474e-05 | 0 | 3.0596 | 2.6322 | 3.0192 | 0.00011382
2962 | 4.6708e-05 | 0.0032122 | 3.1579 | 2.6323 | 3.0192 | 0.00011325
2963 | 5.1486e-05 | 0.0077549 | 3.2291 | 2.6325 | 3.0192 | 0.00011275
2964 | 4.7741e-05 | 0.016531 | 3.3388 | 2.6326 | 3.0192 | 0.00011353
2965 | 5.7299e-05 | 0.019645 | 3.3667 | 2.6327 | 3.0192 | 0.00011455
2966 | 4.253e-05 | 0.027616 | 3.4295 | 2.6328 | 3.0192 | 0.00010868
2967 | 2.9668e-05 | 0.020996 | 3.3801 | 2.6329 | 3.0192 | 0.00010983
2968 | 2.3945e-05 | 0.029494 | 3.4435 | 2.633 | 3.0192 | 0.00011216
2969 | 2.0909e-05 | 0.026479 | 3.4226 | 2.6332 | 3.0192 | 0.00011837
2970 | 2.1108e-05 | 0.018005 | 3.352 | 2.6333 | 3.0192 | 0.00011904
2971 | 3.1446e-05 | 0.0054837 | 3.1913 | 2.6334 | 3.0192 | 0.00012628
2972 | 5.3115e-05 | 0 | 3.0652 | 2.6335 | 3.0192 | 0.00012043
2973 | 7.1968e-05 | 0 | 2.9946 | 2.6336 | 3.0192 | 0.00011879
2974 | 9.6063e-05 | 0 | 2.9292 | 2.6337 | 3.0192 | 0.0001171
2975 | 0.00011106 | 0 | 2.8686 | 2.6339 | 3.0192 | 0.00011705
2976 | 0.00012613 | 0 | 2.7827 | 2.634 | 3.0192 | 0.00011712
2977 | 0.00013627 | 0 | 2.7226 | 2.6341 | 3.0192 | 0.00011694
2978 | 0.00014244 | 0 | 2.7519 | 2.6342 | 3.0192 | 0.00011679
2979 | 0.00014955 | 0 | 2.7148 | 2.6343 | 3.0192 | 0.00011658
2980 | 0.00015642 | 0 | 2.7078 | 2.6344 | 3.0192 | 0.00011641
2981 | 0.00017368 | 0 | 2.7564 | 2.6346 | 3.0192 | 0.00011612
2982 | 0.00017324 | 0 | 2.9343 | 2.6347 | 3.0192 | 0.000116
2983 | 0.00013842 | 0 | 3.1057 | 2.6348 | 3.0192 | 0.00011369
2984 | 9.8015e-05 | 0.0032746 | 3.1603 | 2.6349 | 3.0192 | 0.00011353
2985 | 6.6406e-05 | 0.0084601 | 3.2402 | 2.635 | 3.0192 | 0.00011441
2986 | 6.8713e-05 | 0.016142 | 3.3335 | 2.6351 | 3.0192 | 0.00011424
2987 | 7.1302e-05 | 0.028935 | 3.4379 | 2.6353 | 3.0192 | 0.00011467
2988 | 5.8825e-05 | 0.04689 | 3.549 | 2.6354 | 3.0192 | 0.00011507
2989 | 6.7474e-05 | 0.050041 | 3.57 | 2.6355 | 3.0192 | 0.00011523
2990 | 5.748e-05 | 0.065514 | 3.6423 | 2.6356 | 3.0192 | 0.00011503
2991 | 4.0098e-05 | 0.060847 | 3.6174 | 2.6357 | 3.0192 | 0.00011406
2992 | 3.7512e-05 | 0.067116 | 3.6502 | 2.6358 | 3.0192 | 0.00011441
2993 | 4.6008e-05 | 0.057888 | 3.6065 | 2.636 | 3.0192 | 0.00011434
2994 | 4.3474e-05 | 0.053513 | 3.5897 | 2.6361 | 3.0192 | 0.00011433
2995 | 7.8769e-05 | 0.029205 | 3.4421 | 2.6362 | 3.0192 | 0.00011531
2996 | 0.00010756 | 0.017664 | 3.348 | 2.6363 | 3.0192 | 0.00011487
2997 | 0.00012078 | 0.007729 | 3.2279 | 2.6364 | 3.0192 | 0.0001152
2998 | 0.00013839 | 0.0019351 | 3.1415 | 2.6365 | 3.0192 | 0.00011553
2999 | 0.0001521 | 0 | 3.0943 | 2.6367 | 3.0192 | 0.00011513
3000 | 4.7931e-05 | 0 | 2.9621 | 2.6368 | 3.0192 | 0.00011411
3001 | 5.5999e-05 | 0 | 2.9021 | 2.6369 | 3.0192 | 0.00011454
3002 | 6.3659e-05 | 0 | 2.8705 | 2.637 | 3.0192 | 0.00011144
3003 | 6.879e-05 | 0 | 2.8397 | 2.6371 | 3.0192 | 0.00011549
3004 | 7.494e-05 | 0 | 2.8951 | 2.6372 | 3.0192 | 0.00011383
3005 | 8.8804e-05 | 0 | 2.9404 | 2.6374 | 3.0192 | 0.00011498
3006 | 7.7878e-05 | 0 | 3.0707 | 2.6375 | 3.0192 | 0.00011453
3007 | 7.9949e-05 | 0.0073869 | 3.2217 | 2.6376 | 3.0192 | 0.00011497
3008 | 3.4702e-05 | 0.022828 | 3.3964 | 2.6377 | 3.0192 | 0.00011397
3009 | 2.6428e-05 | 0.0632 | 3.6313 | 2.6378 | 3.0192 | 0.00011386
3010 | 1.6686e-05 | 0.061396 | 3.6204 | 2.6379 | 3.0192 | 0.00011279
3011 | 1.8821e-05 | 0.076374 | 3.7143 | 2.6381 | 3.0192 | 0.00011417
3012 | 1.8127e-05 | 0.08362 | 3.7656 | 2.6382 | 3.0192 | 0.00011336
3013 | 1.9662e-05 | 0.085783 | 3.7774 | 2.6383 | 3.0192 | 0.0001141
3014 | 1.5615e-05 | 0.097076 | 3.8531 | 2.6384 | 3.0192 | 0.00011375
3015 | 8.9368e-06 | 0.086942 | 3.7858 | 2.6385 | 3.0192 | 0.0001116
3016 | 1.4073e-05 | 0.092949 | 3.8252 | 2.6386 | 3.0192 | 0.00010937
3017 | 3.357e-05 | 0.083783 | 3.7666 | 2.6388 | 3.0192 | 0.0001105
3018 | 1.3629e-05 | 0.080701 | 3.7472 | 2.6389 | 3.0192 | 0.000109
3019 | 1.3857e-05 | 0.059867 | 3.6127 | 2.639 | 3.0192 | 0.0001182
3020 | 3.485e-05 | 0.042701 | 3.5253 | 2.6391 | 3.0192 | 0.00011476
3021 | 3.1085e-05 | 0.018962 | 3.36 | 2.6392 | 3.0192 | 0.00011497
3022 | 3.5162e-05 | 0.0046915 | 3.1781 | 2.6393 | 3.0192 | 0.00011516
3023 | 4.8881e-05 | 0 | 3.0943 | 2.6395 | 3.0192 | 0.00011523
3024 | 6.286e-05 | 0 | 3.0943 | 2.6396 | 3.0192 | 0.00011434
3025 | 6.8231e-05 | 0 | 3.0786 | 2.6397 | 3.0192 | 0.00011341
3026 | 7.2455e-05 | 0.00145 | 3.1345 | 2.6398 | 3.0192 | 0.00011127
3027 | 7.3138e-05 | 0 | 3.0214 | 2.6399 | 3.0192 | 0.00011424
3028 | 7.9565e-05 | 0 | 3.0674 | 2.64 | 3.0192 | 0.00011491
3029 | 7.3014e-05 | 0 | 3.0943 | 2.6402 | 3.0192 | 0.00011544
3030 | 9.049e-05 | 0.0067263 | 3.2119 | 2.6403 | 3.0192 | 0.00011505
3031 | 6.1921e-05 | 0.025413 | 3.4157 | 2.6404 | 3.0192 | 0.00011354
3032 | 3.5601e-05 | 0.040836 | 3.5136 | 2.6405 | 3.0192 | 0.00011398
3033 | 2.4333e-05 | 0.05758 | 3.605 | 2.6406 | 3.0192 | 0.00011448
3034 | 1.8951e-05 | 0.072225 | 3.6819 | 2.6407 | 3.0192 | 0.00011432
3035 | 2.0965e-05 | 0.07433 | 3.6964 | 2.6409 | 3.0192 | 0.00011488
3036 | 2.6778e-05 | 0.077379 | 3.7208 | 2.641 | 3.0192 | 0.00011472
3037 | 2.3321e-05 | 0.080179 | 3.7423 | 2.6411 | 3.0192 | 0.00011471
3038 | 2.3591e-05 | 0.0854 | 3.7757 | 2.6412 | 3.0192 | 0.0001138
3039 | 1.7548e-05 | 0.06774 | 3.6549 | 2.6419 | 3.0192 | 0.00011343
3040 | 1.2917e-05 | 0.032666 | 3.4618 | 2.6431 | 3.0192 | 0.00011207
3041 | 1.7581e-05 | 0.027214 | 3.4267 | 2.6442 | 3.0192 | 0.00011123
3042 | 3.5691e-05 | 0.026424 | 3.4226 | 2.6454 | 3.0192 | 0.0001164
3043 | 2.2011e-05 | 0.011364 | 3.2779 | 2.6466 | 3.0192 | 0.00011413
3044 | 4.5665e-05 | 0.0046915 | 3.1781 | 2.6478 | 3.0192 | 0.00011443
3045 | 5.0209e-05 | 0 | 3.0607 | 2.649 | 3.0192 | 0.00011455
3046 | 4.9511e-05 | 0 | 3.0031 | 2.6502 | 3.0192 | 0.00011478
3047 | 5.8499e-05 | 0 | 2.9704 | 2.6514 | 3.0192 | 0.00011425
3048 | 6.6576e-05 | 0 | 2.9323 | 2.6525 | 3.0192 | 0.00011489
3049 | 7.2594e-05 | 0 | 2.9071 | 2.6537 | 3.0192 | 0.00011485
3050 | 7.7702e-05 | 0 | 2.8387 | 2.6549 | 3.0192 | 0.00011513
3051 | 8.523e-05 | 0 | 2.7717 | 2.6561 | 3.0192 | 0.00011529
3052 | 9.4251e-05 | 0 | 2.7919 | 2.6573 | 3.0192 | 0.00011482
3053 | 0.00010884 | 0 | 2.7845 | 2.6585 | 3.0192 | 0.00011506
3054 | 0.00010661 | 0 | 2.9211 | 2.6597 | 3.0192 | 0.00011142
3055 | 9.5812e-05 | 0 | 3.0149 | 2.6609 | 3.0192 | 0.00011373
3056 | 5.5824e-05 | 0 | 3.0596 | 2.6621 | 3.0192 | 0.00011382
3057 | 4.8393e-05 | 0 | 3.0921 | 2.6633 | 3.0192 | 0.00011363
3058 | 4.1319e-05 | 0.006202 | 3.2046 | 2.6645 | 3.0192 | 0.00011297
3059 | 4.4196e-05 | 0.01123 | 3.2779 | 2.6657 | 3.0192 | 0.0001142
3060 | 5.0132e-05 | 0.019615 | 3.3667 | 2.6669 | 3.0192 | 0.00011431
3061 | 4.7213e-05 | 0.029433 | 3.4435 | 2.6681 | 3.0192 | 0.0001137
3062 | 3.6138e-05 | 0.032657 | 3.4618 | 2.6693 | 3.0192 | 0.00011388
3063 | 3.4817e-05 | 0.040713 | 3.5136 | 2.6705 | 3.0192 | 0.00011129
3064 | 4.1498e-05 | 0.034995 | 3.4775 | 2.6717 | 3.0192 | 0.00011172
3065 | 3.4941e-05 | 0.03259 | 3.4618 | 2.6729 | 3.0192 | 0.00011166
3066 | 2.497e-05 | 0.021859 | 3.388 | 2.6741 | 3.0192 | 0.00010893
3067 | 3.6527e-05 | 0.010129 | 3.2627 | 2.6754 | 3.0192 | 0.00011563
3068 | 6.1835e-05 | 0.0020771 | 3.1427 | 2.6766 | 3.0192 | 0.00011355
3069 | 6.6276e-05 | 0 | 3.03 | 2.6778 | 3.0192 | 0.00011422
3070 | 6.4888e-05 | 0 | 2.9466 | 2.679 | 3.0192 | 0.00011466
3071 | 7.3006e-05 | 0 | 2.9201 | 2.6802 | 3.0192 | 0.00011406
3072 | 7.9476e-05 | 0 | 2.8531 | 2.6814 | 3.0192 | 0.0001142
3073 | 8.4678e-05 | 0 | 2.7946 | 2.6826 | 3.0192 | 0.00011518
3074 | 9.1416e-05 | 0 | 2.7609 | 2.6839 | 3.0192 | 0.00011463
3075 | 9.4666e-05 | 0 | 2.7483 | 2.6851 | 3.0192 | 0.00011488
3076 | 9.7506e-05 | 0 | 2.694 | 2.6863 | 3.0192 | 0.00011428
3077 | 0.00010934 | 0 | 2.6974 | 2.6875 | 3.0192 | 0.00011444
3078 | 9.7509e-05 | 0 | 2.9343 | 2.6887 | 3.0192 | 0.00011523
3079 | 8.7139e-05 | 0 | 3.0921 | 2.69 | 3.0192 | 0.00011383
3080 | 4.2503e-05 | 0.015871 | 3.3309 | 2.6912 | 3.0192 | 0.00011303
3081 | 3.051e-05 | 0.038694 | 3.502 | 2.6924 | 3.0192 | 0.00011242
3082 | 2.4542e-05 | 0.071898 | 3.6787 | 2.6936 | 3.0192 | 0.00011146
3083 | 2.4627e-05 | 0.078142 | 3.7241 | 2.6949 | 3.0192 | 0.00011275
3084 | 2.8417e-05 | 0.089925 | 3.8046 | 2.6961 | 3.0192 | 0.00011239
3085 | 3.055e-05 | 0.098794 | 3.8637 | 2.6973 | 3.0192 | 0.00011102
3086 | 2.2859e-05 | 0.10455 | 3.9102 | 2.6986 | 3.0192 | 0.00011125
3087 | 1.5952e-05 | 0.10337 | 3.8993 | 2.6998 | 3.0192 | 0.00010997
3088 | 1.4724e-05 | 0.10873 | 3.9559 | 2.701 | 3.0192 | 0.00011196
3089 | 2.6084e-05 | 0.10903 | 3.9577 | 2.7023 | 3.0192 | 0.00011723
3090 | 1.6876e-05 | 0.089751 | 3.8046 | 2.7035 | 3.0192 | 0.00011878
3091 | 2.5274e-05 | 0.072454 | 3.6819 | 2.7047 | 3.0192 | 0.00012155
3092 | 3.0467e-05 | 0.03095 | 3.4519 | 2.706 | 3.0192 | 0.00012117
3093 | 3.1433e-05 | 0.018268 | 3.356 | 2.7072 | 3.0192 | 0.00011883
3094 | 2.6867e-05 | 0.0094262 | 3.2527 | 2.7084 | 3.0192 | 0.0001174
3095 | 3.1991e-05 | 0.00087752 | 3.1218 | 2.7097 | 3.0192 | 0.00011713
3096 | 4.3201e-05 | 0 | 3.1057 | 2.7109 | 3.0192 | 0.00011512
3097 | 5.0029e-05 | 0 | 3.0322 | 2.7122 | 3.0192 | 0.00011701
3098 | 5.7883e-05 | 0.0014151 | 3.131 | 2.7134 | 3.0192 | 0.0001125
3099 | 5.827e-05 | 0 | 3.0674 | 2.7147 | 3.0192 | 0.00011414
3100 | 6.3693e-05 | 0 | 3.0333 | 2.7159 | 3.0192 | 0.00011199
3101 | 6.8079e-05 | 0.0064123 | 3.2095 | 2.7171 | 3.0192 | 0.00011435
3102 | 8.2652e-05 | 0.018273 | 3.356 | 2.7176 | 3.0192 | 0.00011491
3103 | 6.4204e-05 | 0.045742 | 3.5416 | 2.7181 | 3.0192 | 0.0001134
3104 | 3.1383e-05 | 0.067973 | 3.6549 | 2.7186 | 3.0192 | 0.00011105
3105 | 2.8926e-05 | 0.094467 | 3.8339 | 2.7191 | 3.0192 | 0.00011168
3106 | 1.5863e-05 | 0.11953 | 4.0643 | 2.7196 | 3.0192 | 0.00010631
3107 | 1.9126e-05 | 0.13009 | 4.1788 | 2.7201 | 3.0192 | 0.00011412
3108 | 1.9301e-05 | 0.11909 | 4.0565 | 2.7205 | 3.0192 | 0.00011446
3109 | 2.5554e-05 | 0.12461 | 4.1137 | 2.721 | 3.0192 | 0.00011533
3110 | 2.3346e-05 | 0.124 | 4.1038 | 2.7215 | 3.0192 | 0.00011513
3111 | 1.5781e-05 | 0.11908 | 4.0565 | 2.722 | 3.0192 | 0.00011091
3112 | 1.09e-05 | 0.11696 | 4.041 | 2.7225 | 3.0192 | 0.00011247
3113 | 1.7224e-05 | 0.076963 | 3.7176 | 2.723 | 3.0192 | 0.00011754
3114 | 2.2411e-05 | 0.052086 | 3.5836 | 2.7235 | 3.0192 | 0.0001194
3115 | 3.1475e-05 | 0.038872 | 3.5034 | 2.724 | 3.0192 | 0.00012059
3116 | 3.1228e-05 | 0.031521 | 3.4547 | 2.7245 | 3.0192 | 0.00012213
3117 | 3.3334e-05 | 0.016052 | 3.3335 | 2.725 | 3.0192 | 0.00011393
3118 | 2.917e-05 | 0.016654 | 3.3401 | 2.7255 | 3.0192 | 0.00011753
3119 | 3.1607e-05 | 0.012607 | 3.2932 | 2.726 | 3.0192 | 0.00011681
3120 | 3.7442e-05 | 0.013267 | 3.3022 | 2.7265 | 3.0192 | 0.00011777
3121 | 4.0542e-05 | 0.010932 | 3.2741 | 2.727 | 3.0192 | 0.00011564
3122 | 4.4687e-05 | 0.0081059 | 3.234 | 2.7275 | 3.0192 | 0.0001158
3123 | 5.124e-05 | 0.011704 | 3.283 | 2.728 | 3.0192 | 0.0001159
3124 | 5.3175e-05 | 0.013272 | 3.3022 | 2.7285 | 3.0192 | 0.00011597
3125 | 6.8081e-05 | 0.014399 | 3.3139 | 2.7289 | 3.0192 | 0.00011146
3126 | 6.7163e-05 | 0.02071 | 3.3774 | 2.7294 | 3.0192 | 0.00011569
3127 | 6.6679e-05 | 0.040118 | 3.5107 | 2.7299 | 3.0192 | 0.00011404
3128 | 3.5346e-05 | 0.069726 | 3.666 | 2.7304 | 3.0192 | 0.00011282
3129 | 2.2639e-05 | 0.084874 | 3.7723 | 2.7309 | 3.0192 | 0.00010627
3130 | 2.0232e-05 | 0.09259 | 3.8218 | 2.7314 | 3.0192 | 0.00011427
3131 | 2.4005e-05 | 0.10687 | 3.9375 | 2.7319 | 3.0192 | 0.00012179
3132 | 2.0136e-05 | 0.11104 | 3.982 | 2.7324 | 3.0192 | 0.00011704
3133 | 2.8432e-05 | 0.11131 | 3.9839 | 2.7329 | 3.0192 | 0.00011562
3134 | 3.4285e-05 | 0.10964 | 3.9652 | 2.7334 | 3.0192 | 0.00011505
3135 | 1.6412e-05 | 0.10847 | 3.9485 | 2.7339 | 3.0192 | 0.00011132
3136 | 1.138e-05 | 0.11141 | 3.9839 | 2.7344 | 3.0192 | 0.00011302
3137 | 1.0574e-05 | 0.10548 | 3.921 | 2.7349 | 3.0192 | 0.00011831
3138 | 2.0347e-05 | 0.10192 | 3.885 | 2.7354 | 3.0192 | 0.00012016
3139 | 3.1674e-05 | 0.084816 | 3.7723 | 2.7359 | 3.0192 | 0.0001204
3140 | 2.0014e-05 | 0.065184 | 3.6407 | 2.7364 | 3.0192 | 0.00012289
3141 | 1.8712e-05 | 0.04179 | 3.5195 | 2.7369 | 3.0192 | 0.00011752
3142 | 1.0274e-05 | 0.032207 | 3.4604 | 2.7374 | 3.0192 | 0.00011846
3143 | 1.0036e-05 | 0.011283 | 3.2779 | 2.7379 | 3.0192 | 0.0001174
3144 | 1.9388e-05 | 0.011264 | 3.2779 | 2.7384 | 3.0192 | 0.00011573
3145 | 2.472e-05 | 0.0081059 | 3.234 | 2.7389 | 3.0192 | 0.00011587
3146 | 2.9645e-05 | 0.0018832 | 3.1415 | 2.7394 | 3.0192 | 0.00011518
3147 | 3.9156e-05 | 0 | 3.0797 | 2.7399 | 3.0192 | 0.00011582
3148 | 5.2481e-05 | 0 | 3.0311 | 2.7404 | 3.0192 | 0.00011472
3149 | 7.2605e-05 | 0 | 3.073 | 2.7409 | 3.0192 | 0.00011552
3150 | 6.06e-05 | 0.0027517 | 3.152 | 2.7414 | 3.0192 | 0.00011564
3151 | 5.5715e-05 | 0.0077575 | 3.2291 | 2.7419 | 3.0192 | 0.00011492
3152 | 3.975e-05 | 0.019591 | 3.3653 | 2.7424 | 3.0192 | 0.00011317
3153 | 2.5431e-05 | 0.024123 | 3.406 | 2.7429 | 3.0192 | 0.00010924
3154 | 2.0967e-05 | 0.045865 | 3.5431 | 2.7434 | 3.0192 | 0.00011096
3155 | 2.4256e-05 | 0.046962 | 3.5505 | 2.7439 | 3.0192 | 0.00012009
3156 | 2.4845e-05 | 0.068579 | 3.6596 | 2.7444 | 3.0192 | 0.00011612
3157 | 2.8501e-05 | 0.064531 | 3.6376 | 2.7449 | 3.0192 | 0.00011483
3158 | 3.396e-05 | 0.061056 | 3.6174 | 2.7454 | 3.0192 | 0.00011458
3159 | 1.6972e-05 | 0.069222 | 3.6612 | 2.7459 | 3.0192 | 0.00011089
3160 | 1.1238e-05 | 0.070176 | 3.6676 | 2.7464 | 3.0192 | 0.00011227
3161 | 1.0707e-05 | 0.051867 | 3.5806 | 2.7469 | 3.0192 | 0.00011775
3162 | 1.2906e-05 | 0.048362 | 3.5595 | 2.7474 | 3.0192 | 0.00011942
3163 | 1.3745e-05 | 0.031276 | 3.4533 | 2.7479 | 3.0192 | 0.0001202
3164 | 3.1458e-05 | 0.013139 | 3.301 | 2.7484 | 3.0192 | 0.00012229
3165 | 2.7542e-05 | 0.0056525 | 3.1949 | 2.7489 | 3.0192 | 0.00011834
3166 | 2.8534e-05 | 0.0092819 | 3.2514 | 2.7494 | 3.0192 | 0.00011683
3167 | 2.9274e-05 | 0.0080051 | 3.234 | 2.7499 | 3.0192 | 0.00011668
3168 | 3.1776e-05 | 0.00282 | 3.152 | 2.7504 | 3.0192 | 0.0001167
3169 | 3.7605e-05 | 0 | 3.073 | 2.7509 | 3.0192 | 0.00011574
3170 | 4.6246e-05 | 0 | 2.9282 | 2.7514 | 3.0192 | 0.00011556
3171 | 6.0996e-05 | 0 | 2.8151 | 2.7519 | 3.0192 | 0.00011589
3172 | 8.0847e-05 | 0 | 2.8686 | 2.7525 | 3.0192 | 0.00011457
3173 | 7.5389e-05 | 0 | 3.0095 | 2.753 | 3.0192 | 0.00011552
3174 | 7.4971e-05 | 0.0013055 | 3.1299 | 2.7535 | 3.0192 | 0.00011574
3175 | 6.2744e-05 | 0.0043174 | 3.1745 | 2.754 | 3.0192 | 0.00011453
3176 | 2.5638e-05 | 0.012937 | 3.2971 | 2.7545 | 3.0192 | 0.0001136
3177 | 2.1461e-05 | 0.020394 | 3.3761 | 2.755 | 3.0192 | 0.00011096
3178 | 1.0626e-05 | 0.024185 | 3.406 | 2.7555 | 3.0192 | 0.00010837
3179 | 1.6717e-05 | 0.026709 | 3.4226 | 2.756 | 3.0192 | 0.00011809
3180 | 1.1668e-05 | 0.033715 | 3.4689 | 2.7565 | 3.0192 | 0.00011532
3181 | 1.4242e-05 | 0.037724 | 3.4947 | 2.757 | 3.0192 | 0.00011452
3182 | 1.3198e-05 | 0.059788 | 3.6127 | 2.7575 | 3.0192 | 0.00011455
3183 | 6.0865e-06 | 0.055693 | 3.5973 | 2.758 | 3.0192 | 0.00011089
3184 | 1.2031e-05 | 0.061003 | 3.6174 | 2.7585 | 3.0192 | 0.00011283
3185 | 2.022e-05 | 0.054544 | 3.5928 | 2.759 | 3.0192 | 0.00011831
3186 | 1.2742e-05 | 0.040257 | 3.5107 | 2.7595 | 3.0192 | 0.00012027
3187 | 1.127e-05 | 0.025031 | 3.4143 | 2.76 | 3.0192 | 0.0001206
3188 | 1.6582e-05 | 0.015914 | 3.3316 | 2.7605 | 3.0192 | 0.00012293
3189 | 1.684e-05 | 0.0089779 | 3.2464 | 2.7611 | 3.0192 | 0.00011456
3190 | 1.5495e-05 | 0.0018321 | 3.1403 | 2.7616 | 3.0192 | 0.00011767
3191 | 2.0737e-05 | 0 | 2.9809 | 2.7621 | 3.0192 | 0.00011739
3192 | 3.2315e-05 | 0 | 2.9988 | 2.7626 | 3.0192 | 0.00011844
3193 | 3.6868e-05 | 0 | 2.9694 | 2.7631 | 3.0192 | 0.00011503
3194 | 4.0377e-05 | 0 | 3.0887 | 2.7636 | 3.0192 | 0.0001154
3195 | 3.8126e-05 | 0 | 3.0876 | 2.7641 | 3.0192 | 0.00011439
3196 | 3.7642e-05 | 0 | 3.1069 | 2.7646 | 3.0192 | 0.00011407
3197 | 4.5253e-05 | 0.0014696 | 3.1357 | 2.7651 | 3.0192 | 0.00011484
3198 | 3.9028e-05 | 0.0064426 | 3.2095 | 2.7656 | 3.0192 | 0.00011516
3199 | 4.7003e-05 | 0.013065 | 3.2984 | 2.7661 | 3.0192 | 0.00011333
3200 | 2.2958e-05 | 0.025275 | 3.4143 | 2.7666 | 3.0192 | 0.00011311
3201 | 1.0934e-05 | 0.034735 | 3.4775 | 2.7672 | 3.0192 | 0.00011353
3202 | 8.3726e-06 | 0.05432 | 3.5928 | 2.7677 | 3.0192 | 0.00011236
3203 | 1.4693e-05 | 0.068287 | 3.658 | 2.7682 | 3.0192 | 0.00011346
3204 | 1.8351e-05 | 0.073098 | 3.6852 | 2.7687 | 3.0192 | 0.00011459
3205 | 2.1903e-05 | 0.077328 | 3.7208 | 2.7692 | 3.0192 | 0.00011463
3206 | 2.3999e-05 | 0.0772 | 3.7199 | 2.7697 | 3.0192 | 0.00011462
3207 | 1.9738e-05 | 0.077048 | 3.7176 | 2.7702 | 3.0192 | 0.00011079
3208 | 1.2151e-05 | 0.083162 | 3.7639 | 2.7707 | 3.0192 | 0.00011294
3209 | 2.8327e-05 | 0.071669 | 3.6784 | 2.7712 | 3.0192 | 0.00011857
3210 | 1.6768e-05 | 0.063267 | 3.6313 | 2.7718 | 3.0192 | 0.00012059
3211 | 1.3821e-05 | 0.03983 | 3.5092 | 2.7723 | 3.0192 | 0.00012004
3212 | 2.3845e-05 | 0.024948 | 3.4129 | 2.7728 | 3.0192 | 0.00012241
3213 | 1.882e-05 | 0.014882 | 3.3191 | 2.7733 | 3.0192 | 0.00011618
3214 | 1.1996e-05 | 0.0083907 | 3.2402 | 2.7738 | 3.0192 | 0.00011766
3215 | 1.2924e-05 | 0 | 3.0674 | 2.7743 | 3.0192 | 0.00011693
3216 | 2.2492e-05 | 0 | 2.9988 | 2.7748 | 3.0192 | 0.00011885
3217 | 3.0295e-05 | 0 | 2.9507 | 2.7753 | 3.0192 | 0.00011684
3218 | 3.6141e-05 | 0 | 2.9131 | 2.7758 | 3.0192 | 0.00011642
3219 | 4.1057e-05 | 0 | 2.8676 | 2.7764 | 3.0192 | 0.00011527
3220 | 4.8706e-05 | 0 | 2.8207 | 2.7769 | 3.0192 | 0.0001141
3221 | 4.2236e-05 | 0 | 2.9131 | 2.7774 | 3.0192 | 0.00011508
3222 | 6.1134e-05 | 0.0012103 | 3.1299 | 2.7779 | 3.0192 | 0.00011523
3223 | 6.6343e-05 | 0.014926 | 3.3191 | 2.7784 | 3.0192 | 0.00011253
3224 | 1.9227e-05 | 0.038715 | 3.502 | 2.7789 | 3.0192 | 0.00010393
3225 | 1.188e-05 | 0.05378 | 3.5897 | 2.7794 | 3.0192 | 0.0001141
3226 | 9.0357e-06 | 0.07928 | 3.7323 | 2.78 | 3.0192 | 0.00011928
3227 | 1.4279e-05 | 0.08286 | 3.7589 | 2.7805 | 3.0192 | 0.00012328
3228 | 1.8984e-05 | 0.092846 | 3.8252 | 2.781 | 3.0192 | 0.00012073
3229 | 2.4181e-05 | 0.10299 | 3.8975 | 2.7815 | 3.0192 | 0.00011766
3230 | 2.1376e-05 | 0.10808 | 3.9485 | 2.782 | 3.0192 | 0.0001169
3231 | 1.399e-05 | 0.11175 | 3.9857 | 2.7825 | 3.0192 | 0.00011292
3232 | 2.9864e-05 | 0.10758 | 3.9393 | 2.783 | 3.0192 | 0.00011436
3233 | 1.4687e-05 | 0.10683 | 3.932 | 2.7836 | 3.0192 | 0.00011927
3234 | 1.3e-05 | 0.098062 | 3.8584 | 2.7841 | 3.0192 | 0.0001207
3235 | 1.3194e-05 | 0.075645 | 3.7078 | 2.7846 | 3.0192 | 0.00012012
3236 | 1.9478e-05 | 0.052979 | 3.5851 | 2.7851 | 3.0192 | 0.00012287
3237 | 2.24e-05 | 0.036764 | 3.489 | 2.7856 | 3.0192 | 0.0001156
3238 | 8.3677e-06 | 0.022446 | 3.391 | 2.7861 | 3.0192 | 0.0001209
3239 | 7.4663e-06 | 0.01499 | 3.3204 | 2.7867 | 3.0192 | 0.00012511
3240 | 1.0201e-05 | 0.011632 | 3.283 | 2.7872 | 3.0192 | 0.00012791
3241 | 1.2387e-05 | 0.011779 | 3.2843 | 2.7877 | 3.0192 | 0.00013018
3242 | 1.5014e-05 | 0.006973 | 3.2168 | 2.7882 | 3.0192 | 0.00012931
3243 | 1.8832e-05 | 0.00089733 | 3.1218 | 2.7887 | 3.0192 | 0.00012548
3244 | 2.8065e-05 | 0 | 3.0898 | 2.7892 | 3.0192 | 0.00012492
3245 | 4.6948e-05 | 0.0039445 | 3.1686 | 2.7897 | 3.0192 | 0.00011628
3246 | 3.6333e-05 | 0.014351 | 3.3139 | 2.7901 | 3.0192 | 0.00011591
3247 | 4.4656e-05 | 0.03509 | 3.4789 | 2.7906 | 3.0192 | 0.00010902
3248 | 1.2612e-05 | 0.068364 | 3.6596 | 2.7911 | 3.0192 | 0.00011191
3249 | 1.1554e-05 | 0.093128 | 3.8252 | 2.7915 | 3.0192 | 0.0001203
3250 | 7.9689e-06 | 0.11586 | 4.0294 | 2.792 | 3.0192 | 0.00012023
3251 | 1.4169e-05 | 0.11698 | 4.0429 | 2.7924 | 3.0192 | 0.00012669
3252 | 2.1901e-05 | 0.11493 | 4.0218 | 2.7929 | 3.0192 | 0.00012188
3253 | 2.5526e-05 | 0.12578 | 4.1258 | 2.7933 | 3.0192 | 0.00011777
3254 | 1.8745e-05 | 0.13328 | 4.2396 | 2.7938 | 3.0192 | 0.00011676
3255 | 1.9557e-05 | 0.12842 | 4.1583 | 2.7943 | 3.0192 | 0.00011275
3256 | 1.6074e-05 | 0.11622 | 4.0352 | 2.7947 | 3.0192 | 0.00011419
3257 | 8.6417e-06 | 0.11309 | 4.0027 | 2.7952 | 3.0192 | 0.00011907
3258 | 9.5445e-06 | 0.097488 | 3.8531 | 2.7956 | 3.0192 | 0.0001205
3259 | 2.3555e-05 | 0.029164 | 3.4407 | 2.7961 | 3.0192 | 0.00011993
3260 | 3.6837e-05 | 0.026933 | 3.4267 | 2.7966 | 3.0192 | 0.00012266
3261 | 2.3311e-05 | 0.028915 | 3.4365 | 2.797 | 3.0192 | 0.00011534
3262 | 1.544e-05 | 0.016062 | 3.3335 | 2.7975 | 3.0192 | 0.00012086
3263 | 1.704e-05 | 0.0098378 | 3.2615 | 2.7979 | 3.0192 | 0.0001254
3264 | 2.4131e-05 | 0.01094 | 3.2741 | 2.7984 | 3.0192 | 0.00012789
3265 | 2.6378e-05 | 0.012055 | 3.2856 | 2.7988 | 3.0192 | 0.0001301
3266 | 2.7834e-05 | 0.014382 | 3.3139 | 2.7993 | 3.0192 | 0.00013061
3267 | 2.8321e-05 | 0.011388 | 3.2784 | 2.7998 | 3.0192 | 0.00013011
3268 | 3.2808e-05 | 0.0058521 | 3.1985 | 2.8002 | 3.0192 | 0.00012955
3269 | 5.02e-05 | 0.0075857 | 3.2279 | 2.8007 | 3.0192 | 0.00012926
3270 | 4.9145e-05 | 0.032856 | 3.4618 | 2.8011 | 3.0192 | 0.00012874
3271 | 5.3598e-05 | 0.04812 | 3.558 | 2.8016 | 3.0192 | 0.00011241
3272 | 1.5748e-05 | 0.065705 | 3.6439 | 2.8021 | 3.0192 | 0.00012216
3273 | 1.1876e-05 | 0.076945 | 3.7159 | 2.8025 | 3.0192 | 0.00012254
3274 | 8.8798e-06 | 0.085588 | 3.7757 | 2.803 | 3.0192 | 0.00012453
3275 | 1.8275e-05 | 0.10486 | 3.912 | 2.8034 | 3.0192 | 0.00012863
3276 | 2.1147e-05 | 0.10437 | 3.9083 | 2.8039 | 3.0192 | 0.00012182
3277 | 2.1366e-05 | 0.11285 | 4.0027 | 2.8044 | 3.0192 | 0.00011748
3278 | 1.8725e-05 | 0.11007 | 3.9726 | 2.8048 | 3.0192 | 0.00011647
3279 | 2.0292e-05 | 0.09404 | 3.8339 | 2.8053 | 3.0192 | 0.00011243
3280 | 1.1088e-05 | 0.108 | 3.9448 | 2.8058 | 3.0192 | 0.00011371
3281 | 2.1525e-05 | 0.10506 | 3.9156 | 2.8062 | 3.0192 | 0.00011868
3282 | 2.11e-05 | 0.095297 | 3.8391 | 2.8067 | 3.0192 | 0.00012016
3283 | 1.7011e-05 | 0.072155 | 3.6819 | 2.8071 | 3.0192 | 0.00011919
3284 | 2.366e-05 | 0.048951 | 3.5655 | 2.8076 | 3.0192 | 0.00012152
3285 | 2.4277e-05 | 0.044982 | 3.5371 | 2.8081 | 3.0192 | 0.00011406
3286 | 1.3831e-05 | 0.026305 | 3.4198 | 2.8085 | 3.0192 | 0.0001186
3287 | 1.5581e-05 | 0.019918 | 3.3721 | 2.809 | 3.0192 | 0.00012264
3288 | 2.1551e-05 | 0.024142 | 3.406 | 2.8095 | 3.0192 | 0.0001184
3289 | 2.2081e-05 | 0.029515 | 3.4435 | 2.8099 | 3.0192 | 0.00011618
3290 | 2.1718e-05 | 0.020909 | 3.3788 | 2.8104 | 3.0192 | 0.00011375
3291 | 2.4571e-05 | 0.015816 | 3.3309 | 2.8108 | 3.0192 | 0.00011419
3292 | 3.0653e-05 | 0.013556 | 3.3048 | 2.8113 | 3.0192 | 0.00011436
3293 | 4.5548e-05 | 0.022206 | 3.391 | 2.8118 | 3.0192 | 0.00011077
3294 | 3.4069e-05 | 0.050254 | 3.573 | 2.8122 | 3.0192 | 0.00011422
3295 | 4.1737e-05 | 0.080405 | 3.7423 | 2.8127 | 3.0192 | 0.00011296
3296 | 1.7445e-05 | 0.099353 | 3.8655 | 2.8132 | 3.0192 | 0.00011277
3297 | 7.1818e-06 | 0.11972 | 4.0663 | 2.8136 | 3.0192 | 0.00010913
3298 | 9.5328e-06 | 0.13227 | 4.2227 | 2.8141 | 3.0192 | 0.00010821
3299 | 1.7448e-05 | 0.13887 | 4.3711 | 2.8146 | 3.0192 | 0.00011759
3300 | 2.245e-05 | 0.14418 | 4.4871 | 2.815 | 3.0192 | 0.00011655
3301 | 2.4131e-05 | 0.14436 | 4.4895 | 2.8155 | 3.0192 | 0.00011521
3302 | 2.1244e-05 | 0.13849 | 4.3554 | 2.8159 | 3.0192 | 0.00011552
3303 | 1.4381e-05 | 0.14132 | 4.4307 | 2.8164 | 3.0192 | 0.00011231
3304 | 2.5399e-05 | 0.1429 | 4.4611 | 2.8169 | 3.0192 | 0.00011361
3305 | 1.0964e-05 | 0.13869 | 4.3666 | 2.8173 | 3.0192 | 0.00011835
3306 | 1.0321e-05 | 0.13205 | 4.2142 | 2.8178 | 3.0192 | 0.00011987
3307 | 1.7906e-05 | 0.12944 | 4.1726 | 2.8183 | 3.0192 | 0.00011902
3308 | 1.9723e-05 | 0.11293 | 4.0027 | 2.8187 | 3.0192 | 0.00012151
3309 | 2.195e-05 | 0.10068 | 3.8761 | 2.8192 | 3.0192 | 0.00011458
3310 | 5.1844e-06 | 0.080136 | 3.7406 | 2.8197 | 3.0192 | 0.00011559
3311 | 1.9295e-06 | 0.060376 | 3.6158 | 2.8201 | 3.0192 | 0.00011743
3312 | 1.744e-06 | 0.045466 | 3.5416 | 2.8206 | 3.0192 | 0.00011676
3313 | 5.7431e-07 | 0.028659 | 3.4351 | 2.8211 | 3.0192 | 0.0001111
3314 | 5.1013e-07 | 0.041977 | 3.5209 | 2.8215 | 3.0192 | 0.00011691
3315 | 5.6694e-07 | 0.029844 | 3.4435 | 2.822 | 3.0192 | 0.00011426
3316 | 1.7609e-06 | 0.022096 | 3.3896 | 2.8225 | 3.0192 | 0.00011384
3317 | 3.4392e-06 | 0.042004 | 3.5209 | 2.8229 | 3.0192 | 0.00011322
3318 | 2.2317e-05 | 0.07702 | 3.7176 | 2.8234 | 3.0192 | 0.00011221
3319 | 3.2112e-05 | 0.10971 | 3.967 | 2.8239 | 3.0192 | 0.00011191
3320 | 1.1657e-05 | 0.12742 | 4.1379 | 2.8243 | 3.0192 | 0.00011265
3321 | 1.6197e-05 | 0.12472 | 4.1137 | 2.8248 | 3.0192 | 0.000112
3322 | 2.1596e-05 | 0.12315 | 4.0938 | 2.8253 | 3.0192 | 0.00011432
3323 | 1.8924e-05 | 0.13299 | 4.2311 | 2.8257 | 3.0192 | 0.00011424
3324 | 2.1609e-05 | 0.13805 | 4.3442 | 2.8262 | 3.0192 | 0.00011423
3325 | 2.9594e-05 | 0.13866 | 4.3621 | 2.8267 | 3.0192 | 0.00011354
3326 | 2.9164e-05 | 0.13741 | 4.3286 | 2.8271 | 3.0192 | 0.00011023
3327 | 1.8609e-05 | 0.043995 | 3.5327 | 2.8276 | 3.0192 | 0.00010585
3328 | 1.0654e-05 | 0.058116 | 3.6065 | 2.8281 | 3.0192 | 0.00011026
3329 | 9.9572e-06 | 0.06545 | 3.6407 | 2.8286 | 3.0192 | 0.00011553
3330 | 9.9805e-06 | 0.057672 | 3.6065 | 2.829 | 3.0192 | 0.00011723
3331 | 1.075e-05 | 0.055129 | 3.5958 | 2.8295 | 3.0192 | 0.00011796
3332 | 2.4285e-05 | 0.042573 | 3.5224 | 2.83 | 3.0192 | 0.00012108
3333 | 1.5316e-05 | 0.043315 | 3.5297 | 2.8304 | 3.0192 | 0.00011694
3334 | 5.2502e-06 | 0.040011 | 3.5092 | 2.8309 | 3.0192 | 0.00011564
3335 | 2.0703e-06 | 0.033054 | 3.4661 | 2.8314 | 3.0192 | 0.000115
3336 | 2.0776e-06 | 0.019778 | 3.3694 | 2.8318 | 3.0192 | 0.00011576
3337 | 1.6508e-06 | 0.016843 | 3.3414 | 2.8323 | 3.0192 | 0.00011415
3338 | 2.2605e-06 | 0.010726 | 3.2716 | 2.8328 | 3.0192 | 0.00011415
3339 | 4.1044e-06 | 0.0075832 | 3.2266 | 2.8333 | 3.0192 | 0.0001144
3340 | 7.0181e-06 | 0.0075742 | 3.2266 | 2.8337 | 3.0192 | 0.0001142
3341 | 2.1384e-05 | 0.0094831 | 3.2539 | 2.8342 | 3.0192 | 0.00011415
3342 | 2.8478e-05 | 0.011905 | 3.2843 | 2.8347 | 3.0192 | 0.0001142
3343 | 2.7777e-05 | 0.012264 | 3.2894 | 2.8351 | 3.0192 | 0.00011259
3344 | 1.27e-05 | 0.024973 | 3.4143 | 2.8356 | 3.0192 | 0.00011197
3345 | 5.8755e-06 | 0.043273 | 3.5297 | 2.8361 | 3.0192 | 0.000113
3346 | 7.6316e-06 | 0.047696 | 3.5565 | 2.8366 | 3.0192 | 0.00011272
3347 | 1.0526e-05 | 0.062584 | 3.6251 | 2.837 | 3.0192 | 0.0001139
3348 | 8.6088e-06 | 0.080357 | 3.7423 | 2.8375 | 3.0192 | 0.00011393
3349 | 1.1294e-05 | 0.09075 | 3.8114 | 2.838 | 3.0192 | 0.00011267
3350 | 8.3971e-06 | 0.096833 | 3.8479 | 2.8384 | 3.0192 | 0.00011342
3351 | 1.7604e-05 | 0.073177 | 3.6852 | 2.8389 | 3.0192 | 0.00010963
3352 | 1.8839e-05 | 0.062245 | 3.6251 | 2.8394 | 3.0192 | 0.00010743
3353 | 3.189e-06 | 0.064879 | 3.6376 | 2.8399 | 3.0192 | 0.00011291
3354 | 8.8823e-06 | 0.081783 | 3.7522 | 2.8403 | 3.0192 | 0.00011424
3355 | 6.192e-06 | 0.030976 | 3.4519 | 2.8408 | 3.0192 | 0.00012098
3356 | 1.182e-05 | 0.014644 | 3.3165 | 2.8413 | 3.0192 | 0.00011413
3357 | 1.388e-05 | 0.011081 | 3.2741 | 2.8418 | 3.0192 | 0.00011395
3358 | 1.1964e-05 | 0.0084379 | 3.2402 | 2.8422 | 3.0192 | 0.00011403
3359 | 1.1028e-05 | 0.0060579 | 3.2022 | 2.8427 | 3.0192 | 0.0001135
3360 | 1.5004e-05 | 0.0034727 | 3.1638 | 2.8432 | 3.0192 | 0.0001139
3361 | 1.823e-05 | 0.0014501 | 3.1333 | 2.8436 | 3.0192 | 0.00011345
3362 | 2.2451e-05 | 0 | 3.1 | 2.8441 | 3.0192 | 0.00011337
3363 | 2.7236e-05 | 0 | 3.0955 | 2.8446 | 3.0192 | 0.00011028
3364 | 3.4479e-05 | 0.00040334 | 3.116 | 2.8451 | 3.0192 | 0.00011195
3365 | 3.5083e-05 | 0.0047203 | 3.1793 | 2.8455 | 3.0192 | 0.00011324
3366 | 4.5532e-05 | 0.007712 | 3.2279 | 2.846 | 3.0192 | 0.00011325
3367 | 6.727e-05 | 0.011491 | 3.2792 | 2.8465 | 3.0192 | 0.00011153
3368 | 2.8135e-05 | 0.020528 | 3.3761 | 2.847 | 3.0192 | 0.00011054
3369 | 2.0457e-05 | 0.027884 | 3.4337 | 2.8474 | 3.0192 | 0.0001129
3370 | 1.249e-05 | 0.041873 | 3.5195 | 2.8479 | 3.0192 | 0.00011314
3371 | 1.9749e-05 | 0.05269 | 3.5851 | 2.8484 | 3.0192 | 0.00011272
3372 | 2.4961e-05 | 0.057613 | 3.6065 | 2.8489 | 3.0192 | 0.00011275
3373 | 2.7208e-05 | 0.043585 | 3.5297 | 2.8493 | 3.0192 | 0.00011115
3374 | 2.2949e-05 | 0.046071 | 3.5431 | 2.8498 | 3.0192 | 0.00011191
3375 | 1.786e-05 | 0.048217 | 3.558 | 2.8503 | 3.0192 | 0.00010935
3376 | 1.4258e-05 | 0.051541 | 3.5775 | 2.8508 | 3.0192 | 0.00011051
3377 | 1.3308e-05 | 0.053593 | 3.5897 | 2.8513 | 3.0192 | 0.00011585
3378 | 2.75e-05 | 0.033066 | 3.4661 | 2.8517 | 3.0192 | 0.00011757
3379 | 1.9603e-05 | 0.02467 | 3.4101 | 2.8522 | 3.0192 | 0.00012115
3380 | 3.1733e-05 | 0.015084 | 3.3204 | 2.8527 | 3.0192 | 0.00011976
3381 | 3.8593e-05 | 0.011063 | 3.2741 | 2.8532 | 3.0192 | 0.00011453
3382 | 3.2392e-05 | 0.0057073 | 3.1961 | 2.8536 | 3.0192 | 0.00011294
3383 | 3.1792e-05 | 0 | 3.0596 | 2.8541 | 3.0192 | 0.00011044
3384 | 4.1708e-05 | 0 | 2.961 | 2.8546 | 3.0192 | 0.00011369
3385 | 5.0717e-05 | 0 | 2.9384 | 2.8551 | 3.0192 | 0.00011387
3386 | 5.5938e-05 | 0 | 2.8784 | 2.8556 | 3.0192 | 0.00011352
3387 | 6.1643e-05 | 0 | 2.8426 | 2.856 | 3.0192 | 0.00011364
3388 | 6.575e-05 | 0 | 2.8207 | 2.8565 | 3.0192 | 0.00011349
3389 | 6.2889e-05 | 0 | 2.9704 | 2.857 | 3.0192 | 0.00011347
3390 | 9.0286e-05 | 0.00042477 | 3.116 | 2.8575 | 3.0192 | 0.00011276
3391 | 6.883e-05 | 0.010442 | 3.2678 | 2.8579 | 3.0192 | 0.0001106
3392 | 3.3285e-05 | 0.012664 | 3.2932 | 2.8584 | 3.0192 | 0.0001105
3393 | 2.5295e-05 | 0.020195 | 3.3748 | 2.8589 | 3.0192 | 0.00011192
3394 | 1.9901e-05 | 0.023045 | 3.3978 | 2.8594 | 3.0192 | 0.00011181
3395 | 2.5175e-05 | 0.043706 | 3.5297 | 2.8599 | 3.0192 | 0.00011398
3396 | 2.7474e-05 | 0.050007 | 3.57 | 2.8603 | 3.0192 | 0.00011331
3397 | 2.5581e-05 | 0.048665 | 3.5625 | 2.8608 | 3.0192 | 0.00011187
3398 | 2.2549e-05 | 0.065555 | 3.6423 | 2.8613 | 3.0192 | 0.00011247
3399 | 1.5501e-05 | 0.068316 | 3.6596 | 2.8618 | 3.0192 | 0.00010818
3400 | 2.0544e-05 | 0.056202 | 3.5989 | 2.8623 | 3.0192 | 0.00010982
3401 | 2.7067e-05 | 0.064184 | 3.6345 | 2.8627 | 3.0192 | 0.00010965
3402 | 1.3642e-05 | 0.050207 | 3.5709 | 2.8632 | 3.0192 | 0.00011228
3403 | 1.7596e-05 | 0.033798 | 3.4689 | 2.8637 | 3.0192 | 0.00011902
3404 | 2.702e-05 | 0.025606 | 3.4157 | 2.8642 | 3.0192 | 0.0001141
3405 | 2.6586e-05 | 0.015371 | 3.3256 | 2.8647 | 3.0192 | 0.00011363
3406 | 2.1842e-05 | 0.011492 | 3.2792 | 2.8651 | 3.0192 | 0.00011344
3407 | 2.3377e-05 | 0.0076467 | 3.2279 | 2.8656 | 3.0192 | 0.00011336
3408 | 2.9947e-05 | 0.0059148 | 3.201 | 2.8661 | 3.0192 | 0.00011283
3409 | 3.0552e-05 | 0.0067495 | 3.2144 | 2.8666 | 3.0192 | 0.00011195
3410 | 3.1786e-05 | 0.0063934 | 3.2058 | 2.8671 | 3.0192 | 0.00011245
3411 | 3.3368e-05 | 0.0054837 | 3.1913 | 2.8676 | 3.0192 | 0.00011175
3412 | 3.6135e-05 | 0.0052157 | 3.1865 | 2.868 | 3.0192 | 0.00011205
3413 | 3.1659e-05 | 0.010306 | 3.2653 | 2.8685 | 3.0192 | 0.00011188
3414 | 4.5407e-05 | 0.014552 | 3.3152 | 2.869 | 3.0192 | 0.00011172
3415 | 5.0214e-05 | 0.021468 | 3.3842 | 2.8695 | 3.0192 | 0.0001094
3416 | 3.0834e-05 | 0.027488 | 3.4295 | 2.87 | 3.0192 | 0.00010933
3417 | 1.6647e-05 | 0.055857 | 3.5973 | 2.8705 | 3.0192 | 0.00010959
3418 | 1.237e-05 | 0.08877 | 3.7994 | 2.8709 | 3.0192 | 0.00010811
3419 | 1.4026e-05 | 0.10443 | 3.9102 | 2.8714 | 3.0192 | 0.00011023
3420 | 2.0634e-05 | 0.11192 | 3.9895 | 2.8719 | 3.0192 | 0.00011038
3421 | 2.0655e-05 | 0.11913 | 4.0565 | 2.8724 | 3.0192 | 0.00011049
3422 | 3.0524e-05 | 0.12445 | 4.1117 | 2.8729 | 3.0192 | 0.00011086
3423 | 1.7393e-05 | 0.12144 | 4.0761 | 2.8734 | 3.0192 | 0.00010994
3424 | 1.2041e-05 | 0.11818 | 4.0487 | 2.8738 | 3.0192 | 0.00010926
3425 | 1.8567e-05 | 0.10532 | 3.9174 | 2.8743 | 3.0192 | 0.00011392
3426 | 8.7985e-06 | 0.10103 | 3.8779 | 2.8748 | 3.0192 | 0.0001152
3427 | 1.0698e-05 | 0.046712 | 3.549 | 2.8753 | 3.0192 | 0.00012365
3428 | 1.9837e-05 | 0.041725 | 3.5195 | 2.8758 | 3.0192 | 0.00011597
3429 | 1.6718e-05 | 0.040337 | 3.5107 | 2.8763 | 3.0192 | 0.00011299
3430 | 7.4359e-06 | 0.041642 | 3.518 | 2.8767 | 3.0192 | 0.000113
3431 | 4.7898e-06 | 0.037226 | 3.4904 | 2.8772 | 3.0192 | 0.00011255
3432 | 5.5828e-06 | 0.015876 | 3.3309 | 2.8776 | 3.0192 | 0.00011178
3433 | 8.5314e-06 | 0.014044 | 3.31 | 2.878 | 3.0192 | 0.00011225
3434 | 1.2307e-05 | 0.011991 | 3.2856 | 2.8783 | 3.0192 | 0.00011171
3435 | 1.5736e-05 | 0.010555 | 3.269 | 2.8787 | 3.0192 | 0.00011152
3436 | 1.9433e-05 | 0.0088069 | 3.2452 | 2.8791 | 3.0192 | 0.00011197
3437 | 4.1271e-05 | 0.011498 | 3.2805 | 2.8794 | 3.0192 | 0.00011206
3438 | 4.1807e-05 | 0.015658 | 3.3269 | 2.8798 | 3.0192 | 0.00011116
3439 | 3.8354e-05 | 0.017873 | 3.352 | 2.8802 | 3.0192 | 0.00011012
3440 | 2.0763e-05 | 0.0097969 | 3.2602 | 2.8805 | 3.0192 | 0.00010962
3441 | 9.5256e-06 | 0.0085925 | 3.2415 | 2.8809 | 3.0192 | 0.00010926
3442 | 1.0591e-05 | 0.017825 | 3.3507 | 2.8813 | 3.0192 | 0.00010856
3443 | 1.733e-05 | 0.020115 | 3.3734 | 2.8816 | 3.0192 | 0.00010997
3444 | 3.8403e-05 | 0.034602 | 3.4775 | 2.882 | 3.0192 | 0.00010934
3445 | 2.5039e-05 | 0.015309 | 3.3243 | 2.8824 | 3.0192 | 0.00010732
3446 | 2.0217e-05 | 0.02681 | 3.424 | 2.8827 | 3.0192 | 0.00010983
3447 | 1.4812e-05 | 0.020965 | 3.3801 | 2.8831 | 3.0192 | 0.00010748
3448 | 1.3523e-05 | 0.028748 | 3.4365 | 2.8835 | 3.0192 | 0.00010966
3449 | 1.9819e-05 | 0.015108 | 3.3214 | 2.8838 | 3.0192 | 0.000115
3450 | 1.0436e-05 | 0.010837 | 3.2728 | 2.8842 | 3.0192 | 0.00011707
3451 | 1.9055e-05 | 0.0043425 | 3.1745 | 2.8846 | 3.0192 | 0.00011872
3452 | 2.9433e-05 | 0.0058526 | 3.1973 | 2.8849 | 3.0192 | 0.00012037
3453 | 3.2051e-05 | 0.00082559 | 3.1218 | 2.8853 | 3.0192 | 0.00011326
3454 | 2.4229e-05 | 0 | 3.0376 | 2.8857 | 3.0192 | 0.00011414
3455 | 2.7788e-05 | 0 | 3.0376 | 2.886 | 3.0192 | 0.00011231
3456 | 3.1868e-05 | 0 | 3.0181 | 2.8864 | 3.0192 | 0.00010972
3457 | 3.3577e-05 | 0 | 2.9925 | 2.8868 | 3.0192 | 0.00011223
3458 | 3.6237e-05 | 0 | 2.9809 | 2.8871 | 3.0192 | 0.00011109
3459 | 3.852e-05 | 0 | 2.9272 | 2.8875 | 3.0192 | 0.00011148
3460 | 4.1706e-05 | 0 | 2.9201 | 2.8879 | 3.0192 | 0.00011171
3461 | 4.5463e-05 | 0 | 2.9988 | 2.8883 | 3.0192 | 0.00011132
3462 | 6.2587e-05 | 0.0044135 | 3.1757 | 2.8886 | 3.0192 | 0.00011076
3463 | 5.9619e-05 | 0.012607 | 3.2932 | 2.889 | 3.0192 | 0.00010882
3464 | 4.0271e-05 | 0.023919 | 3.4028 | 2.8894 | 3.0192 | 0.00010261
3465 | 2.727e-05 | 0.028836 | 3.4365 | 2.8897 | 3.0192 | 0.00010479
3466 | 1.7118e-05 | 0.041494 | 3.5165 | 2.8901 | 3.0192 | 0.00011339
3467 | 2.6272e-05 | 0.041525 | 3.5165 | 2.8905 | 3.0192 | 0.00011938
3468 | 3.1413e-05 | 0.052921 | 3.5851 | 2.8908 | 3.0192 | 0.00011695
3469 | 2.8467e-05 | 0.074668 | 3.7013 | 2.8912 | 3.0192 | 0.00011442
3470 | 2.1243e-05 | 0.064488 | 3.6376 | 2.8916 | 3.0192 | 0.00011433
3471 | 1.7651e-05 | 0.066193 | 3.647 | 2.8919 | 3.0192 | 0.00011103
3472 | 1.2469e-05 | 0.048466 | 3.5595 | 2.8923 | 3.0192 | 0.00011238
3473 | 1.4036e-05 | 0.047556 | 3.555 | 2.8927 | 3.0192 | 0.00011725
3474 | 3.1098e-05 | 0.044839 | 3.5357 | 2.8931 | 3.0192 | 0.00011874
3475 | 2.1187e-05 | 0.040232 | 3.5107 | 2.8934 | 3.0192 | 0.00011782
3476 | 3.5984e-05 | 0.032738 | 3.4618 | 2.8938 | 3.0192 | 0.00012027
3477 | 2.4128e-05 | 0.026162 | 3.4184 | 2.8942 | 3.0192 | 0.00011333
3478 | 1.7862e-05 | 0.020002 | 3.3721 | 2.8945 | 3.0192 | 0.00011676
3479 | 1.8202e-05 | 0.020818 | 3.3788 | 2.8949 | 3.0192 | 0.00011672
3480 | 2.0441e-05 | 0.016488 | 3.3388 | 2.8953 | 3.0192 | 0.00011304
3481 | 2.2223e-05 | 0.014063 | 3.31 | 2.8956 | 3.0192 | 0.00011339
3482 | 2.4977e-05 | 0.014163 | 3.3113 | 2.896 | 3.0192 | 0.00011247
3483 | 2.6867e-05 | 0.0098139 | 3.2602 | 2.8964 | 3.0192 | 0.00011274
3484 | 3.2568e-05 | 0.0092093 | 3.2514 | 2.8968 | 3.0192 | 0.00011231
3485 | 3.8145e-05 | 0.014696 | 3.3178 | 2.8971 | 3.0192 | 0.00011233
3486 | 4.363e-05 | 0.018333 | 3.3587 | 2.8975 | 3.0192 | 0.00011286
3487 | 5.3433e-05 | 0.027192 | 3.4267 | 2.8979 | 3.0192 | 0.00010983
3488 | 4.2917e-05 | 0.032385 | 3.4618 | 2.8982 | 3.0192 | 0.00010325
3489 | 3.0127e-05 | 0.042567 | 3.5224 | 2.8986 | 3.0192 | 0.00011171
3490 | 1.5313e-05 | 0.04627 | 3.5431 | 2.899 | 3.0192 | 0.00011781
3491 | 2.5247e-05 | 0.052592 | 3.5851 | 2.8994 | 3.0192 | 0.00012161
3492 | 2.5214e-05 | 0.058823 | 3.6112 | 2.8997 | 3.0192 | 0.00011971
3493 | 2.2246e-05 | 0.06818 | 3.6549 | 2.9001 | 3.0192 | 0.00011579
3494 | 2.1362e-05 | 0.063065 | 3.6282 | 2.9005 | 3.0192 | 0.00011481
3495 | 1.4933e-05 | 0.063628 | 3.6313 | 2.9008 | 3.0192 | 0.00011093
3496 | 1.378e-05 | 0.063513 | 3.6313 | 2.9012 | 3.0192 | 0.00011218
3497 | 1.1656e-05 | 0.061484 | 3.6236 | 2.9016 | 3.0192 | 0.00011706
3498 | 8.6367e-06 | 0.053828 | 3.5912 | 2.902 | 3.0192 | 0.00011855
3499 | 1.9284e-05 | 0.046787 | 3.549 | 2.9023 | 3.0192 | 0.000118
3500 | 3.0809e-05 | 0.035303 | 3.4818 | 2.9027 | 3.0192 | 0.00012063
3501 | 3.0955e-05 | 0.035315 | 3.4818 | 2.9031 | 3.0192 | 0.00011348
3502 | 1.9197e-05 | 0.023669 | 3.4019 | 2.9035 | 3.0192 | 0.00011884
3503 | 2.0154e-05 | 0.022147 | 3.3896 | 2.9038 | 3.0192 | 0.0001234
3504 | 2.3533e-05 | 0.022908 | 3.3964 | 2.9042 | 3.0192 | 0.00012587
3505 | 2.4167e-05 | 0.0074855 | 3.2229 | 2.9046 | 3.0192 | 0.00012796
3506 | 3.1702e-05 | 0.0099575 | 3.2615 | 2.9049 | 3.0192 | 0.00012911
3507 | 3.4687e-05 | 0.0080433 | 3.234 | 2.9053 | 3.0192 | 0.00012859
3508 | 4.0885e-05 | 0.0063524 | 3.2058 | 2.9057 | 3.0192 | 0.00012305
3509 | 5.2812e-05 | 0.0063583 | 3.2058 | 2.9061 | 3.0192 | 0.00012268
3510 | 5.942e-05 | 0.0069199 | 3.2168 | 2.9064 | 3.0192 | 0.00011411
3511 | 5.8407e-05 | 0.01261 | 3.2932 | 2.9068 | 3.0192 | 0.00010286
3512 | 3.1785e-05 | 0.019028 | 3.3627 | 2.9072 | 3.0192 | 0.00011432
3513 | 1.7475e-05 | 0.017774 | 3.3507 | 2.9076 | 3.0192 | 0.00011984
3514 | 1.0459e-05 | 0.028101 | 3.4337 | 2.9079 | 3.0192 | 0.00012018
3515 | 1.9312e-05 | 0.025848 | 3.417 | 2.9083 | 3.0192 | 0.00012591
3516 | 2.1578e-05 | 0.02664 | 3.4226 | 2.9087 | 3.0192 | 0.0001201
3517 | 1.2418e-05 | 0.027406 | 3.4281 | 2.9091 | 3.0192 | 0.00011556
3518 | 9.747e-06 | 0.027462 | 3.4281 | 2.9094 | 3.0192 | 0.0001146
3519 | 1.034e-05 | 0.032977 | 3.4647 | 2.9098 | 3.0192 | 0.00011076
3520 | 7.2278e-06 | 0.020789 | 3.3774 | 2.9102 | 3.0192 | 0.00011199
3521 | 1.0335e-05 | 0.017331 | 3.3454 | 2.9106 | 3.0192 | 0.00011686
3522 | 1.2325e-05 | 0.011757 | 3.2843 | 2.9109 | 3.0192 | 0.00011836
3523 | 1.7295e-05 | 0.0085806 | 3.2402 | 2.9113 | 3.0192 | 0.00011781
3524 | 2.9291e-05 | 0.0052887 | 3.1877 | 2.9117 | 3.0192 | 0.00012043
3525 | 4.019e-05 | 0.0021577 | 3.1462 | 2.9121 | 3.0192 | 0.00011329
3526 | 3.5228e-05 | 0.0010565 | 3.1264 | 2.9124 | 3.0192 | 0.00011864
3527 | 3.6886e-05 | 0 | 3.1069 | 2.9128 | 3.0192 | 0.00012321
3528 | 4.0045e-05 | 0 | 3.0831 | 2.9132 | 3.0192 | 0.00012572
3529 | 4.1549e-05 | 0 | 3.0475 | 2.9136 | 3.0192 | 0.00012808
3530 | 4.4684e-05 | 0 | 3.0464 | 2.9139 | 3.0192 | 0.00012899
3531 | 4.693e-05 | 0 | 3.0224 | 2.9143 | 3.0192 | 0.00012907
3532 | 5.0818e-05 | 0 | 3.0074 | 2.9147 | 3.0192 | 0.00012847
3533 | 5.1607e-05 | 0 | 3.0268 | 2.9151 | 3.0192 | 0.00012696
3534 | 7.8789e-05 | 0 | 3.0864 | 2.9154 | 3.0192 | 0.00012274
3535 | 6.669e-05 | 0 | 3.1091 | 2.9158 | 3.0192 | 0.00011425
3536 | 5.044e-05 | 0.0032119 | 3.1591 | 2.9162 | 3.0192 | 0.00011895
3537 | 2.7759e-05 | 0.0052472 | 3.1877 | 2.9166 | 3.0192 | 0.000119
3538 | 2.0122e-05 | 0.01567 | 3.3282 | 2.9169 | 3.0192 | 0.0001195
3539 | 2.2893e-05 | 0.011684 | 3.283 | 2.9173 | 3.0192 | 0.00012366
3540 | 3.0466e-05 | 0.021527 | 3.3842 | 2.9177 | 3.0192 | 0.00011847
3541 | 3.5631e-05 | 0.02008 | 3.3721 | 2.9181 | 3.0192 | 0.00011487
3542 | 2.8529e-05 | 0.018726 | 3.3587 | 2.9184 | 3.0192 | 0.00011432
3543 | 2.2107e-05 | 0.014155 | 3.3113 | 2.9188 | 3.0192 | 0.00011057
3544 | 2.11e-05 | 0.013868 | 3.3087 | 2.9192 | 3.0192 | 0.00011179
3545 | 2.4299e-05 | 0.0074441 | 3.2229 | 2.9196 | 3.0192 | 0.00011666
3546 | 2.4561e-05 | 0.0050633 | 3.1853 | 2.9199 | 3.0192 | 0.00011816
3547 | 3.7862e-05 | 0 | 3.0797 | 2.9203 | 3.0192 | 0.00011761
3548 | 4.9749e-05 | 0 | 3.0977 | 2.9207 | 3.0192 | 0.00011999
3549 | 5.188e-05 | 0 | 3.0707 | 2.9211 | 3.0192 | 0.0001131
3550 | 4.6539e-05 | 0 | 3.0786 | 2.9215 | 3.0192 | 0.0001181
3551 | 4.5626e-05 | 0 | 3.0127 | 2.9218 | 3.0192 | 0.00011615
3552 | 4.9596e-05 | 0 | 3.0063 | 2.9222 | 3.0192 | 0.00011478
3553 | 5.1203e-05 | 0 | 3.0063 | 2.9226 | 3.0192 | 0.00011251
3554 | 5.2473e-05 | 0 | 2.9946 | 2.923 | 3.0192 | 0.00011261
3555 | 5.426e-05 | 0 | 2.9798 | 2.9233 | 3.0192 | 0.00011244
3556 | 5.1762e-05 | 0 | 2.9872 | 2.9237 | 3.0192 | 0.00011179
3557 | 5.9115e-05 | 0 | 2.9946 | 2.9241 | 3.0192 | 0.00011222
3558 | 4.9629e-05 | 0 | 3.0074 | 2.9245 | 3.0192 | 0.00011177
3559 | 6.5267e-05 | 0 | 3.0333 | 2.9249 | 3.0192 | 0.00011082
3560 | 3.3379e-05 | 0 | 3.0707 | 2.9252 | 3.0192 | 0.00010187
3561 | 2.4145e-05 | 0 | 3.0674 | 2.9256 | 3.0192 | 0.00010745
3562 | 1.715e-05 | 0 | 3.0977 | 2.926 | 3.0192 | 0.00011606
3563 | 2.4956e-05 | 0.0005672 | 3.1172 | 2.9264 | 3.0192 | 0.00011916
3564 | 2.5989e-05 | 0 | 3.0977 | 2.9267 | 3.0192 | 0.0001167
3565 | 3.3779e-05 | 0 | 3.0707 | 2.9271 | 3.0192 | 0.00011397
3566 | 3.2906e-05 | 0 | 3.0921 | 2.9275 | 3.0192 | 0.00011334
3567 | 2.3457e-05 | 0 | 3.0786 | 2.9279 | 3.0192 | 0.00011028
3568 | 2.0483e-05 | 0 | 3.0596 | 2.9283 | 3.0192 | 0.00011159
3569 | 1.6829e-05 | 0 | 3.0977 | 2.9286 | 3.0192 | 0.00011647
3570 | 2.1004e-05 | 0 | 3.0464 | 2.929 | 3.0192 | 0.00011797
3571 | 2.9198e-05 | 0 | 3.0192 | 2.9294 | 3.0192 | 0.00011742
3572 | 3.7636e-05 | 0 | 3.0203 | 2.9298 | 3.0192 | 0.00011979
3573 | 3.6619e-05 | 0 | 3.0214 | 2.9302 | 3.0192 | 0.00011239
3574 | 3.0167e-05 | 0 | 2.9861 | 2.9305 | 3.0192 | 0.00011785
3575 | 2.9598e-05 | 0 | 2.9725 | 2.9309 | 3.0192 | 0.00011678
3576 | 3.2369e-05 | 0 | 2.9725 | 2.9313 | 3.0192 | 0.00011964
3577 | 3.3296e-05 | 0 | 2.9621 | 2.9317 | 3.0192 | 0.0001139
3578 | 3.4862e-05 | 0 | 2.9621 | 2.9321 | 3.0192 | 0.00011367
3579 | 3.6608e-05 | 0 | 2.9548 | 2.9324 | 3.0192 | 0.00011247
3580 | 4.0506e-05 | 0 | 2.9363 | 2.9328 | 3.0192 | 0.00011216
3581 | 4.1004e-05 | 0 | 2.9538 | 2.9332 | 3.0192 | 0.00011222
3582 | 6.8939e-05 | 0 | 2.9704 | 2.9336 | 3.0192 | 0.00011183
3583 | 4.9715e-05 | 0 | 3.0431 | 2.934 | 3.0192 | 0.0001091
3584 | 4.0561e-05 | 0 | 3.1012 | 2.9343 | 3.0192 | 0.00010321
3585 | 3.8437e-05 | 0.0030339 | 3.1579 | 2.9347 | 3.0192 | 0.00011403
3586 | 3.7415e-05 | 0.0030397 | 3.1579 | 2.9351 | 3.0192 | 0.00011716
3587 | 3.4177e-05 | 0.0043517 | 3.1757 | 2.9355 | 3.0192 | 0.00012165
3588 | 3.4725e-05 | 0.0084379 | 3.2402 | 2.9359 | 3.0192 | 0.00011855
3589 | 3.6274e-05 | 0.01313 | 3.2997 | 2.9362 | 3.0192 | 0.0001148
3590 | 3.2418e-05 | 0.010805 | 3.2716 | 2.9366 | 3.0192 | 0.00011401
3591 | 3.0595e-05 | 0.0089572 | 3.2464 | 2.937 | 3.0192 | 0.00011021
3592 | 2.0174e-05 | 0.010962 | 3.2741 | 2.9374 | 3.0192 | 0.0001114
3593 | 1.6898e-05 | 0.011141 | 3.2754 | 2.9378 | 3.0192 | 0.00011626
3594 | 1.8063e-05 | 0.0063524 | 3.2058 | 2.9381 | 3.0192 | 0.00011777
3595 | 2.8651e-05 | 0.0065744 | 3.2107 | 2.9385 | 3.0192 | 0.00011723
3596 | 5.1081e-05 | 0.0036036 | 3.165 | 2.9389 | 3.0192 | 0.0001198
3597 | 4.2739e-05 | 0 | 3.0864 | 2.9393 | 3.0192 | 0.00011273
3598 | 3.7681e-05 | 0 | 3.0464 | 2.9397 | 3.0192 | 0.00011787
3599 | 3.8215e-05 | 0 | 2.9363 | 2.9401 | 3.0192 | 0.00012213
3600 | 4.3044e-05 | 0 | 2.8599 | 2.9404 | 3.0192 | 0.00012406
3601 | 4.6826e-05 | 0 | 2.8686 | 2.9408 | 3.0192 | 0.00012665
3602 | 4.9172e-05 | 0 | 2.8067 | 2.9412 | 3.0192 | 0.00012274
3603 | 5.2884e-05 | 0 | 2.7385 | 2.9416 | 3.0192 | 0.00012193
3604 | 6.0344e-05 | 0 | 2.7385 | 2.942 | 3.0192 | 0.00011365
3605 | 6.2033e-05 | 0 | 2.8512 | 2.9424 | 3.0192 | 0.00010805
3606 | 8.6084e-05 | 0 | 2.9872 | 2.9427 | 3.0192 | 0.00011188
3607 | 7.3539e-05 | 0.0040787 | 3.1709 | 2.9431 | 3.0192 | 0.000105
3608 | 4.7091e-05 | 0.015036 | 3.3204 | 2.9435 | 3.0192 | 0.00010898
3609 | 2.5142e-05 | 0.023462 | 3.4019 | 2.9439 | 3.0192 | 0.00011832
3610 | 2.464e-05 | 0.032204 | 3.459 | 2.9443 | 3.0192 | 0.00011872
3611 | 2.3447e-05 | 0.035036 | 3.4789 | 2.9447 | 3.0192 | 0.00012435
3612 | 2.959e-05 | 0.026071 | 3.417 | 2.945 | 3.0192 | 0.00011936
3613 | 2.6388e-05 | 0.030529 | 3.4505 | 2.9454 | 3.0192 | 0.00011484
3614 | 2.787e-05 | 0.038424 | 3.4976 | 2.9458 | 3.0192 | 0.00011382
3615 | 2.321e-05 | 0.0434 | 3.5297 | 2.9462 | 3.0192 | 0.00011003
3616 | 2.0773e-05 | 0.033024 | 3.4647 | 2.9466 | 3.0192 | 0.00011121
3617 | 1.8509e-05 | 0.038601 | 3.4991 | 2.947 | 3.0192 | 0.00011607
3618 | 1.299e-05 | 0.023569 | 3.4019 | 2.9473 | 3.0192 | 0.00011758
3619 | 1.9483e-05 | 0.016239 | 3.3348 | 2.9477 | 3.0192 | 0.00011704
3620 | 3.9435e-05 | 0.010922 | 3.2741 | 2.9481 | 3.0192 | 0.0001196
3621 | 3.4752e-05 | 0.0079626 | 3.234 | 2.9485 | 3.0192 | 0.00011255
3622 | 2.9851e-05 | 0.0044455 | 3.1757 | 2.9489 | 3.0192 | 0.00011783
3623 | 2.851e-05 | 0 | 3.1012 | 2.9493 | 3.0192 | 0.00012242
3624 | 3.3117e-05 | 0 | 3.0289 | 2.9497 | 3.0192 | 0.00012494
3625 | 3.6568e-05 | 0 | 3.0652 | 2.9501 | 3.0192 | 0.0001273
3626 | 3.8192e-05 | 0 | 3.0289 | 2.9505 | 3.0192 | 0.00012815
3627 | 4.1477e-05 | 0 | 3.1012 | 2.9509 | 3.0192 | 0.00012801
3628 | 3.734e-05 | 0.00099138 | 3.1241 | 2.9513 | 3.0192 | 0.00012747
3629 | 4.503e-05 | 0.00099138 | 3.1241 | 2.9517 | 3.0192 | 0.00012696
3630 | 5.074e-05 | 0.0028956 | 3.1556 | 2.9521 | 3.0192 | 0.00012667
3631 | 6.6475e-05 | 0.0034964 | 3.165 | 2.9525 | 3.0192 | 0.00012555
3632 | 3.0602e-05 | 0.0093054 | 3.2527 | 2.9529 | 3.0192 | 0.00012601
3633 | 1.3353e-05 | 0.013032 | 3.2984 | 2.9533 | 3.0192 | 0.00012455
3634 | 1.6287e-05 | 0.02126 | 3.3829 | 2.9537 | 3.0192 | 0.00012352
3635 | 2.6433e-05 | 0.019437 | 3.3653 | 2.9541 | 3.0192 | 0.00012554
3636 | 2.0048e-05 | 0.015201 | 3.3243 | 2.9545 | 3.0192 | 0.00011917
3637 | 2.2607e-05 | 0.016113 | 3.3335 | 2.9549 | 3.0192 | 0.00011458
3638 | 2.0835e-05 | 0.027129 | 3.4267 | 2.9553 | 3.0192 | 0.00011363
3639 | 1.6795e-05 | 0.026747 | 3.4226 | 2.9557 | 3.0192 | 0.00010986
3640 | 1.4358e-05 | 0.01828 | 3.356 | 2.9561 | 3.0192 | 0.00011101
3641 | 1.0781e-05 | 0.00068771 | 3.1172 | 2.9565 | 3.0192 | 0.00011587
3642 | 1.6942e-05 | 0.0028104 | 3.152 | 2.9569 | 3.0192 | 0.00011739
3643 | 2.0661e-05 | 0.0028959 | 3.1544 | 2.9573 | 3.0192 | 0.00011685
3644 | 2.8827e-05 | 0.001274 | 3.1299 | 2.9577 | 3.0192 | 0.0001194
3645 | 2.9602e-05 | 0 | 3.0652 | 2.9581 | 3.0192 | 0.00011237
3646 | 2.9632e-05 | 0 | 3.0652 | 2.9585 | 3.0192 | 0.00011764
3647 | 2.5177e-05 | 0 | 3.0355 | 2.9589 | 3.0192 | 0.00012222
3648 | 2.8132e-05 | 0 | 2.9957 | 2.9593 | 3.0192 | 0.00012474
3649 | 3.0252e-05 | 0 | 2.9683 | 2.9597 | 3.0192 | 0.00012711
3650 | 3.2886e-05 | 0 | 2.9559 | 2.9601 | 3.0192 | 0.00012803
3651 | 3.511e-05 | 0 | 2.9292 | 2.9605 | 3.0192 | 0.00012819
3652 | 3.7521e-05 | 0 | 2.9292 | 2.9609 | 3.0192 | 0.0001282
3653 | 4.5028e-05 | 0 | 2.9384 | 2.9613 | 3.0192 | 0.00012819
3654 | 4.3891e-05 | 0 | 3.0977 | 2.9617 | 3.0192 | 0.00012818
3655 | 4.5606e-05 | 0.0052472 | 3.1877 | 2.9621 | 3.0192 | 0.00012802
3656 | 4.2396e-05 | 0.011124 | 3.2754 | 2.9625 | 3.0192 | 0.00012743
3657 | 1.1305e-05 | 0.0098134 | 3.2602 | 2.9629 | 3.0192 | 0.00012502
3658 | 1.5446e-05 | 0.013903 | 3.3087 | 2.9633 | 3.0192 | 0.0001234
3659 | 2.2671e-05 | 0.029952 | 3.4449 | 2.9637 | 3.0192 | 0.00012533
3660 | 1.9503e-05 | 0.042101 | 3.5209 | 2.9641 | 3.0192 | 0.00011899
3661 | 2.2844e-05 | 0.038188 | 3.4976 | 2.9645 | 3.0192 | 0.00011438
3662 | 2.2868e-05 | 0.042084 | 3.5209 | 2.9649 | 3.0192 | 0.00011344
3663 | 1.846e-05 | 0.056633 | 3.6019 | 2.9653 | 3.0192 | 0.00010968
3664 | 1.0563e-05 | 0.074414 | 3.6981 | 2.9657 | 3.0192 | 0.00011082
3665 | 1.1292e-05 | 0.053962 | 3.5928 | 2.9661 | 3.0192 | 0.00011568
3666 | 9.3716e-06 | 0.043975 | 3.5327 | 2.9665 | 3.0192 | 0.0001172
3667 | 1.1317e-05 | 0.036397 | 3.4861 | 2.9669 | 3.0192 | 0.00011667
3668 | 2.8472e-05 | 0.02435 | 3.4074 | 2.9673 | 3.0192 | 0.0001192
3669 | 2.1569e-05 | 0.013839 | 3.3087 | 2.9677 | 3.0192 | 0.00011218
3670 | 1.0877e-05 | 0.0093812 | 3.2527 | 2.9681 | 3.0192 | 0.00011744
3671 | 1.0233e-05 | 0.0051108 | 3.1865 | 2.9685 | 3.0192 | 0.00012203
3672 | 1.4535e-05 | 0.00071817 | 3.1183 | 2.9689 | 3.0192 | 0.00012455
3673 | 1.8131e-05 | 0 | 2.9767 | 2.9693 | 3.0192 | 0.00012692
3674 | 2.5228e-05 | 0 | 2.9323 | 2.9697 | 3.0192 | 0.00012784
3675 | 3.1279e-05 | 0 | 2.9161 | 2.9701 | 3.0192 | 0.000128
3676 | 3.6881e-05 | 0 | 2.9538 | 2.9705 | 3.0192 | 0.00012801
3677 | 5.3638e-05 | 0 | 3.0674 | 2.9709 | 3.0192 | 0.000128
3678 | 4.1659e-05 | 0.0060573 | 3.2034 | 2.9713 | 3.0192 | 0.00012799
3679 | 3.5209e-05 | 0.019671 | 3.368 | 2.9718 | 3.0192 | 0.00012782
3680 | 1.3607e-05 | 0.045407 | 3.5416 | 2.9722 | 3.0192 | 0.00012724
3681 | 9.3333e-06 | 0.070681 | 3.6739 | 2.9726 | 3.0192 | 0.00012484
3682 | 5.6617e-06 | 0.079565 | 3.7356 | 2.973 | 3.0192 | 0.00012322
3683 | 1.0281e-05 | 0.079623 | 3.7356 | 2.9734 | 3.0192 | 0.00012511
3684 | 1.1939e-05 | 0.096488 | 3.8461 | 2.9738 | 3.0192 | 0.00011884
3685 | 8.3722e-06 | 0.10296 | 3.8957 | 2.9742 | 3.0192 | 0.00011419
3686 | 9.0601e-06 | 0.10289 | 3.8957 | 2.9746 | 3.0192 | 0.00011324
3687 | 9.8496e-06 | 0.10378 | 3.8993 | 2.975 | 3.0192 | 0.00010951
3688 | 3.763e-06 | 0.10016 | 3.8725 | 2.9754 | 3.0192 | 0.00011063
3689 | 1.847e-05 | 0.10709 | 3.9375 | 2.9758 | 3.0192 | 0.00011548
3690 | 1.5699e-05 | 0.098666 | 3.8637 | 2.9762 | 3.0192 | 0.00011701
3691 | 1.5721e-05 | 0.065722 | 3.6439 | 2.9766 | 3.0192 | 0.00011648
3692 | 1.1466e-05 | 0.036885 | 3.489 | 2.977 | 3.0192 | 0.000119
3693 | 1.7348e-05 | 0.025044 | 3.4143 | 2.9774 | 3.0192 | 0.00011199
3694 | 1.2188e-05 | 0.016552 | 3.3401 | 2.9778 | 3.0192 | 0.00011724
3695 | 1.2982e-05 | 0.011889 | 3.2843 | 2.9782 | 3.0192 | 0.00012184
3696 | 1.8155e-05 | 0.0074389 | 3.2217 | 2.9786 | 3.0192 | 0.00012436
3697 | 2.2507e-05 | 0.0032887 | 3.1615 | 2.979 | 3.0192 | 0.00012673
3698 | 2.7769e-05 | 0.001088 | 3.1275 | 2.9794 | 3.0192 | 0.00012765
3699 | 3.3419e-05 | 0 | 3.0842 | 2.9798 | 3.0192 | 0.00012781
3700 | 3.6987e-05 | 0 | 3.0797 | 2.9802 | 3.0192 | 0.00012782
3701 | 5.6691e-05 | 0.00082559 | 3.1218 | 2.9807 | 3.0192 | 0.00012781
3702 | 5.167e-05 | 0.0066329 | 3.2107 | 2.9811 | 3.0192 | 0.0001278
3703 | 4.9815e-05 | 0.012937 | 3.2977 | 2.9815 | 3.0192 | 0.00012762
3704 | 1.8207e-05 | 0.0251 | 3.4143 | 2.9819 | 3.0192 | 0.00012706
3705 | 1.1055e-05 | 0.045538 | 3.5416 | 2.9823 | 3.0192 | 0.00012466
3706 | 9.5692e-06 | 0.063121 | 3.6282 | 2.9827 | 3.0192 | 0.00012303
3707 | 1.4497e-05 | 0.078071 | 3.7241 | 2.9831 | 3.0192 | 0.0001249
3708 | 2.0159e-05 | 0.088638 | 3.7977 | 2.9835 | 3.0192 | 0.00011865
3709 | 2.3536e-05 | 0.094617 | 3.8356 | 2.9839 | 3.0192 | 0.000114
3710 | 1.9565e-05 | 0.098017 | 3.8566 | 2.9843 | 3.0192 | 0.00011306
3711 | 1.7146e-05 | 0.10611 | 3.9265 | 2.9847 | 3.0192 | 0.00010932
3712 | 1.4391e-05 | 0.10507 | 3.9156 | 2.9851 | 3.0192 | 0.00011043
3713 | 1.9031e-05 | 0.10439 | 3.9102 | 2.9855 | 3.0192 | 0.00011528
3714 | 1.686e-05 | 0.10113 | 3.8779 | 2.9859 | 3.0192 | 0.00011682
3715 | 2.7768e-05 | 0.07766 | 3.7225 | 2.9863 | 3.0192 | 0.00011629
3716 | 2.4156e-05 | 0.046665 | 3.5475 | 2.9868 | 3.0192 | 0.00011881
3717 | 1.5423e-05 | 0.023108 | 3.3992 | 2.9872 | 3.0192 | 0.00011181
3718 | 8.6163e-06 | 0.013432 | 3.3035 | 2.9876 | 3.0192 | 0.00011704
3719 | 8.772e-06 | 0.0094725 | 3.2539 | 2.988 | 3.0192 | 0.00012165
3720 | 1.4085e-05 | 0.0072257 | 3.2192 | 2.9884 | 3.0192 | 0.00012417
3721 | 1.7504e-05 | 0.0065829 | 3.2107 | 2.9888 | 3.0192 | 0.00012654
3722 | 2.0607e-05 | 0.0060005 | 3.201 | 2.9892 | 3.0192 | 0.00012747
3723 | 2.3361e-05 | 0.0051278 | 3.1865 | 2.9896 | 3.0192 | 0.00012763
3724 | 2.9671e-05 | 0.0059808 | 3.201 | 2.99 | 3.0192 | 0.00012763
3725 | 3.6606e-05 | 0.013467 | 3.3039 | 2.9904 | 3.0192 | 0.00012762
3726 | 4.7065e-05 | 0.022955 | 3.3978 | 2.9908 | 3.0192 | 0.00012762
3727 | 3.2605e-05 | 0.047918 | 3.558 | 2.9912 | 3.0192 | 0.00012757
3728 | 1.1952e-05 | 0.080481 | 3.7423 | 2.9917 | 3.0192 | 0.00012687
3729 | 7.5782e-06 | 0.094732 | 3.8356 | 2.9921 | 3.0192 | 0.00012447
3730 | 8.3122e-06 | 0.10417 | 3.9065 | 2.9925 | 3.0192 | 0.00012285
3731 | 1.5499e-05 | 0.11753 | 4.0468 | 2.9929 | 3.0192 | 0.00012469
3732 | 1.8277e-05 | 0.12604 | 4.1258 | 2.9933 | 3.0192 | 0.00011848
3733 | 2.3295e-05 | 0.11512 | 4.0237 | 2.9937 | 3.0192 | 0.00011381
3734 | 2.779e-05 | 0.087266 | 3.7875 | 2.9941 | 3.0192 | 0.00011287
3735 | 1.6942e-05 | 0.075952 | 3.7094 | 2.9945 | 3.0192 | 0.00010915
3736 | 1.1854e-05 | 0.071449 | 3.6771 | 2.9949 | 3.0192 | 0.00011024
3737 | 2.5471e-05 | 0.064364 | 3.6345 | 2.9953 | 3.0192 | 0.0001151
3738 | 1.9713e-05 | 0.053097 | 3.5867 | 2.9957 | 3.0192 | 0.00011663
3739 | 1.4856e-05 | 0.045601 | 3.5416 | 2.9962 | 3.0192 | 0.0001161
3740 | 1.8264e-05 | 0.045233 | 3.5371 | 2.9966 | 3.0192 | 0.00011861
3741 | 1.496e-05 | 0.056045 | 3.5973 | 2.997 | 3.0192 | 0.00011163
3742 | 5.6538e-06 | 0.050344 | 3.573 | 2.9974 | 3.0192 | 0.00011684
3743 | 2.3515e-06 | 0.043632 | 3.5297 | 2.9978 | 3.0192 | 0.00012145
3744 | 2.8308e-06 | 0.037132 | 3.4904 | 2.9982 | 3.0192 | 0.00012397
3745 | 2.3479e-06 | 0.035957 | 3.4832 | 2.9986 | 3.0192 | 0.00012635
3746 | 2.8035e-06 | 0.03017 | 3.4477 | 2.999 | 3.0192 | 0.00012728
3747 | 4.928e-06 | 0.029979 | 3.4477 | 2.9994 | 3.0192 | 0.00012744
3748 | 6.6309e-06 | 0.021813 | 3.3877 | 2.9999 | 3.0192 | 0.00012745
3749 | 2.1807e-05 | 0.023705 | 3.4019 | 3.0003 | 3.0192 | 0.00012744
3750 | 2.1225e-05 | 0.025075 | 3.4143 | 3.0007 | 3.0192 | 0.00012743
3751 | 1.487e-05 | 0.03393 | 3.4689 | 3.0011 | 3.0192 | 0.00012737
3752 | 1.2299e-05 | 0.034427 | 3.476 | 3.0015 | 3.0192 | 0.00012668
3753 | 1.1167e-05 | 0.047228 | 3.5505 | 3.0019 | 3.0192 | 0.00012429
3754 | 8.0406e-06 | 0.060095 | 3.6158 | 3.0023 | 3.0192 | 0.00012266
3755 | 1.4513e-05 | 0.068522 | 3.6596 | 3.0027 | 3.0192 | 0.00012441
3756 | 1.9398e-05 | 0.082211 | 3.7556 | 3.0031 | 3.0192 | 0.00011828
3757 | 2.8194e-05 | 0.078495 | 3.7274 | 3.0036 | 3.0192 | 0.00011362
3758 | 2.0657e-05 | 0.097693 | 3.8549 | 3.004 | 3.0192 | 0.00011268
3759 | 1.458e-05 | 0.086521 | 3.7841 | 3.0044 | 3.0192 | 0.00010898
3760 | 2.228e-05 | 0.075215 | 3.7045 | 3.0048 | 3.0192 | 0.00011006
3761 | 1.6283e-05 | 0.073539 | 3.6916 | 3.0052 | 3.0192 | 0.0001149
3762 | 1.509e-05 | 0.038882 | 3.5034 | 3.0056 | 3.0192 | 0.00011645
3763 | 2.7457e-05 | 0.016799 | 3.3414 | 3.006 | 3.0192 | 0.00011592
3764 | 2.4865e-05 | 0.0079549 | 3.2328 | 3.0064 | 3.0192 | 0.00011841
3765 | 3.5499e-05 | 0.0067537 | 3.2156 | 3.0069 | 3.0192 | 0.00011145
3766 | 2.6427e-05 | 0.0059148 | 3.201 | 3.0073 | 3.0192 | 0.00011665
3767 | 2.6911e-05 | 0.0057637 | 3.1961 | 3.0077 | 3.0192 | 0.00012126
3768 | 3.0325e-05 | 0.0035753 | 3.165 | 3.0081 | 3.0192 | 0.00012378
3769 | 3.3186e-05 | 0.0021983 | 3.1462 | 3.0085 | 3.0192 | 0.00012616
3770 | 3.6982e-05 | 0.0041801 | 3.1721 | 3.0089 | 3.0192 | 0.00012709
3771 | 3.8893e-05 | 0.0074304 | 3.2217 | 3.0093 | 3.0192 | 0.00012725
3772 | 3.6836e-05 | 0.0085866 | 3.2415 | 3.0098 | 3.0192 | 0.00012726
3773 | 4.3787e-05 | 0.008773 | 3.2452 | 3.0102 | 3.0192 | 0.00012725
3774 | 4.7962e-05 | 0.0085808 | 3.2415 | 3.0106 | 3.0192 | 0.00012725
3775 | 3.5737e-05 | 0.011587 | 3.2817 | 3.011 | 3.0192 | 0.00012718
3776 | 1.4612e-05 | 0.018969 | 3.3627 | 3.0114 | 3.0192 | 0.0001265
3777 | 1.4212e-05 | 0.022591 | 3.3951 | 3.0118 | 3.0192 | 0.00012411
3778 | 1.1306e-05 | 0.041186 | 3.5136 | 3.0122 | 3.0192 | 0.00012248
3779 | 1.6479e-05 | 0.043484 | 3.5297 | 3.0127 | 3.0192 | 0.0001242
3780 | 2.2525e-05 | 0.047084 | 3.5505 | 3.0131 | 3.0192 | 0.0001181
3781 | 2.192e-05 | 0.055402 | 3.5958 | 3.0135 | 3.0192 | 0.00011343
3782 | 2.2219e-05 | 0.069556 | 3.666 | 3.0139 | 3.0192 | 0.00011249
3783 | 2.4042e-05 | 0.072818 | 3.6852 | 3.0143 | 3.0192 | 0.0001088
3784 | 1.1041e-05 | 0.081753 | 3.7522 | 3.0147 | 3.0192 | 0.00010988
3785 | 1.8219e-05 | 0.072857 | 3.6852 | 3.0151 | 3.0192 | 0.00011471
3786 | 1.1962e-05 | 0.066455 | 3.6486 | 3.0156 | 3.0192 | 0.00011626
3787 | 1.2881e-05 | 0.042122 | 3.5209 | 3.016 | 3.0192 | 0.00011573
3788 | 2.1459e-05 | 0.025336 | 3.4143 | 3.0164 | 3.0192 | 0.00011822
3789 | 1.9706e-05 | 0.012331 | 3.2907 | 3.0168 | 3.0192 | 0.00011127
3790 | 1.4436e-05 | 0.0060579 | 3.2022 | 3.0172 | 3.0192 | 0.00011646
3791 | 1.6663e-05 | 0 | 3.0486 | 3.0176 | 3.0192 | 0.00012107
3792 | 2.8014e-05 | 0 | 3.0842 | 3.0181 | 3.0192 | 0.00012359
3793 | 3.1112e-05 | 0 | 3.0552 | 3.0185 | 3.0192 | 0.00012597
3794 | 3.3981e-05 | 0 | 3.0898 | 3.0189 | 3.0192 | 0.00012691
3795 | 3.5052e-05 | 0.0026331 | 3.152 | 3.0193 | 3.0192 | 0.00012707
3796 | 3.5564e-05 | 0.0018385 | 3.1403 | 3.0197 | 3.0192 | 0.00012708
3797 | 4.6366e-05 | 0.0073938 | 3.2217 | 3.0201 | 3.0192 | 0.00012707
3798 | 4.6046e-05 | 0.016374 | 3.3374 | 3.0205 | 3.0192 | 0.00012706
3799 | 5.2157e-05 | 0.038922 | 3.5034 | 3.021 | 3.0192 | 0.00012691
3800 | 2.1378e-05 | 0.052454 | 3.5851 | 3.0214 | 3.0192 | 0.00012632
3801 | 1.5336e-05 | 0.071399 | 3.6755 | 3.0218 | 3.0192 | 0.00012393
3802 | 2.0783e-05 | 0.09323 | 3.8252 | 3.0222 | 3.0192 | 0.0001223
3803 | 1.8732e-05 | 0.086022 | 3.7791 | 3.0226 | 3.0192 | 0.00012399
3804 | 2.0407e-05 | 0.084506 | 3.7706 | 3.0231 | 3.0192 | 0.00011796
3805 | 2.0905e-05 | 0.093383 | 3.8252 | 3.0235 | 3.0192 | 0.00011324
3806 | 3.7447e-05 | 0.078226 | 3.7258 | 3.0239 | 3.0192 | 0.00011231
3807 | 2.0703e-05 | 0.09666 | 3.8479 | 3.0243 | 3.0192 | 0.00010863
3808 | 1.089e-05 | 0.019335 | 3.3653 | 3.0247 | 3.0192 | 0.0001097
3809 | 1.3313e-05 | 0.02604 | 3.417 | 3.0251 | 3.0192 | 0.00011452
3810 | 2.6774e-05 | 0.028056 | 3.4337 | 3.0256 | 3.0192 | 0.00011607
3811 | 2.7779e-05 | 0.023384 | 3.3992 | 3.026 | 3.0192 | 0.00011555
3812 | 3.2484e-05 | 0.018721 | 3.3587 | 3.0264 | 3.0192 | 0.00011796
3813 | 2.8891e-05 | 0.015665 | 3.3282 | 3.0268 | 3.0192 | 0.00011109
3814 | 2.1921e-05 | 0.016705 | 3.3401 | 3.0272 | 3.0192 | 0.00011627
3815 | 2.0807e-05 | 0.015791 | 3.3296 | 3.0277 | 3.0192 | 0.00012088
3816 | 2.3201e-05 | 0.016763 | 3.3401 | 3.0281 | 3.0192 | 0.0001234
3817 | 2.3479e-05 | 0.01638 | 3.3374 | 3.0285 | 3.0192 | 0.00012578
3818 | 2.4712e-05 | 0.01689 | 3.3414 | 3.0289 | 3.0192 | 0.00012672
3819 | 2.5975e-05 | 0.015687 | 3.3282 | 3.0293 | 3.0192 | 0.00012688
3820 | 3.0497e-05 | 0.014609 | 3.3165 | 3.0297 | 3.0192 | 0.00012689
3821 | 3.1965e-05 | 0.015811 | 3.3309 | 3.0302 | 3.0192 | 0.00012686
3822 | 3.7049e-05 | 0.019222 | 3.3653 | 3.0306 | 3.0192 | 0.0001268
3823 | 3.9612e-05 | 0.022836 | 3.3964 | 3.031 | 3.0192 | 0.00012667
3824 | 3.7548e-05 | 0.023193 | 3.3992 | 3.0314 | 3.0192 | 0.00012608
3825 | 1.3229e-05 | 0.03569 | 3.4818 | 3.0318 | 3.0192 | 0.00012371
3826 | 2.5707e-05 | 0.054092 | 3.5928 | 3.0323 | 3.0192 | 0.00012211
3827 | 1.8934e-05 | 0.075709 | 3.7094 | 3.0327 | 3.0192 | 0.00012378
3828 | 2.2671e-05 | 0.081397 | 3.7506 | 3.0331 | 3.0192 | 0.00011778
3829 | 2.9346e-05 | 0.091163 | 3.8149 | 3.0335 | 3.0192 | 0.00011305
3830 | 2.3179e-05 | 0.091415 | 3.8149 | 3.0339 | 3.0192 | 0.00011213
3831 | 1.4087e-05 | 0.090501 | 3.8114 | 3.0344 | 3.0192 | 0.00010846
3832 | 1.1537e-05 | 0.096013 | 3.8426 | 3.0348 | 3.0192 | 0.00010951
3833 | 9.5918e-06 | 0.08627 | 3.7807 | 3.0352 | 3.0192 | 0.00011432
3834 | 8.5887e-06 | 0.078123 | 3.7241 | 3.0356 | 3.0192 | 0.00011589
3835 | 1.5417e-05 | 0.063674 | 3.6313 | 3.036 | 3.0192 | 0.00011537
3836 | 2.0125e-05 | 0.038766 | 3.5034 | 3.0365 | 3.0192 | 0.00011777
3837 | 1.8737e-05 | 0.023678 | 3.4019 | 3.0369 | 3.0192 | 0.00011091
3838 | 1.0157e-05 | 0.013299 | 3.3022 | 3.0373 | 3.0192 | 0.00011608
3839 | 1.118e-05 | 0 | 3.0876 | 3.0377 | 3.0192 | 0.00012067
3840 | 2.4689e-05 | 0 | 3.0409 | 3.0382 | 3.0192 | 0.0001232
3841 | 3.2602e-05 | 0 | 2.9999 | 3.0386 | 3.0192 | 0.00012554
3842 | 3.8424e-05 | 0 | 3.0063 | 3.039 | 3.0192 | 0.00012643
3843 | 4.1598e-05 | 0 | 3.0042 | 3.0394 | 3.0192 | 0.00012654
3844 | 4.3528e-05 | 0 | 2.9893 | 3.0398 | 3.0192 | 0.00012646
3845 | 6.3115e-05 | 0 | 3.1057 | 3.0403 | 3.0192 | 0.00012631
3846 | 4.6949e-05 | 0.014171 | 3.3126 | 3.0407 | 3.0192 | 0.00012606
3847 | 7.3028e-05 | 0.038256 | 3.4976 | 3.0411 | 3.0192 | 0.00012611
3848 | 2.1365e-05 | 0.066697 | 3.6486 | 3.0415 | 3.0192 | 0.00012556
3849 | 1.4452e-05 | 0.059919 | 3.6143 | 3.0419 | 3.0192 | 0.00012338
3850 | 2.2269e-05 | 0.050518 | 3.5745 | 3.0422 | 3.0192 | 0.00012192
3851 | 2.3939e-05 | 0.072635 | 3.6852 | 3.0425 | 3.0192 | 0.00012358
3852 | 2.1188e-05 | 0.078809 | 3.7307 | 3.0428 | 3.0192 | 0.0001176
3853 | 2.389e-05 | 0.084313 | 3.7706 | 3.0432 | 3.0192 | 0.00011287
3854 | 2.0374e-05 | 0.097791 | 3.8549 | 3.0435 | 3.0192 | 0.00011191
3855 | 1.445e-05 | 0.11003 | 3.9708 | 3.0438 | 3.0192 | 0.00010829
3856 | 1.1043e-05 | 0.10395 | 3.9065 | 3.0441 | 3.0192 | 0.00010933
3857 | 1.2065e-05 | 0.098739 | 3.8637 | 3.0444 | 3.0192 | 0.00011414
3858 | 1.0371e-05 | 0.089366 | 3.8046 | 3.0447 | 3.0192 | 0.0001157
3859 | 1.1143e-05 | 0.078043 | 3.7241 | 3.045 | 3.0192 | 0.00011518
3860 | 2.7434e-05 | 0.066294 | 3.647 | 3.0454 | 3.0192 | 0.00011764
3861 | 2.1012e-05 | 0.062885 | 3.6267 | 3.0457 | 3.0192 | 0.00011071
3862 | 9.3528e-06 | 0.053631 | 3.5897 | 3.046 | 3.0192 | 0.00011577
3863 | 6.9648e-06 | 0.052119 | 3.5836 | 3.0463 | 3.0192 | 0.00012022
3864 | 7.9009e-06 | 0.051442 | 3.5775 | 3.0466 | 3.0192 | 0.00012256
3865 | 7.4812e-06 | 0.051208 | 3.5775 | 3.0469 | 3.0192 | 0.00012458
3866 | 7.8775e-06 | 0.042881 | 3.5268 | 3.0472 | 3.0192 | 0.00012534
3867 | 9.9824e-06 | 0.02764 | 3.4295 | 3.0475 | 3.0192 | 0.00012181
3868 | 1.4799e-05 | 0.024476 | 3.4088 | 3.0479 | 3.0192 | 0.00012156
3869 | 1.9289e-05 | 0.048483 | 3.561 | 3.0482 | 3.0192 | 0.00011396
3870 | 2.3048e-05 | 0.061186 | 3.6174 | 3.0485 | 3.0192 | 0.0001115
3871 | 4.6946e-05 | 0.073744 | 3.6932 | 3.0488 | 3.0192 | 0.00010428
3872 | 2.4342e-05 | 0.080434 | 3.7423 | 3.0491 | 3.0192 | 0.00011425
3873 | 1.8416e-05 | 0.099101 | 3.8637 | 3.0494 | 3.0192 | 0.00011814
3874 | 9.5573e-06 | 0.10274 | 3.8939 | 3.0497 | 3.0192 | 0.0001181
3875 | 1.7149e-05 | 0.11149 | 3.9857 | 3.0501 | 3.0192 | 0.00012233
3876 | 2.0717e-05 | 0.10019 | 3.8743 | 3.0504 | 3.0192 | 0.00011699
3877 | 2.8612e-05 | 0.12191 | 4.0839 | 3.0507 | 3.0192 | 0.00011255
3878 | 2.052e-05 | 0.12044 | 4.0682 | 3.051 | 3.0192 | 0.00011167
3879 | 1.6018e-05 | 0.12254 | 4.0899 | 3.0513 | 3.0192 | 0.00010799
3880 | 1.1577e-05 | 0.10952 | 3.9652 | 3.0516 | 3.0192 | 0.00010881
3881 | 2.3773e-05 | 0.11508 | 4.0237 | 3.0519 | 3.0192 | 0.00011361
3882 | 9.1246e-06 | 0.11243 | 3.9952 | 3.0523 | 3.0192 | 0.0001152
3883 | 1.1741e-05 | 0.10032 | 3.8743 | 3.0526 | 3.0192 | 0.00011429
3884 | 2.054e-05 | 0.074526 | 3.7013 | 3.0529 | 3.0192 | 0.00011708
3885 | 1.8273e-05 | 0.061684 | 3.6236 | 3.0532 | 3.0192 | 0.00010939
3886 | 7.1936e-06 | 0.038036 | 3.4947 | 3.0535 | 3.0192 | 0.00011437
3887 | 5.8787e-06 | 0.025592 | 3.4157 | 3.0538 | 3.0192 | 0.00011566
3888 | 8.5958e-06 | 0.017681 | 3.348 | 3.0541 | 3.0192 | 0.00011622
3889 | 1.1573e-05 | 0.0083295 | 3.238 | 3.0545 | 3.0192 | 0.00011439
3890 | 1.8527e-05 | 0.0018832 | 3.1415 | 3.0548 | 3.0192 | 0.00011033
3891 | 2.8611e-05 | 0.00071817 | 3.1183 | 3.0551 | 3.0192 | 0.00010872
3892 | 3.6276e-05 | 0 | 3.0831 | 3.0554 | 3.0192 | 0.00010881
3893 | 3.812e-05 | 0.0082683 | 3.2365 | 3.0557 | 3.0192 | 0.00010974
3894 | 4.1189e-05 | 0.038684 | 3.502 | 3.056 | 3.0192 | 0.0001098
3895 | 4.916e-05 | 0.06708 | 3.6502 | 3.0564 | 3.0192 | 0.00010722
3896 | 1.9348e-05 | 0.079311 | 3.7323 | 3.0567 | 3.0192 | 0.0001004
3897 | 8.9798e-06 | 0.099293 | 3.8655 | 3.057 | 3.0192 | 0.00010919
3898 | 7.044e-06 | 0.093828 | 3.8322 | 3.0573 | 3.0192 | 0.00011455
3899 | 1.8867e-05 | 0.10516 | 3.9174 | 3.0576 | 3.0192 | 0.00011806
3900 | 2.67e-05 | 0.096278 | 3.8461 | 3.0579 | 3.0192 | 0.00011612
3901 | 2.5795e-05 | 0.10396 | 3.9011 | 3.0582 | 3.0192 | 0.00011227
3902 | 2.1118e-05 | 0.10618 | 3.9265 | 3.0586 | 3.0192 | 0.00011152
3903 | 1.5758e-05 | 0.10351 | 3.8993 | 3.0589 | 3.0192 | 0.00010776
3904 | 1.3565e-05 | 0.095637 | 3.8409 | 3.0592 | 3.0192 | 0.00010808
3905 | 2.6561e-05 | 0.087401 | 3.7926 | 3.0595 | 3.0192 | 0.00011317
3906 | 1.4145e-05 | 0.076526 | 3.7143 | 3.0598 | 3.0192 | 0.00011484
3907 | 1.1483e-05 | 0.072552 | 3.6819 | 3.0601 | 3.0192 | 0.00011473
3908 | 2.1488e-05 | 0.041831 | 3.5195 | 3.0605 | 3.0192 | 0.00011639
3909 | 2.225e-05 | 0.031166 | 3.4533 | 3.0608 | 3.0192 | 0.00011113
3910 | 1.3514e-05 | 0.022925 | 3.3978 | 3.0611 | 3.0192 | 0.00011288
3911 | 1.3587e-05 | 0.01229 | 3.2894 | 3.0614 | 3.0192 | 0.00011172
3912 | 2.0288e-05 | 0 | 3.1023 | 3.0617 | 3.0192 | 0.00010952
3913 | 3.2414e-05 | 0 | 3.0464 | 3.062 | 3.0192 | 0.00010965
3914 | 4.2829e-05 | 0 | 3.0074 | 3.0624 | 3.0192 | 0.00010901
3915 | 5.1572e-05 | 0 | 3.0497 | 3.0627 | 3.0192 | 0.00010974
3916 | 5.4123e-05 | 0.0014501 | 3.1333 | 3.063 | 3.0192 | 0.00010979
3917 | 5.0554e-05 | 0.011014 | 3.2741 | 3.0633 | 3.0192 | 0.00010955
3918 | 6.1309e-05 | 0.013325 | 3.3022 | 3.0636 | 3.0192 | 0.0001096
3919 | 3.2793e-05 | 0.022999 | 3.3978 | 3.0639 | 3.0192 | 0.00010664
3920 | 1.3122e-05 | 0.031111 | 3.4533 | 3.0643 | 3.0192 | 0.00010672
3921 | 1.1965e-05 | 0.042642 | 3.5239 | 3.0646 | 3.0192 | 0.00010774
3922 | 1.0426e-05 | 0.020297 | 3.3761 | 3.0649 | 3.0192 | 0.00010672
3923 | 1.5823e-05 | 0.036054 | 3.4832 | 3.0652 | 3.0192 | 0.0001115
3924 | 2.7471e-05 | 0.034626 | 3.4775 | 3.0655 | 3.0192 | 0.00010747
3925 | 2.5773e-05 | 0.038739 | 3.502 | 3.0659 | 3.0192 | 0.00010979
3926 | 2.2293e-05 | 0.058612 | 3.6096 | 3.0662 | 3.0192 | 0.00010911
3927 | 1.6748e-05 | 0.041848 | 3.5195 | 3.0665 | 3.0192 | 0.00010689
3928 | 3.0766e-05 | 0.044962 | 3.5371 | 3.0668 | 3.0192 | 0.00010752
3929 | 1.2051e-05 | 0.046251 | 3.5431 | 3.0671 | 3.0192 | 0.0001128
3930 | 8.7243e-06 | 0.040194 | 3.5107 | 3.0674 | 3.0192 | 0.00011482
3931 | 1.4595e-05 | 0.026903 | 3.424 | 3.0678 | 3.0192 | 0.00011392
3932 | 2.4722e-05 | 0.014376 | 3.3139 | 3.0681 | 3.0192 | 0.00011677
3933 | 3.1395e-05 | 0.008423 | 3.2402 | 3.0684 | 3.0192 | 0.00011166
3934 | 2.6016e-05 | 0.0045021 | 3.1769 | 3.0687 | 3.0192 | 0.00011039
3935 | 2.3383e-05 | 0 | 2.9893 | 3.069 | 3.0192 | 0.00011106
3936 | 3.5817e-05 | 0 | 2.9476 | 3.0693 | 3.0192 | 0.00011069
3937 | 4.3816e-05 | 0 | 2.961 | 3.0697 | 3.0192 | 0.00010919
3938 | 4.612e-05 | 0 | 2.9031 | 3.07 | 3.0192 | 0.00010973
3939 | 5.172e-05 | 0 | 2.8912 | 3.0703 | 3.0192 | 0.00010943
3940 | 5.5255e-05 | 0 | 2.9061 | 3.0706 | 3.0192 | 0.00010935
3941 | 5.2218e-05 | 0 | 3.0063 | 3.0709 | 3.0192 | 0.00010907
3942 | 6.3332e-05 | 0.0036646 | 3.1662 | 3.0713 | 3.0192 | 0.00010971
3943 | 4.179e-05 | 0.011062 | 3.2741 | 3.0716 | 3.0192 | 0.0001067
3944 | 2.6819e-05 | 0.020062 | 3.3721 | 3.0719 | 3.0192 | 0.00010089
3945 | 1.8441e-05 | 0.018454 | 3.3587 | 3.0722 | 3.0192 | 0.00010544
3946 | 1.0479e-05 | 0.025826 | 3.417 | 3.0725 | 3.0192 | 0.00011168
3947 | 1.6496e-05 | 0.028588 | 3.4351 | 3.0729 | 3.0192 | 0.00011527
3948 | 2.3736e-05 | 0.037161 | 3.4904 | 3.0732 | 3.0192 | 0.000112
3949 | 2.7001e-05 | 0.045273 | 3.5371 | 3.0735 | 3.0192 | 0.00010945
3950 | 2.2396e-05 | 0.050149 | 3.57 | 3.0738 | 3.0192 | 0.00010871
3951 | 2.4097e-05 | 0.076271 | 3.7127 | 3.0741 | 3.0192 | 0.00010555
3952 | 1.3493e-05 | 0.07819 | 3.7258 | 3.0744 | 3.0192 | 0.00010573
3953 | 1.148e-05 | 0.07295 | 3.6852 | 3.0748 | 3.0192 | 0.00011042
3954 | 9.336e-06 | 0.071345 | 3.6755 | 3.0751 | 3.0192 | 0.00011246
3955 | 1.483e-05 | 0.056929 | 3.6019 | 3.0754 | 3.0192 | 0.00011516
3956 | 3.7666e-05 | 0.034457 | 3.476 | 3.0757 | 3.0192 | 0.00011609
3957 | 2.0931e-05 | 0.022685 | 3.3951 | 3.076 | 3.0192 | 0.00010927
3958 | 1.3992e-05 | 0.011612 | 3.283 | 3.0764 | 3.0192 | 0.00010901
3959 | 1.4161e-05 | 0.0066111 | 3.2107 | 3.0767 | 3.0192 | 0.0001103
3960 | 2.0381e-05 | 0 | 3.0541 | 3.077 | 3.0192 | 0.00010846
3961 | 2.8782e-05 | 0 | 3.0246 | 3.0773 | 3.0192 | 0.0001089
3962 | 3.4455e-05 | 0 | 3.0074 | 3.0776 | 3.0192 | 0.0001088
3963 | 3.7855e-05 | 0 | 2.9631 | 3.078 | 3.0192 | 0.00010937
3964 | 4.3511e-05 | 0 | 2.984 | 3.0783 | 3.0192 | 0.00010889
3965 | 4.46e-05 | 0.00013503 | 3.1114 | 3.0786 | 3.0192 | 0.00010923
3966 | 5.9061e-05 | 0.022495 | 3.391 | 3.0789 | 3.0192 | 0.00010908
3967 | 4.1048e-05 | 0.046315 | 3.546 | 3.0792 | 3.0192 | 0.00010711
3968 | 2.1672e-05 | 0.062999 | 3.6282 | 3.0796 | 3.0192 | 0.00010198
3969 | 1.0465e-05 | 0.082182 | 3.7539 | 3.0799 | 3.0192 | 0.00010561
3970 | 1.2312e-05 | 0.091626 | 3.8149 | 3.0802 | 3.0192 | 0.00011236
3971 | 1.9448e-05 | 0.10526 | 3.9174 | 3.0805 | 3.0192 | 0.00011555
3972 | 1.8996e-05 | 0.10679 | 3.932 | 3.0808 | 3.0192 | 0.00011194
3973 | 2.4263e-05 | 0.1147 | 4.0218 | 3.0812 | 3.0192 | 0.00010875
3974 | 3.006e-05 | 0.12434 | 4.1078 | 3.0815 | 3.0192 | 0.00010829
3975 | 1.5829e-05 | 0.12221 | 4.0859 | 3.0818 | 3.0192 | 0.00010518
3976 | 1.3874e-05 | 0.1197 | 4.0643 | 3.0821 | 3.0192 | 0.00010532
3977 | 8.6964e-06 | 0.1047 | 3.912 | 3.0824 | 3.0192 | 0.00011039
3978 | 1.6497e-05 | 0.087323 | 3.7875 | 3.0828 | 3.0192 | 0.00011252
3979 | 1.4995e-05 | 0.066769 | 3.6502 | 3.0831 | 3.0192 | 0.00011292
3980 | 1.7972e-05 | 0.036788 | 3.489 | 3.0834 | 3.0192 | 0.0001162
3981 | 2.796e-05 | 0.02108 | 3.3815 | 3.0837 | 3.0192 | 0.00011088
3982 | 1.1825e-05 | 0.013152 | 3.301 | 3.0841 | 3.0192 | 0.00011062
3983 | 1.2391e-05 | 0.0093015 | 3.2514 | 3.0844 | 3.0192 | 0.00011056
3984 | 1.7648e-05 | 0.0066403 | 3.2107 | 3.0847 | 3.0192 | 0.00010724
3985 | 2.1388e-05 | 0.0054395 | 3.1901 | 3.085 | 3.0192 | 0.00010906
3986 | 2.4861e-05 | 0.002125 | 3.1438 | 3.0853 | 3.0192 | 0.00010831
3987 | 2.9404e-05 | 0 | 3.0932 | 3.0857 | 3.0192 | 0.00010902
3988 | 3.5105e-05 | 0.00089733 | 3.1218 | 3.086 | 3.0192 | 0.00010862
3989 | 5.1022e-05 | 0.0029872 | 3.1567 | 3.0863 | 3.0192 | 0.00010903
3990 | 4.3666e-05 | 0.012461 | 3.2932 | 3.0866 | 3.0192 | 0.00010894
3991 | 4.8318e-05 | 0.022183 | 3.3896 | 3.0869 | 3.0192 | 0.00010671
3992 | 3.0465e-05 | 0.044325 | 3.5357 | 3.0873 | 3.0192 | 0.00010623
3993 | 1.8782e-05 | 0.06496 | 3.6386 | 3.0876 | 3.0192 | 0.00010732
3994 | 1.5688e-05 | 0.070571 | 3.6724 | 3.0879 | 3.0192 | 0.00010612
3995 | 2.1143e-05 | 0.092447 | 3.82 | 3.0882 | 3.0192 | 0.00011156
3996 | 2.1178e-05 | 0.098452 | 3.8602 | 3.0886 | 3.0192 | 0.00010966
3997 | 2.2093e-05 | 0.10177 | 3.8832 | 3.0889 | 3.0192 | 0.00010836
3998 | 2.1143e-05 | 0.090468 | 3.808 | 3.0892 | 3.0192 | 0.00010869
3999 | 3.2395e-05 | 0.10347 | 3.8993 | 3.0895 | 3.0192 | 0.00010685
4000 | 1.168e-05 | 0.10557 | 3.9229 | 3.0898 | 3.0192 | 0.00010344
4001 | 9.2361e-06 | 0.10788 | 3.9448 | 3.0902 | 3.0192 | 0.00010442
4002 | 1.1147e-05 | 0.10131 | 3.8796 | 3.0905 | 3.0192 | 0.00010848
4003 | 1.2903e-05 | 0.079731 | 3.7373 | 3.0908 | 3.0192 | 0.00011701
4004 | 2.1889e-05 | 0.060293 | 3.6158 | 3.0911 | 3.0192 | 0.00010922
4005 | 2.5493e-05 | 0.041235 | 3.5136 | 3.0915 | 3.0192 | 0.00010882
4006 | 1.0712e-05 | 0.01618 | 3.3335 | 3.0918 | 3.0192 | 0.00010899
4007 | 1.2062e-05 | 0.007712 | 3.2279 | 3.0921 | 3.0192 | 0.00010878
4008 | 2.0988e-05 | 0 | 3.0943 | 3.0924 | 3.0192 | 0.00010884
4009 | 3.1076e-05 | 0 | 3.0786 | 3.0928 | 3.0192 | 0.0001089
4010 | 3.7299e-05 | 0 | 3.0224 | 3.0931 | 3.0192 | 0.00010742
4011 | 4.3116e-05 | 0 | 2.9967 | 3.0934 | 3.0192 | 0.00010796
4012 | 4.6213e-05 | 0 | 3.0214 | 3.0937 | 3.0192 | 0.00010719
4013 | 5.4815e-05 | 0.0059154 | 3.1998 | 3.094 | 3.0192 | 0.00010869
4014 | 3.7784e-05 | 0.032518 | 3.4618 | 3.0944 | 3.0192 | 0.00010866
4015 | 2.2198e-05 | 0.063732 | 3.6329 | 3.0947 | 3.0192 | 0.00010715
4016 | 9.9677e-06 | 0.093337 | 3.8252 | 3.095 | 3.0192 | 0.0001066
4017 | 4.2241e-06 | 0.10135 | 3.8796 | 3.0953 | 3.0192 | 0.00010658
4018 | 3.7979e-06 | 0.11103 | 3.982 | 3.0957 | 3.0192 | 0.00010538
4019 | 8.0536e-06 | 0.11441 | 4.0179 | 3.096 | 3.0192 | 0.00010831
4020 | 9.4241e-06 | 0.12177 | 4.0839 | 3.0963 | 3.0192 | 0.00010839
4021 | 1.5396e-05 | 0.12412 | 4.1038 | 3.0966 | 3.0192 | 0.00010793
4022 | 7.5446e-06 | 0.1262 | 4.1258 | 3.097 | 3.0192 | 0.00010764
4023 | 7.7355e-06 | 0.12897 | 4.1603 | 3.0973 | 3.0192 | 0.00010491
4024 | 6.956e-06 | 0.13057 | 4.1892 | 3.0976 | 3.0192 | 0.00010435
4025 | 2.0017e-05 | 0.12991 | 4.1768 | 3.0979 | 3.0192 | 0.00010804
4026 | 1.614e-05 | 0.12285 | 4.0918 | 3.0983 | 3.0192 | 0.00011077
4027 | 1.7465e-05 | 0.1165 | 4.0352 | 3.0986 | 3.0192 | 0.00011654
4028 | 9.1842e-06 | 0.099193 | 3.8655 | 3.0989 | 3.0192 | 0.00011099
4029 | 1.0323e-05 | 0.082873 | 3.7606 | 3.0992 | 3.0192 | 0.0001084
4030 | 4.2352e-06 | 0.034279 | 3.476 | 3.0996 | 3.0192 | 0.00010853
4031 | 2.1783e-06 | 0.023971 | 3.4033 | 3.0999 | 3.0192 | 0.0001095
4032 | 3.441e-06 | 0.021949 | 3.3896 | 3.1002 | 3.0192 | 0.00010816
4033 | 3.1172e-06 | 0.021201 | 3.3829 | 3.1005 | 3.0192 | 0.00010941
4034 | 3.7855e-06 | 0.021104 | 3.3829 | 3.1009 | 3.0192 | 0.00010736
4035 | 5.378e-06 | 0.018641 | 3.3587 | 3.1012 | 3.0192 | 0.00010835
4036 | 6.4141e-06 | 0.024956 | 3.4129 | 3.1015 | 3.0192 | 0.00010656
4037 | 1.4843e-05 | 0.065091 | 3.6392 | 3.1018 | 3.0192 | 0.00010856
4038 | 2.7723e-05 | 0.10883 | 3.9559 | 3.1022 | 3.0192 | 0.00010736
4039 | 1.8828e-05 | 0.117 | 4.0449 | 3.1025 | 3.0192 | 0.00010733
4040 | 6.3259e-06 | 0.13005 | 4.1768 | 3.1028 | 3.0192 | 0.00010297
4041 | 7.1823e-06 | 0.13014 | 4.183 | 3.1031 | 3.0192 | 0.00010257
4042 | 9.1735e-06 | 0.13621 | 4.3 | 3.1035 | 3.0192 | 0.00010443
4043 | 1.3278e-05 | 0.1398 | 4.403 | 3.1038 | 3.0192 | 0.00011068
4044 | 2.0743e-05 | 0.14446 | 4.4943 | 3.1041 | 3.0192 | 0.00010927
4045 | 2.6247e-05 | 0.14612 | 4.545 | 3.1044 | 3.0192 | 0.00010859
4046 | 2.2236e-05 | 0.14644 | 4.5548 | 3.1048 | 3.0192 | 0.00010815
4047 | 1.5025e-05 | 0.14502 | 4.5111 | 3.1051 | 3.0192 | 0.00010566
4048 | 1.2234e-05 | 0.13756 | 4.3397 | 3.1054 | 3.0192 | 0.00010601
4049 | 1.7628e-05 | 0.13024 | 4.183 | 3.1057 | 3.0192 | 0.00011097
4050 | 2.3706e-05 | 0.11745 | 4.0468 | 3.1061 | 3.0192 | 0.00011269
4051 | 2.31e-05 | 0.10239 | 3.8886 | 3.1064 | 3.0192 | 0.00011396
4052 | 1.9621e-05 | 0.084421 | 3.7706 | 3.1067 | 3.0192 | 0.00011636
4053 | 1.5165e-05 | 0.068204 | 3.6565 | 3.107 | 3.0192 | 0.00010922
4054 | 5.6049e-06 | 0.045336 | 3.5401 | 3.1074 | 3.0192 | 0.00010832
4055 | 2.0134e-06 | 0.037778 | 3.4947 | 3.1077 | 3.0192 | 0.00010919
4056 | 2.7791e-06 | 0.027102 | 3.4267 | 3.108 | 3.0192 | 0.00010938
4057 | 7.8168e-07 | 0.019933 | 3.3721 | 3.1083 | 3.0192 | 0.00010866
4058 | 8.9619e-07 | 0.016034 | 3.3335 | 3.1087 | 3.0192 | 0.00010841
4059 | 1.7692e-06 | 0.016552 | 3.3388 | 3.109 | 3.0192 | 0.00010808
4060 | 3.3787e-06 | 0.013236 | 3.3022 | 3.1093 | 3.0192 | 0.00010847
4061 | 1.8224e-05 | 0.015273 | 3.3243 | 3.1096 | 3.0192 | 0.0001079
4062 | 1.4966e-05 | 0.020592 | 3.3774 | 3.11 | 3.0192 | 0.00010842
4063 | 2.0375e-05 | 0.033496 | 3.4689 | 3.1103 | 3.0192 | 0.00010597
4064 | 1.2266e-05 | 0.047356 | 3.5535 | 3.1106 | 3.0192 | 0.0001053
4065 | 1.0846e-05 | 0.063438 | 3.6313 | 3.111 | 3.0192 | 0.00010774
4066 | 8.4223e-06 | 0.080607 | 3.7456 | 3.1113 | 3.0192 | 0.00010623
4067 | 1.3407e-05 | 0.050578 | 3.5745 | 3.1116 | 3.0192 | 0.00011055
4068 | 1.9733e-05 | 0.050022 | 3.57 | 3.1119 | 3.0192 | 0.00010811
4069 | 2.7657e-05 | 0.050533 | 3.5745 | 3.1123 | 3.0192 | 0.00010802
4070 | 1.9774e-05 | 0.04803 | 3.558 | 3.1126 | 3.0192 | 0.00010556
4071 | 1.5392e-05 | 0.037019 | 3.4904 | 3.1129 | 3.0192 | 0.00010329
4072 | 1.8641e-05 | 0.032166 | 3.459 | 3.1132 | 3.0192 | 0.00010427
4073 | 9.1768e-06 | 0.018924 | 3.36 | 3.1136 | 3.0192 | 0.00010934
4074 | 3.5836e-05 | 0.019102 | 3.3653 | 3.1139 | 3.0192 | 0.00011165
4075 | 2.0466e-05 | 0.01823 | 3.3547 | 3.1142 | 3.0192 | 0.00011247
4076 | 1.8812e-05 | 0.01559 | 3.3269 | 3.1146 | 3.0192 | 0.00011644
4077 | 1.7578e-05 | 0.010349 | 3.2657 | 3.1149 | 3.0192 | 0.00011016
4078 | 1.0348e-05 | 0.0090854 | 3.2489 | 3.1152 | 3.0192 | 0.00010977
4079 | 8.248e-06 | 0.0072303 | 3.2205 | 3.1155 | 3.0192 | 0.0001091
4080 | 1.0273e-05 | 0.0052658 | 3.1877 | 3.1159 | 3.0192 | 0.00010866
4081 | 1.155e-05 | 0.0017465 | 3.1368 | 3.1162 | 3.0192 | 0.000108
4082 | 1.5367e-05 | 0 | 3.0943 | 3.1165 | 3.0192 | 0.00010846
4083 | 2.1341e-05 | 0 | 3.0831 | 3.1168 | 3.0192 | 0.00010821
4084 | 2.6341e-05 | 0.001088 | 3.1275 | 3.1172 | 3.0192 | 0.0001079
4085 | 4.3012e-05 | 0.004342 | 3.1745 | 3.1175 | 3.0192 | 0.00010766
4086 | 3.9271e-05 | 0.0094501 | 3.2527 | 3.1178 | 3.0192 | 0.00010807
4087 | 2.776e-05 | 0.017155 | 3.344 | 3.1181 | 3.0192 | 0.00010633
4088 | 1.4608e-05 | 0.023313 | 3.3992 | 3.1184 | 3.0192 | 0.00010433
4089 | 1.0801e-05 | 0.026914 | 3.4253 | 3.1187 | 3.0192 | 0.00010516
4090 | 8.3627e-06 | 0.058644 | 3.6112 | 3.119 | 3.0192 | 0.00010298
4091 | 1.4891e-05 | 0.046689 | 3.549 | 3.1193 | 3.0192 | 0.00010976
4092 | 2.3509e-05 | 0.064729 | 3.6376 | 3.1196 | 3.0192 | 0.00010958
4093 | 2.4001e-05 | 0.058872 | 3.6112 | 3.1199 | 3.0192 | 0.0001087
4094 | 2.3309e-05 | 0.058945 | 3.6112 | 3.1202 | 3.0192 | 0.00010805
4095 | 1.4392e-05 | 0.073265 | 3.6884 | 3.1205 | 3.0192 | 0.00010464
4096 | 1.1715e-05 | 0.062731 | 3.6267 | 3.1208 | 3.0192 | 0.00010526
4097 | 3.803e-05 | 0.042182 | 3.5224 | 3.1211 | 3.0192 | 0.00011045
4098 | 1.2663e-05 | 0.033547 | 3.4689 | 3.1214 | 3.0192 | 0.00011266
4099 | 1.6021e-05 | 0.0322 | 3.459 | 3.1217 | 3.0192 | 0.00011215
4100 | 2.2116e-05 | 0.017578 | 3.348 | 3.122 | 3.0192 | 0.00011529
4101 | 2.5415e-05 | 0.010383 | 3.2665 | 3.1223 | 3.0192 | 0.00010996
4102 | 1.6459e-05 | 0.0048788 | 3.1817 | 3.1226 | 3.0192 | 0.00010865
4103 | 1.7222e-05 | 0.001652 | 3.1357 | 3.1229 | 3.0192 | 0.0001095
4104 | 2.2686e-05 | 0 | 3.0786 | 3.1232 | 3.0192 | 0.00010815
4105 | 2.6584e-05 | 0 | 3.0333 | 3.1235 | 3.0192 | 0.0001081
4106 | 3.1076e-05 | 0 | 2.8715 | 3.1237 | 3.0192 | 0.00010815
4107 | 4.0615e-05 | 0 | 2.8198 | 3.124 | 3.0192 | 0.00010772
4108 | 4.6143e-05 | 0 | 2.9631 | 3.1243 | 3.0192 | 0.00010639
4109 | 3.7806e-05 | 0 | 2.9946 | 3.1246 | 3.0192 | 0.00010762
4110 | 4.3542e-05 | 0.003905 | 3.1686 | 3.1249 | 3.0192 | 0.00010639
4111 | 3.6887e-05 | 0.0099131 | 3.2615 | 3.1252 | 3.0192 | 0.00010645
4112 | 3.3689e-05 | 0.018132 | 3.3533 | 3.1255 | 3.0192 | 0.00010113
4113 | 1.2417e-05 | 0.033555 | 3.4689 | 3.1258 | 3.0192 | 0.00010274
4114 | 8.589e-06 | 0.056808 | 3.6019 | 3.1261 | 3.0192 | 0.00010185
4115 | 1.6613e-05 | 0.082699 | 3.7589 | 3.1264 | 3.0192 | 0.0001104
4116 | 1.8381e-05 | 0.087474 | 3.7926 | 3.1267 | 3.0192 | 0.0001091
4117 | 2.4118e-05 | 0.094634 | 3.8356 | 3.127 | 3.0192 | 0.00010759
4118 | 2.2974e-05 | 0.10245 | 3.8886 | 3.1273 | 3.0192 | 0.00010734
4119 | 2.0133e-05 | 0.10251 | 3.8886 | 3.1276 | 3.0192 | 0.00010394
4120 | 1.098e-05 | 0.098717 | 3.8637 | 3.1279 | 3.0192 | 0.00010463
4121 | 2.8573e-05 | 0.092167 | 3.8183 | 3.1282 | 3.0192 | 0.00010935
4122 | 2.085e-05 | 0.089072 | 3.7994 | 3.1285 | 3.0192 | 0.00011101
4123 | 1.378e-05 | 0.08106 | 3.7472 | 3.1288 | 3.0192 | 0.00011321
4124 | 1.996e-05 | 0.064049 | 3.6345 | 3.1291 | 3.0192 | 0.00011411
4125 | 1.8312e-05 | 0.031607 | 3.4576 | 3.1294 | 3.0192 | 0.00010886
4126 | 8.8417e-06 | 0.029406 | 3.4435 | 3.1297 | 3.0192 | 0.00010699
4127 | 6.5981e-06 | 0.020092 | 3.3734 | 3.13 | 3.0192 | 0.00010838
4128 | 8.4763e-06 | 0.015052 | 3.3204 | 3.1303 | 3.0192 | 0.00010777
4129 | 9.5078e-06 | 0.0044988 | 3.1757 | 3.1306 | 3.0192 | 0.0001053
4130 | 1.5444e-05 | 0.00077426 | 3.1206 | 3.1309 | 3.0192 | 0.00010789
4131 | 2.1779e-05 | 0 | 3.0585 | 3.1312 | 3.0192 | 0.00010564
4132 | 2.3969e-05 | 0 | 2.9704 | 3.1315 | 3.0192 | 0.0001072
4133 | 4.2338e-05 | 0.0062551 | 3.2046 | 3.1318 | 3.0192 | 0.00010725
4134 | 3.065e-05 | 0.023133 | 3.3992 | 3.1321 | 3.0192 | 0.00010735
4135 | 2.0883e-05 | 0.046505 | 3.5475 | 3.1323 | 3.0192 | 0.00010643
4136 | 3.1672e-05 | 0.064145 | 3.6345 | 3.1326 | 3.0192 | 0.00010279
4137 | 1.4005e-05 | 0.0879 | 3.7926 | 3.1329 | 3.0192 | 0.00010096
4138 | 1.0986e-05 | 0.092285 | 3.82 | 3.1332 | 3.0192 | 0.00010395
4139 | 2.2202e-05 | 0.10563 | 3.9229 | 3.1335 | 3.0192 | 0.00011132
4140 | 1.8716e-05 | 0.11023 | 3.9726 | 3.1338 | 3.0192 | 0.00010926
4141 | 2.2965e-05 | 0.1248 | 4.1137 | 3.1341 | 3.0192 | 0.00010828
4142 | 3.7709e-05 | 0.1279 | 4.1481 | 3.1344 | 3.0192 | 0.00010844
4143 | 1.7254e-05 | 0.13142 | 4.2017 | 3.1347 | 3.0192 | 0.00010592
4144 | 1.3253e-05 | 0.13143 | 4.1996 | 3.135 | 3.0192 | 0.00010714
4145 | 1.2086e-05 | 0.1308 | 4.1912 | 3.1353 | 3.0192 | 0.00011198
4146 | 2.1087e-05 | 0.12449 | 4.1137 | 3.1356 | 3.0192 | 0.00011361
4147 | 2.4413e-05 | 0.11279 | 3.9989 | 3.1359 | 3.0192 | 0.00011293
4148 | 1.9062e-05 | 0.091076 | 3.8131 | 3.1362 | 3.0192 | 0.0001147
4149 | 1.5962e-05 | 0.05947 | 3.6112 | 3.1365 | 3.0192 | 0.00010873
4150 | 6.2416e-06 | 0.035061 | 3.4789 | 3.1368 | 3.0192 | 0.00011047
4151 | 2.4314e-06 | 0.021455 | 3.3842 | 3.1371 | 3.0192 | 0.00011225
4152 | 3.5955e-06 | 0.01228 | 3.2894 | 3.1374 | 3.0192 | 0.00011048
4153 | 4.2684e-06 | 0.0043425 | 3.1745 | 3.1377 | 3.0192 | 0.00010865
4154 | 7.8812e-06 | 0.0038039 | 3.1662 | 3.138 | 3.0192 | 0.00010846
4155 | 1.198e-05 | 0.0058632 | 3.1985 | 3.1383 | 3.0192 | 0.0001072
4156 | 1.2547e-05 | 0.00099138 | 3.1241 | 3.1386 | 3.0192 | 0.00010746
4157 | 1.4772e-05 | 0.02035 | 3.3761 | 3.1389 | 3.0192 | 0.00010705
4158 | 2.3396e-05 | 0.044053 | 3.5327 | 3.1392 | 3.0192 | 0.00010717
4159 | 4.3365e-05 | 0.074876 | 3.7013 | 3.1395 | 3.0192 | 9.8435e-05
4160 | 2.4054e-05 | 0.10912 | 3.9577 | 3.1398 | 3.0192 | 0.00010565
4161 | 1.3945e-05 | 0.13238 | 4.2227 | 3.1401 | 3.0192 | 0.00011176
4162 | 1.1513e-05 | 0.13976 | 4.4007 | 3.1404 | 3.0192 | 0.00011288
4163 | 1.7343e-05 | 0.1472 | 4.587 | 3.1407 | 3.0192 | 0.00011683
4164 | 2.0938e-05 | 0.14792 | 4.6347 | 3.141 | 3.0192 | 0.00011408
4165 | 3.3212e-05 | 0.14971 | 4.7493 | 3.1413 | 3.0192 | 0.00011022
4166 | 1.8842e-05 | 0.15059 | 4.8033 | 3.1416 | 3.0192 | 0.00010965
4167 | 1.5695e-05 | 0.15213 | 4.8894 | 3.1419 | 3.0192 | 0.00010627
4168 | 1.3672e-05 | 0.15168 | 4.8669 | 3.1422 | 3.0192 | 0.00010704
4169 | 1.0955e-05 | 0.15093 | 4.8252 | 3.1425 | 3.0192 | 0.00011181
4170 | 8.9626e-06 | 0.14921 | 4.7175 | 3.1428 | 3.0192 | 0.00011344
4171 | 1.0908e-05 | 0.14128 | 4.426 | 3.1431 | 3.0192 | 0.00011295
4172 | 2.5352e-05 | 0.13045 | 4.1871 | 3.1434 | 3.0192 | 0.00011499
4173 | 1.4841e-05 | 0.11554 | 4.0256 | 3.1437 | 3.0192 | 0.00010789
4174 | 1.1007e-05 | 0.10306 | 3.8975 | 3.144 | 3.0192 | 0.00011243
4175 | 2.0041e-06 | 0.096825 | 3.8479 | 3.1443 | 3.0192 | 0.00011242
4176 | 1.9815e-06 | 0.084532 | 3.7706 | 3.1446 | 3.0192 | 0.00011242
4177 | 5.0444e-07 | 0.077877 | 3.7225 | 3.1449 | 3.0192 | 0.00010844
4178 | 9.7736e-08 | 0.075148 | 3.7029 | 3.1452 | 3.0192 | 0.00010736
4179 | 3.7597e-07 | 0.076693 | 3.7159 | 3.1455 | 3.0192 | 0.00010687
4180 | 1.3165e-06 | 0.067202 | 3.6502 | 3.1458 | 3.0192 | 0.00010712
4181 | 1.2439e-05 | 0.098111 | 3.8602 | 3.1461 | 3.0192 | 0.00010591
4182 | 1.8717e-05 | 0.10411 | 3.9065 | 3.1464 | 3.0192 | 0.00010689
4183 | 1.2299e-05 | 0.10826 | 3.9485 | 3.1467 | 3.0192 | 0.00010304
4184 | 1.0038e-05 | 0.11424 | 4.0141 | 3.147 | 3.0192 | 0.00010057
4185 | 6.3744e-06 | 0.10396 | 3.9065 | 3.1473 | 3.0192 | 0.00010634
4186 | 3.7753e-06 | 0.10043 | 3.8743 | 3.1476 | 3.0192 | 0.00010979
4187 | 8.1797e-06 | 0.10803 | 3.9485 | 3.1479 | 3.0192 | 0.00011399
4188 | 1.7247e-05 | 0.11827 | 4.0526 | 3.1482 | 3.0192 | 0.0001118
4189 | 1.0982e-05 | 0.12813 | 4.1481 | 3.1485 | 3.0192 | 0.00010902
4190 | 9.1095e-06 | 0.091982 | 3.8166 | 3.1488 | 3.0192 | 0.00010858
4191 | 5.696e-06 | 0.091592 | 3.8149 | 3.1491 | 3.0192 | 0.00010578
4192 | 2.7735e-05 | 0.11048 | 3.9726 | 3.1494 | 3.0192 | 0.00010683
4193 | 9.1577e-06 | 0.11867 | 4.0546 | 3.1497 | 3.0192 | 0.00011144
4194 | 4.5933e-06 | 0.1106 | 3.9745 | 3.15 | 3.0192 | 0.0001129
4195 | 1.271e-05 | 0.10761 | 3.9393 | 3.1503 | 3.0192 | 0.00011168
4196 | 9.9171e-06 | 0.095077 | 3.8374 | 3.1506 | 3.0192 | 0.00011377
4197 | 1.6277e-05 | 0.061762 | 3.6236 | 3.1509 | 3.0192 | 0.0001064
4198 | 4.3223e-06 | 0.046157 | 3.5431 | 3.1512 | 3.0192 | 0.00011096
4199 | 1.9035e-06 | 0.045163 | 3.5371 | 3.1515 | 3.0192 | 0.00010998
4200 | 1.9894e-06 | 0.034137 | 3.4718 | 3.1518 | 3.0192 | 0.00010983
4201 | 5.0651e-07 | 0.026503 | 3.4226 | 3.1521 | 3.0192 | 0.0001074
4202 | 1.0293e-07 | 0.029399 | 3.4435 | 3.1524 | 3.0192 | 0.00010736
4203 | 1.4882e-07 | 0.026375 | 3.4198 | 3.1527 | 3.0192 | 0.00010737
4204 | 1.2811e-06 | 0.022052 | 3.3896 | 3.153 | 3.0192 | 0.00010578
4205 | 1.1715e-05 | 0.049756 | 3.57 | 3.1533 | 3.0192 | 0.00010549
4206 | 1.4017e-05 | 0.074016 | 3.6932 | 3.1536 | 3.0192 | 0.00010684
4207 | 3.2712e-05 | 0.093493 | 3.8287 | 3.1539 | 3.0192 | 0.00010583
4208 | 6.8879e-06 | 0.11264 | 3.9989 | 3.1542 | 3.0192 | 0.00010513
4209 | 1.0072e-05 | 0.12476 | 4.1137 | 3.1545 | 3.0192 | 0.00010539
4210 | 6.6669e-06 | 0.12862 | 4.1603 | 3.1548 | 3.0192 | 0.0001002
4211 | 1.3191e-05 | 0.13212 | 4.2142 | 3.1551 | 3.0192 | 0.00010714
4212 | 2.5795e-05 | 0.13528 | 4.2804 | 3.1554 | 3.0192 | 0.0001074
4213 | 2.3127e-05 | 0.13537 | 4.2847 | 3.1557 | 3.0192 | 0.00010767
4214 | 1.9695e-05 | 0.14327 | 4.4705 | 3.156 | 3.0192 | 0.00010779
4215 | 1.556e-05 | 0.13764 | 4.3397 | 3.1563 | 3.0192 | 0.00010518
4216 | 1.3014e-05 | 0.13996 | 4.4053 | 3.1566 | 3.0192 | 0.00010648
4217 | 2.3271e-05 | 0.13614 | 4.3 | 3.1569 | 3.0192 | 0.00011149
4218 | 9.389e-06 | 0.13535 | 4.2825 | 3.1572 | 3.0192 | 0.00011312
4219 | 2.3478e-05 | 0.13224 | 4.2142 | 3.1575 | 3.0192 | 0.00011263
4220 | 1.7067e-05 | 0.1223 | 4.0859 | 3.1578 | 3.0192 | 0.00011468
4221 | 1.7191e-05 | 0.10678 | 3.9301 | 3.1581 | 3.0192 | 0.00010784
4222 | 5.7492e-06 | 0.10361 | 3.8993 | 3.1584 | 3.0192 | 0.00011232
4223 | 2.0101e-06 | 0.064653 | 3.6376 | 3.1587 | 3.0192 | 0.00011691
4224 | 1.9957e-06 | 0.036861 | 3.489 | 3.159 | 3.0192 | 0.00011931
4225 | 5.0602e-07 | 0.030634 | 3.4505 | 3.1594 | 3.0192 | 0.00012048
4226 | 9.9583e-08 | 0.027003 | 3.4267 | 3.1597 | 3.0192 | 0.00011811
4227 | 1.371e-07 | 0.018602 | 3.3587 | 3.16 | 3.0192 | 0.00011323
4228 | 7.4748e-07 | 0.020226 | 3.3748 | 3.1603 | 3.0192 | 0.00011348
4229 | 1.5512e-05 | 0.056694 | 3.6019 | 3.1606 | 3.0192 | 0.00010829
4230 | 6.1387e-06 | 0.084215 | 3.7706 | 3.1609 | 3.0192 | 0.00010575
4231 | 2.6914e-05 | 0.082643 | 3.7589 | 3.1612 | 3.0192 | 0.0001018
4232 | 1.1014e-05 | 0.10035 | 3.8743 | 3.1615 | 3.0192 | 0.00010258
4233 | 1.1918e-05 | 0.1081 | 3.9485 | 3.1618 | 3.0192 | 0.00010797
4234 | 9.9854e-06 | 0.10786 | 3.943 | 3.1621 | 3.0192 | 0.00011117
4235 | 1.36e-05 | 0.10821 | 3.9485 | 3.1624 | 3.0192 | 0.00011456
4236 | 1.777e-05 | 0.11788 | 4.0468 | 3.1627 | 3.0192 | 0.00011309
4237 | 2.243e-05 | 0.12963 | 4.1726 | 3.163 | 3.0192 | 0.00010974
4238 | 2.6054e-05 | 0.12294 | 4.0918 | 3.1633 | 3.0192 | 0.00010917
4239 | 1.7449e-05 | 0.13051 | 4.1892 | 3.1636 | 3.0192 | 0.00010582
4240 | 1.9452e-05 | 0.11602 | 4.0333 | 3.1639 | 3.0192 | 0.00010653
4241 | 9.7743e-06 | 0.10868 | 3.9559 | 3.1642 | 3.0192 | 0.00011131
4242 | 2.7647e-05 | 0.10276 | 3.8939 | 3.1645 | 3.0192 | 0.00011296
4243 | 1.605e-05 | 0.091856 | 3.8166 | 3.1648 | 3.0192 | 0.00011248
4244 | 2.9471e-05 | 0.086437 | 3.7841 | 3.1651 | 3.0192 | 0.00011467
4245 | 1.6076e-05 | 0.076411 | 3.7143 | 3.1654 | 3.0192 | 0.00010807
4246 | 5.7174e-06 | 0.066726 | 3.6502 | 3.1657 | 3.0192 | 0.00011302
4247 | 2.0101e-06 | 0.054752 | 3.5943 | 3.166 | 3.0192 | 0.00011756
4248 | 2.002e-06 | 0.048327 | 3.558 | 3.1663 | 3.0192 | 0.00011952
4249 | 5.0602e-07 | 0.038758 | 3.502 | 3.1666 | 3.0192 | 0.00012116
4250 | 1.0168e-07 | 0.030852 | 3.4519 | 3.1669 | 3.0192 | 0.0001176
4251 | 1.4267e-07 | 0.021603 | 3.3842 | 3.1672 | 3.0192 | 0.00011573
4252 | 2.4459e-06 | 0.019144 | 3.3653 | 3.1675 | 3.0192 | 0.0001086
4253 | 2.8341e-06 | 0.016464 | 3.3374 | 3.1678 | 3.0192 | 0.00010835
4254 | 5.2208e-06 | 0.017393 | 3.3467 | 3.1682 | 3.0192 | 0.00010894
4255 | 4.7534e-05 | 0.016171 | 3.3335 | 3.1685 | 3.0192 | 9.9655e-05
4256 | 1.165e-05 | 0.025716 | 3.417 | 3.1688 | 3.0192 | 0.00010972
4257 | 7.0357e-06 | 0.04639 | 3.546 | 3.1691 | 3.0192 | 0.00011438
4258 | 6.1636e-06 | 0.053174 | 3.5867 | 3.1694 | 3.0192 | 0.00011461
4259 | 1.5847e-05 | 0.055932 | 3.5973 | 3.1697 | 3.0192 | 0.00011944
4260 | 1.7986e-05 | 0.038845 | 3.5034 | 3.17 | 3.0192 | 0.00011494
4261 | 2.3521e-05 | 0.046565 | 3.5475 | 3.1703 | 3.0192 | 0.00010993
4262 | 2.1135e-05 | 0.047434 | 3.555 | 3.1706 | 3.0192 | 0.00010905
4263 | 1.5129e-05 | 0.052419 | 3.5851 | 3.1709 | 3.0192 | 0.00010567
4264 | 1.5569e-05 | 0.060393 | 3.6158 | 3.1712 | 3.0192 | 0.00010637
4265 | 2.3767e-05 | 0.050838 | 3.5775 | 3.1715 | 3.0192 | 0.00011115
4266 | 7.3136e-06 | 0.047524 | 3.555 | 3.1718 | 3.0192 | 0.00011281
4267 | 1.6179e-05 | 0.04418 | 3.5327 | 3.1721 | 3.0192 | 0.00011233
4268 | 2.2605e-05 | 0.036316 | 3.4846 | 3.1724 | 3.0192 | 0.0001145
4269 | 1.4873e-05 | 0.02992 | 3.4449 | 3.1727 | 3.0192 | 0.00010774
4270 | 5.8627e-06 | 0.029937 | 3.4449 | 3.173 | 3.0192 | 0.00011255
4271 | 2.2645e-06 | 0.023096 | 3.3978 | 3.1733 | 3.0192 | 0.0001144
4272 | 2.5019e-06 | 0.015167 | 3.3217 | 3.1736 | 3.0192 | 0.00011762
4273 | 1.5397e-06 | 0.0074214 | 3.2217 | 3.1739 | 3.0192 | 0.00010894
4274 | 2.4614e-06 | 0.0013055 | 3.1299 | 3.1742 | 3.0192 | 0.00010884
4275 | 4.394e-06 | 0 | 3.108 | 3.1746 | 3.0192 | 0.000107
4276 | 6.2208e-06 | 0.00062987 | 3.1172 | 3.1749 | 3.0192 | 0.00010568
4277 | 2.1754e-05 | 0.0054395 | 3.1901 | 3.1752 | 3.0192 | 0.0001066
4278 | 1.799e-05 | 0.018192 | 3.3533 | 3.1755 | 3.0192 | 0.00010664
4279 | 3.7739e-05 | 0.041151 | 3.5136 | 3.1758 | 3.0192 | 0.00010115
4280 | 6.3914e-06 | 0.068898 | 3.6612 | 3.1761 | 3.0192 | 0.00010067
4281 | 6.1465e-06 | 0.076094 | 3.711 | 3.1764 | 3.0192 | 0.00010752
4282 | 6.2427e-06 | 0.089956 | 3.8046 | 3.1767 | 3.0192 | 0.00011093
4283 | 1.4182e-05 | 0.096869 | 3.8479 | 3.177 | 3.0192 | 0.00011336
4284 | 2.3062e-05 | 0.10725 | 3.9375 | 3.1773 | 3.0192 | 0.00011153
4285 | 2.4893e-05 | 0.10653 | 3.9283 | 3.1776 | 3.0192 | 0.0001084
4286 | 1.981e-05 | 0.10966 | 3.967 | 3.1779 | 3.0192 | 0.00010828
4287 | 2.1893e-05 | 0.12057 | 4.0721 | 3.1782 | 3.0192 | 0.00010544
4288 | 2.2806e-05 | 0.11669 | 4.0371 | 3.1785 | 3.0192 | 0.00010621
4289 | 2.5921e-05 | 0.12239 | 4.0879 | 3.1788 | 3.0192 | 0.00011093
4290 | 7.7599e-06 | 0.11254 | 3.9952 | 3.1791 | 3.0192 | 0.00011259
4291 | 1.1611e-05 | 0.10666 | 3.9283 | 3.1795 | 3.0192 | 0.00011179
4292 | 1.8506e-05 | 0.085856 | 3.7791 | 3.1798 | 3.0192 | 0.00011375
4293 | 1.4831e-05 | 0.074558 | 3.7013 | 3.1801 | 3.0192 | 0.00010635
4294 | 5.7478e-06 | 0.023644 | 3.4019 | 3.1804 | 3.0192 | 0.00011018
4295 | 2.1596e-06 | 0.046288 | 3.5445 | 3.1807 | 3.0192 | 0.00010848
4296 | 2.1838e-06 | 0.033354 | 3.4689 | 3.181 | 3.0192 | 0.00010907
4297 | 7.886e-07 | 0.00302 | 3.1579 | 3.1813 | 3.0192 | 0.00010654
4298 | 2.5657e-06 | 0.0024631 | 3.1473 | 3.1816 | 3.0192 | 0.00010685
4299 | 4.4506e-06 | 0.0040792 | 3.1709 | 3.1819 | 3.0192 | 0.000107
4300 | 6.0566e-06 | 0.0048158 | 3.1805 | 3.1822 | 3.0192 | 0.00010666
4301 | 7.4104e-06 | 0.010525 | 3.269 | 3.1825 | 3.0192 | 0.0001066
4302 | 4.0677e-05 | 0.019072 | 3.3653 | 3.1828 | 3.0192 | 0.00010608
4303 | 2.9925e-05 | 0.066524 | 3.6486 | 3.1831 | 3.0192 | 0.00010345
4304 | 7.1898e-06 | 0.093282 | 3.8252 | 3.1834 | 3.0192 | 9.9799e-05
4305 | 9.782e-06 | 0.12196 | 4.0859 | 3.1837 | 3.0192 | 0.00010193
4306 | 1.4402e-05 | 0.12903 | 4.1603 | 3.1841 | 3.0192 | 0.00010597
4307 | 1.564e-05 | 0.13551 | 4.2891 | 3.1844 | 3.0192 | 0.00011226
4308 | 1.7885e-05 | 0.13523 | 4.2804 | 3.1847 | 3.0192 | 0.00010974
4309 | 3.8056e-05 | 0.13629 | 4.3022 | 3.185 | 3.0192 | 0.00010741
4310 | 2.4586e-05 | 0.14013 | 4.4099 | 3.1853 | 3.0192 | 0.00010751
4311 | 1.4166e-05 | 0.13521 | 4.2782 | 3.1856 | 3.0192 | 0.00010428
4312 | 1.4251e-05 | 0.13675 | 4.3153 | 3.1859 | 3.0192 | 0.00010483
4313 | 1.1822e-05 | 0.1334 | 4.2396 | 3.1862 | 3.0192 | 0.00010992
4314 | 7.9685e-06 | 0.13502 | 4.2717 | 3.1865 | 3.0192 | 0.00011203
4315 | 1.2715e-05 | 0.1239 | 4.1038 | 3.1868 | 3.0192 | 0.00011182
4316 | 1.8255e-05 | 0.098217 | 3.8602 | 3.1871 | 3.0192 | 0.00011356
4317 | 1.6968e-05 | 0.088048 | 3.7926 | 3.1874 | 3.0192 | 0.0001072
4318 | 5.7613e-06 | 0.075628 | 3.7062 | 3.1877 | 3.0192 | 0.00010848
4319 | 2.0152e-06 | 0.062847 | 3.6267 | 3.1879 | 3.0192 | 0.00011133
4320 | 2.0225e-06 | 0.034551 | 3.476 | 3.1882 | 3.0192 | 0.00010885
4321 | 5.115e-07 | 0.040305 | 3.5107 | 3.1884 | 3.0192 | 0.00010456
4322 | 1.1676e-07 | 0.039048 | 3.5034 | 3.1887 | 3.0192 | 0.00010643
4323 | 1.6694e-07 | 0.034581 | 3.476 | 3.1889 | 3.0192 | 0.00010542
4324 | 3.367e-07 | 0.029771 | 3.4435 | 3.1892 | 3.0192 | 0.00010656
4325 | 1.57e-06 | 0.044749 | 3.5357 | 3.1894 | 3.0192 | 0.00010657
4326 | 2.1612e-05 | 0.057051 | 3.6019 | 3.1897 | 3.0192 | 0.0001064
4327 | 2.4324e-05 | 0.085706 | 3.7774 | 3.19 | 3.0192 | 0.00010346
4328 | 3.0368e-05 | 0.11565 | 4.0275 | 3.1902 | 3.0192 | 9.7032e-05
4329 | 1.8656e-05 | 0.12634 | 4.1339 | 3.1905 | 3.0192 | 0.00010504
4330 | 1.4377e-05 | 0.13249 | 4.2227 | 3.1907 | 3.0192 | 0.00011136
4331 | 1.7624e-05 | 0.13992 | 4.403 | 3.191 | 3.0192 | 0.0001136
4332 | 1.776e-05 | 0.14006 | 4.4099 | 3.1912 | 3.0192 | 0.00011269
4333 | 3.736e-05 | 0.14677 | 4.5745 | 3.1915 | 3.0192 | 0.00010881
4334 | 2.0088e-05 | 0.14847 | 4.6603 | 3.1918 | 3.0192 | 0.00010831
4335 | 1.4692e-05 | 0.14923 | 4.7228 | 3.192 | 3.0192 | 0.000105
4336 | 1.3303e-05 | 0.14886 | 4.6835 | 3.1923 | 3.0192 | 0.00010571
4337 | 1.0261e-05 | 0.14666 | 4.5573 | 3.1925 | 3.0192 | 0.00011055
4338 | 1.118e-05 | 0.14496 | 4.5015 | 3.1928 | 3.0192 | 0.00011226
4339 | 1.4034e-05 | 0.13366 | 4.2439 | 3.1931 | 3.0192 | 0.00011162
4340 | 2.0854e-05 | 0.12774 | 4.144 | 3.1933 | 3.0192 | 0.00011319
4341 | 2.725e-05 | 0.048419 | 3.5595 | 3.1936 | 3.0192 | 0.00010657
4342 | 6.8214e-06 | 0.057464 | 3.605 | 3.1938 | 3.0192 | 0.00010816
4343 | 2.0196e-06 | 0.057135 | 3.6019 | 3.1941 | 3.0192 | 0.00010992
4344 | 2.0288e-06 | 0.036165 | 3.4846 | 3.1943 | 3.0192 | 0.00010788
4345 | 5.0917e-07 | 0.018466 | 3.3587 | 3.1946 | 3.0192 | 0.00010589
4346 | 1.1167e-07 | 0.019199 | 3.3653 | 3.1949 | 3.0192 | 0.00010484
4347 | 5.854e-07 | 0.016743 | 3.3401 | 3.1951 | 3.0192 | 0.00010457
4348 | 3.5757e-07 | 0.017256 | 3.3454 | 3.1954 | 3.0192 | 0.00010577
4349 | 2.7291e-07 | 0.016422 | 3.3374 | 3.1956 | 3.0192 | 0.00010604
4350 | 1.1434e-05 | 0.016235 | 3.3348 | 3.1959 | 3.0192 | 0.00010602
4351 | 2.9908e-05 | 0.017225 | 3.3454 | 3.1961 | 3.0192 | 9.9649e-05
4352 | 5.1384e-06 | 0.020925 | 3.3788 | 3.1964 | 3.0192 | 0.00010634
4353 | 2.0865e-05 | 0.028559 | 3.4351 | 3.1967 | 3.0192 | 0.00011347
4354 | 3.7464e-06 | 0.033773 | 3.4689 | 3.1969 | 3.0192 | 0.00011383
4355 | 7.8628e-06 | 0.051333 | 3.5775 | 3.1972 | 3.0192 | 0.00011898
4356 | 8.4078e-06 | 0.059094 | 3.6112 | 3.1974 | 3.0192 | 0.00011442
4357 | 9.833e-06 | 0.069117 | 3.6612 | 3.1977 | 3.0192 | 0.00010933
4358 | 1.087e-05 | 0.081581 | 3.7506 | 3.198 | 3.0192 | 0.00010841
4359 | 6.5881e-06 | 0.10233 | 3.8886 | 3.1982 | 3.0192 | 0.00010511
4360 | 1.8566e-05 | 0.090979 | 3.8131 | 3.1985 | 3.0192 | 0.00010576
4361 | 2.0891e-05 | 0.096415 | 3.8461 | 3.1987 | 3.0192 | 0.00011052
4362 | 7.5274e-06 | 0.089505 | 3.8046 | 3.199 | 3.0192 | 0.0001122
4363 | 4.8264e-06 | 0.069329 | 3.6644 | 3.1992 | 3.0192 | 0.00011173
4364 | 9.1058e-06 | 0.049659 | 3.5685 | 3.1995 | 3.0192 | 0.00011387
4365 | 1.0956e-05 | 0.020894 | 3.3788 | 3.1998 | 3.0192 | 0.00010749
4366 | 4.4027e-06 | 0.0093266 | 3.2527 | 3.2 | 3.0192 | 0.00011223
4367 | 2.3244e-06 | 0.0065244 | 3.2107 | 3.2003 | 3.0192 | 0.00011692
4368 | 2.9986e-06 | 0.0024925 | 3.1473 | 3.2005 | 3.0192 | 0.00011949
4369 | 2.475e-06 | 0 | 3.1057 | 3.2008 | 3.0192 | 0.00012189
4370 | 3.3432e-06 | 0 | 3.0442 | 3.2011 | 3.0192 | 0.00012289
4371 | 5.3132e-06 | 0 | 3.0719 | 3.2013 | 3.0192 | 0.00012307
4372 | 6.8996e-06 | 0 | 3.0786 | 3.2016 | 3.0192 | 0.00012308
4373 | 1.2219e-05 | 0.0071558 | 3.2168 | 3.2018 | 3.0192 | 0.00012307
4374 | 2.1303e-05 | 0.018435 | 3.3587 | 3.2021 | 3.0192 | 0.00012307
4375 | 3.1657e-05 | 0.051675 | 3.5775 | 3.2024 | 3.0192 | 0.00012301
4376 | 1.078e-05 | 0.080315 | 3.7423 | 3.2026 | 3.0192 | 0.00012236
4377 | 8.937e-06 | 0.094951 | 3.8374 | 3.2029 | 3.0192 | 0.00012003
4378 | 6.4184e-06 | 0.10008 | 3.8708 | 3.2031 | 3.0192 | 0.00011835
4379 | 1.3191e-05 | 0.1023 | 3.8886 | 3.2034 | 3.0192 | 0.00011954
4380 | 2.069e-05 | 0.11322 | 4.0046 | 3.2037 | 3.0192 | 0.00011423
4381 | 2.5082e-05 | 0.12198 | 4.0859 | 3.2039 | 3.0192 | 0.00010918
4382 | 1.9371e-05 | 0.11385 | 4.0084 | 3.2042 | 3.0192 | 0.00010826
4383 | 1.6999e-05 | 0.12531 | 4.1198 | 3.2044 | 3.0192 | 0.00010498
4384 | 1.1049e-05 | 0.13129 | 4.1996 | 3.2047 | 3.0192 | 0.00010561
4385 | 1.5853e-05 | 0.13036 | 4.185 | 3.2049 | 3.0192 | 0.00011038
4386 | 1.3165e-05 | 0.13334 | 4.2396 | 3.2052 | 3.0192 | 0.00011206
4387 | 3.0712e-05 | 0.1303 | 4.185 | 3.2055 | 3.0192 | 0.00011158
4388 | 2.5693e-05 | 0.10333 | 3.8993 | 3.2057 | 3.0192 | 0.00011371
4389 | 2.1058e-05 | 0.083856 | 3.7673 | 3.206 | 3.0192 | 0.00010735
4390 | 7.9662e-06 | 0.08281 | 3.7589 | 3.2062 | 3.0192 | 0.00011208
4391 | 2.0313e-06 | 0.075585 | 3.7062 | 3.2065 | 3.0192 | 0.00011677
4392 | 2.0692e-06 | 0.037244 | 3.4904 | 3.2068 | 3.0192 | 0.00011934
4393 | 7.6323e-07 | 0.017685 | 3.348 | 3.207 | 3.0192 | 0.00012175
4394 | 1.2768e-06 | 0.020831 | 3.3788 | 3.2073 | 3.0192 | 0.00012274
4395 | 2.2064e-06 | 0.014748 | 3.3178 | 3.2075 | 3.0192 | 0.00012292
4396 | 4.822e-06 | 0.011392 | 3.279 | 3.2078 | 3.0192 | 0.00012294
4397 | 1.8924e-05 | 0.017268 | 3.3454 | 3.2081 | 3.0192 | 0.00012293
4398 | 1.6657e-05 | 0.069415 | 3.6644 | 3.2083 | 3.0192 | 0.00012293
4399 | 1.6826e-05 | 0.093584 | 3.8287 | 3.2086 | 3.0192 | 0.00012275
4400 | 7.6629e-06 | 0.11506 | 4.0237 | 3.2088 | 3.0192 | 0.00012222
4401 | 1.3469e-05 | 0.12833 | 4.1562 | 3.2091 | 3.0192 | 0.00011989
4402 | 6.1682e-06 | 0.13314 | 4.2332 | 3.2094 | 3.0192 | 0.00011821
4403 | 1.5397e-05 | 0.13722 | 4.322 | 3.2096 | 3.0192 | 0.00011939
4404 | 1.9764e-05 | 0.13412 | 4.2567 | 3.2099 | 3.0192 | 0.00011413
4405 | 2.3262e-05 | 0.13058 | 4.1892 | 3.2101 | 3.0192 | 0.00010903
4406 | 1.8802e-05 | 0.13011 | 4.1809 | 3.2104 | 3.0192 | 0.00010812
4407 | 1.5499e-05 | 0.12423 | 4.1058 | 3.2107 | 3.0192 | 0.00010485
4408 | 1.5196e-05 | 0.13373 | 4.2481 | 3.2109 | 3.0192 | 0.00010546
4409 | 9.5772e-06 | 0.1194 | 4.0584 | 3.2112 | 3.0192 | 0.00011023
4410 | 2.9404e-05 | 0.097531 | 3.8531 | 3.2115 | 3.0192 | 0.00011192
4411 | 2.0602e-05 | 0.072348 | 3.6819 | 3.2117 | 3.0192 | 0.00011144
4412 | 2.6449e-05 | 0.052016 | 3.5836 | 3.212 | 3.0192 | 0.00011356
4413 | 1.6234e-05 | 0.030192 | 3.4477 | 3.2122 | 3.0192 | 0.0001072
4414 | 5.8263e-06 | 0.012613 | 3.2932 | 3.2125 | 3.0192 | 0.00011193
4415 | 2.2445e-06 | 0.010473 | 3.2678 | 3.2128 | 3.0192 | 0.00011662
4416 | 2.6884e-06 | 0.0075825 | 3.2279 | 3.213 | 3.0192 | 0.00011919
4417 | 1.9159e-06 | 0.0069268 | 3.2168 | 3.2133 | 3.0192 | 0.0001216
4418 | 2.3837e-06 | 0.0079421 | 3.2328 | 3.2135 | 3.0192 | 0.0001226
4419 | 5.0363e-06 | 0.0062509 | 3.2046 | 3.2138 | 3.0192 | 0.00012278
4420 | 3.2308e-06 | 0 | 3.03 | 3.2141 | 3.0192 | 0.00012279
4421 | 5.7945e-06 | 0.0062264 | 3.2046 | 3.2143 | 3.0192 | 0.00012279
4422 | 2.8072e-05 | 0.022817 | 3.3964 | 3.2146 | 3.0192 | 0.00012278
4423 | 2.4265e-05 | 0.043453 | 3.5297 | 3.2148 | 3.0192 | 0.00012275
4424 | 9.7907e-06 | 0.066284 | 3.647 | 3.2151 | 3.0192 | 0.00012208
4425 | 8.901e-06 | 0.080685 | 3.7472 | 3.2154 | 3.0192 | 0.00011975
4426 | 6.2126e-06 | 0.098524 | 3.8637 | 3.2156 | 3.0192 | 0.00011807
4427 | 1.3078e-05 | 0.10461 | 3.912 | 3.2159 | 3.0192 | 0.00011923
4428 | 1.7662e-05 | 0.1004 | 3.8743 | 3.2161 | 3.0192 | 0.00011397
4429 | 2.6161e-05 | 0.10357 | 3.8993 | 3.2164 | 3.0192 | 0.00010889
4430 | 2.2088e-05 | 0.1158 | 4.0275 | 3.2167 | 3.0192 | 0.00010798
4431 | 1.4687e-05 | 0.11563 | 4.0256 | 3.2169 | 3.0192 | 0.00010472
4432 | 1.0725e-05 | 0.1057 | 3.9229 | 3.2172 | 3.0192 | 0.00010532
4433 | 1.1349e-05 | 0.10572 | 3.9247 | 3.2175 | 3.0192 | 0.00011008
4434 | 3.6542e-05 | 0.10055 | 3.8761 | 3.2177 | 3.0192 | 0.00011177
4435 | 1.3453e-05 | 0.082098 | 3.7539 | 3.218 | 3.0192 | 0.0001113
4436 | 1.9548e-05 | 0.06128 | 3.6174 | 3.2182 | 3.0192 | 0.0001134
4437 | 1.9526e-05 | 0.029474 | 3.4435 | 3.2185 | 3.0192 | 0.00010706
4438 | 5.9051e-06 | 0.015349 | 3.3256 | 3.2188 | 3.0192 | 0.00011178
4439 | 2.415e-06 | 0.0046254 | 3.1781 | 3.219 | 3.0192 | 0.00011648
4440 | 3.8758e-06 | 0 | 3.0977 | 3.2193 | 3.0192 | 0.00011905
4441 | 4.6523e-06 | 0.0014151 | 3.131 | 3.2196 | 3.0192 | 0.00012146
4442 | 5.1122e-06 | 0 | 3.073 | 3.2198 | 3.0192 | 0.00012246
4443 | 6.9411e-06 | 0 | 3.0652 | 3.2201 | 3.0192 | 0.00012265
4444 | 1.1286e-05 | 0 | 3.0618 | 3.2203 | 3.0192 | 0.00012266
4445 | 1.1249e-05 | 0.0067263 | 3.2119 | 3.2206 | 3.0192 | 0.00012265
4446 | 1.6175e-05 | 0.02193 | 3.3883 | 3.2209 | 3.0192 | 0.00012265
4447 | 2.5735e-05 | 0.049168 | 3.5655 | 3.2211 | 3.0192 | 0.0001226
4448 | 2.2983e-05 | 0.06813 | 3.6549 | 3.2214 | 3.0192 | 0.00012194
4449 | 1.0394e-05 | 0.071298 | 3.6755 | 3.2216 | 3.0192 | 0.00011962
4450 | 8.7567e-06 | 0.079609 | 3.7356 | 3.2219 | 3.0192 | 0.00011794
4451 | 1.3212e-05 | 0.084183 | 3.7689 | 3.2222 | 3.0192 | 0.00011908
4452 | 1.867e-05 | 0.094184 | 3.8339 | 3.2224 | 3.0192 | 0.00011388
4453 | 2.4927e-05 | 0.088411 | 3.796 | 3.2227 | 3.0192 | 0.00010875
4454 | 2.4131e-05 | 0.095985 | 3.8426 | 3.223 | 3.0192 | 0.00010784
4455 | 1.56e-05 | 0.1021 | 3.8886 | 3.2232 | 3.0192 | 0.00010459
4456 | 1.0825e-05 | 0.086317 | 3.7841 | 3.2235 | 3.0192 | 0.00010518
4457 | 1.2945e-05 | 0.078248 | 3.7274 | 3.2237 | 3.0192 | 0.00010994
4458 | 2.3049e-05 | 0.068783 | 3.6596 | 3.224 | 3.0192 | 0.00011163
4459 | 1.5976e-05 | 0.050924 | 3.5775 | 3.2243 | 3.0192 | 0.00011117
4460 | 1.9945e-05 | 0.030469 | 3.4505 | 3.2245 | 3.0192 | 0.00011326
4461 | 1.8594e-05 | 0.021904 | 3.3883 | 3.2248 | 3.0192 | 0.00010678
4462 | 7.6832e-06 | 0.012135 | 3.2864 | 3.2251 | 3.0192 | 0.00011162
4463 | 5.6112e-06 | 0.01231 | 3.2894 | 3.2253 | 3.0192 | 0.00011633
4464 | 6.8694e-06 | 0.0097437 | 3.2577 | 3.2256 | 3.0192 | 0.00011891
4465 | 6.5919e-06 | 0.0052178 | 3.1865 | 3.2258 | 3.0192 | 0.00012132
4466 | 8.4688e-06 | 0.0034727 | 3.1638 | 3.2261 | 3.0192 | 0.00012232
4467 | 1.1066e-05 | 0.0055657 | 3.1913 | 3.2264 | 3.0192 | 0.00012251
4468 | 1.4492e-05 | 0.0057637 | 3.1961 | 3.2266 | 3.0192 | 0.00012252
4469 | 2.4605e-05 | 0.0078295 | 3.2303 | 3.2269 | 3.0192 | 0.00012252
4470 | 2.5376e-05 | 0.014105 | 3.3113 | 3.2272 | 3.0192 | 0.00012251
4471 | 3.0363e-05 | 0.019886 | 3.3721 | 3.2274 | 3.0192 | 0.00012241
4472 | 2.1986e-05 | 0.037979 | 3.4947 | 3.2277 | 3.0192 | 0.00012181
4473 | 2.043e-05 | 0.037755 | 3.4947 | 3.228 | 3.0192 | 0.00011949
4474 | 1.5291e-05 | 0.049501 | 3.567 | 3.2282 | 3.0192 | 0.0001178
4475 | 1.9873e-05 | 0.060925 | 3.6174 | 3.2285 | 3.0192 | 0.00011892
4476 | 2.2036e-05 | 0.072711 | 3.6852 | 3.2287 | 3.0192 | 0.00011372
4477 | 2.3111e-05 | 0.084245 | 3.7706 | 3.229 | 3.0192 | 0.00010861
4478 | 3.4853e-05 | 0.087045 | 3.7858 | 3.2293 | 3.0192 | 0.00010771
4479 | 2.4806e-05 | 0.078366 | 3.7274 | 3.2295 | 3.0192 | 0.00010446
4480 | 1.5706e-05 | 0.075834 | 3.7094 | 3.2298 | 3.0192 | 0.00010503
4481 | 1.2573e-05 | 0.070827 | 3.6739 | 3.2301 | 3.0192 | 0.0001098
4482 | 3.2134e-05 | 0.062526 | 3.6251 | 3.2303 | 3.0192 | 0.0001115
4483 | 1.4501e-05 | 0.043662 | 3.5297 | 3.2306 | 3.0192 | 0.00011103
4484 | 2.2781e-05 | 0.024815 | 3.4101 | 3.2309 | 3.0192 | 0.00011312
4485 | 3.2671e-05 | 0.016989 | 3.3427 | 3.2311 | 3.0192 | 0.00010664
4486 | 1.6947e-05 | 0.013539 | 3.3048 | 3.2314 | 3.0192 | 0.00011148
4487 | 1.6023e-05 | 0.015007 | 3.3204 | 3.2316 | 3.0192 | 0.00011619
4488 | 1.7769e-05 | 0.016167 | 3.3335 | 3.2319 | 3.0192 | 0.00011858
4489 | 1.7251e-05 | 0.01939 | 3.3653 | 3.2322 | 3.0192 | 0.00012079
4490 | 1.6939e-05 | 0.022578 | 3.3951 | 3.2324 | 3.0192 | 0.00012145
4491 | 1.8047e-05 | 0.021643 | 3.3842 | 3.2327 | 3.0192 | 0.00012156
4492 | 1.8275e-05 | 0.024056 | 3.4047 | 3.233 | 3.0192 | 0.00012048
4493 | 1.8295e-05 | 0.022277 | 3.391 | 3.2332 | 3.0192 | 0.00011478
4494 | 4.5095e-05 | 0.030094 | 3.4477 | 3.2335 | 3.0192 | 0.0001073
4495 | 4.5803e-05 | 0.028688 | 3.4365 | 3.2338 | 3.0192 | 9.6892e-05
4496 | 2.4794e-05 | 0.021412 | 3.3842 | 3.234 | 3.0192 | 0.00010926
4497 | 1.7385e-05 | 0.027574 | 3.4295 | 3.2343 | 3.0192 | 0.00011448
4498 | 1.1057e-05 | 0.043884 | 3.5327 | 3.2346 | 3.0192 | 0.0001144
4499 | 1.9557e-05 | 0.062077 | 3.6251 | 3.2348 | 3.0192 | 0.0001182
4500 | 2.5448e-05 | 0.064761 | 3.6376 | 3.2351 | 3.0192 | 0.00011361
4501 | 2.7588e-05 | 0.028793 | 3.4365 | 3.2353 | 3.0192 | 0.00010847
4502 | 3.5411e-05 | 0.053702 | 3.5897 | 3.2356 | 3.0192 | 0.00010756
4503 | 2.5388e-05 | 0.045306 | 3.5386 | 3.2359 | 3.0192 | 0.00010414
4504 | 1.4182e-05 | 0.037569 | 3.4947 | 3.2361 | 3.0192 | 0.00010482
4505 | 1.0721e-05 | 0.033942 | 3.4703 | 3.2364 | 3.0192 | 0.00010958
4506 | 1.2751e-05 | 0.03027 | 3.4491 | 3.2367 | 3.0192 | 0.00011131
4507 | 1.7953e-05 | 0.024995 | 3.4143 | 3.2369 | 3.0192 | 0.00011076
4508 | 2.8134e-05 | 0.022147 | 3.3896 | 3.2372 | 3.0192 | 0.00011253
4509 | 2.9263e-05 | 0.019308 | 3.3653 | 3.2375 | 3.0192 | 0.00010576
4510 | 2.4673e-05 | 0.016617 | 3.3401 | 3.2377 | 3.0192 | 0.00011086
4511 | 2.0936e-05 | 0.016129 | 3.3335 | 3.238 | 3.0192 | 0.00011434
4512 | 2.4114e-05 | 0.014163 | 3.3113 | 3.2383 | 3.0192 | 0.00011245
4513 | 2.4444e-05 | 0.012937 | 3.2972 | 3.2385 | 3.0192 | 0.00010715
4514 | 2.6182e-05 | 0.012607 | 3.2932 | 3.2388 | 3.0192 | 0.00010648
4515 | 2.7646e-05 | 0.0088085 | 3.2452 | 3.2391 | 3.0192 | 0.00010556
4516 | 3.163e-05 | 0.0085816 | 3.2402 | 3.2393 | 3.0192 | 0.0001052
4517 | 4.7784e-05 | 0.01145 | 3.2792 | 3.2396 | 3.0192 | 0.00010551
4518 | 4.0236e-05 | 0.01405 | 3.31 | 3.2398 | 3.0192 | 0.00010551
4519 | 3.5965e-05 | 0.02687 | 3.424 | 3.2401 | 3.0192 | 0.00010197
4520 | 2.1177e-05 | 0.037994 | 3.4947 | 3.2404 | 3.0192 | 9.7882e-05
4521 | 1.4487e-05 | 0.031749 | 3.459 | 3.2406 | 3.0192 | 0.00010465
4522 | 1.1594e-05 | 0.04929 | 3.567 | 3.2409 | 3.0192 | 0.00010855
4523 | 1.5226e-05 | 0.047904 | 3.5569 | 3.2412 | 3.0192 | 0.0001117
4524 | 1.5898e-05 | 0.066414 | 3.647 | 3.2414 | 3.0192 | 0.00011054
4525 | 1.398e-05 | 0.078996 | 3.7307 | 3.2417 | 3.0192 | 0.00010682
4526 | 1.6242e-05 | 0.10054 | 3.8743 | 3.242 | 3.0192 | 0.00010612
4527 | 6.9634e-06 | 0.10172 | 3.8832 | 3.2422 | 3.0192 | 0.00010352
4528 | 4.9164e-06 | 0.095643 | 3.8426 | 3.2425 | 3.0192 | 0.00010447
4529 | 2.246e-05 | 0.097649 | 3.8549 | 3.2428 | 3.0192 | 0.0001094
4530 | 9.3171e-06 | 0.096071 | 3.8426 | 3.243 | 3.0192 | 0.0001112
4531 | 2.1371e-05 | 0.08631 | 3.7807 | 3.2433 | 3.0192 | 0.00011073
4532 | 1.7057e-05 | 0.070884 | 3.6739 | 3.2436 | 3.0192 | 0.0001129
4533 | 1.9502e-05 | 0.045375 | 3.5401 | 3.2438 | 3.0192 | 0.00010563
4534 | 1.7613e-05 | 0.023073 | 3.3978 | 3.2441 | 3.0192 | 0.00010769
4535 | 2.1073e-05 | 0.026773 | 3.424 | 3.2444 | 3.0192 | 0.00010869
4536 | 2.4844e-05 | 0.022975 | 3.3978 | 3.2446 | 3.0192 | 0.00010928
4537 | 2.5844e-05 | 0.022551 | 3.3937 | 3.2449 | 3.0192 | 0.00010624
4538 | 2.7239e-05 | 0.021044 | 3.3801 | 3.2452 | 3.0192 | 0.00010529
4539 | 2.9028e-05 | 0.020866 | 3.3788 | 3.2454 | 3.0192 | 0.00010516
4540 | 2.9812e-05 | 0.021241 | 3.3829 | 3.2457 | 3.0192 | 0.0001052
4541 | 3.2313e-05 | 0.031949 | 3.459 | 3.246 | 3.0192 | 0.00010521
4542 | 3.4611e-05 | 0.039584 | 3.5049 | 3.2462 | 3.0192 | 0.00010388
4543 | 3.5269e-05 | 0.054168 | 3.5928 | 3.2465 | 3.0192 | 0.00010108
4544 | 3.4379e-05 | 0.050686 | 3.576 | 3.2468 | 3.0192 | 0.00010098
4545 | 1.481e-05 | 0.064979 | 3.6392 | 3.247 | 3.0192 | 0.00010934
4546 | 1.1498e-05 | 0.082994 | 3.7639 | 3.2473 | 3.0192 | 0.0001106
4547 | 1.8654e-05 | 0.096454 | 3.8461 | 3.2476 | 3.0192 | 0.00011426
4548 | 1.9772e-05 | 0.092748 | 3.8252 | 3.2478 | 3.0192 | 0.00011139
4549 | 2.4359e-05 | 0.10866 | 3.9559 | 3.2481 | 3.0192 | 0.000107
4550 | 2.5412e-05 | 0.10047 | 3.8743 | 3.2484 | 3.0192 | 0.00010664
4551 | 1.9102e-05 | 0.086649 | 3.7841 | 3.2486 | 3.0192 | 0.00010378
4552 | 2.6082e-05 | 0.073773 | 3.6932 | 3.2489 | 3.0192 | 0.00010454
4553 | 1.1697e-05 | 0.056413 | 3.6019 | 3.2492 | 3.0192 | 0.00010932
4554 | 2.5658e-05 | 0.042052 | 3.5209 | 3.2494 | 3.0192 | 0.00011108
4555 | 2.2936e-05 | 0.034084 | 3.4718 | 3.2497 | 3.0192 | 0.00011026
4556 | 3.2702e-05 | 0.020513 | 3.3761 | 3.25 | 3.0192 | 0.00011182
4557 | 3.9453e-05 | 0.018629 | 3.3587 | 3.2502 | 3.0192 | 0.00010525
4558 | 3.6086e-05 | 0.014858 | 3.3191 | 3.2505 | 3.0192 | 0.00010656
4559 | 3.4948e-05 | 0.0086837 | 3.244 | 3.2508 | 3.0192 | 0.00010968
4560 | 4.2443e-05 | 0.012407 | 3.2932 | 3.251 | 3.0192 | 0.00010678
4561 | 4.3114e-05 | 0.011945 | 3.2856 | 3.2513 | 3.0192 | 0.00010697
4562 | 4.3925e-05 | 0.0087226 | 3.2452 | 3.2516 | 3.0192 | 0.00010537
4563 | 4.7398e-05 | 0.0085514 | 3.2402 | 3.2518 | 3.0192 | 0.00010526
4564 | 4.9487e-05 | 0.0071881 | 3.218 | 3.2521 | 3.0192 | 0.00010521
4565 | 6.3361e-05 | 0.0080836 | 3.234 | 3.2524 | 3.0192 | 0.00010373
4566 | 5.1878e-05 | 0.012543 | 3.2932 | 3.2526 | 3.0192 | 0.00010535
4567 | 6.6718e-05 | 0.014919 | 3.3191 | 3.2529 | 3.0192 | 0.00010221
4568 | 3.3379e-05 | 0.029246 | 3.4421 | 3.2532 | 3.0192 | 0.0001006
4569 | 1.8893e-05 | 0.032073 | 3.459 | 3.2534 | 3.0192 | 0.00010138
4570 | 1.9867e-05 | 0.025165 | 3.4143 | 3.2537 | 3.0192 | 0.00010678
4571 | 2.1742e-05 | 0.034018 | 3.4703 | 3.254 | 3.0192 | 0.00011114
4572 | 2.4489e-05 | 0.039685 | 3.5063 | 3.2542 | 3.0192 | 0.00010941
4573 | 2.9393e-05 | 0.050644 | 3.576 | 3.2545 | 3.0192 | 0.00010611
4574 | 2.4412e-05 | 0.031145 | 3.4533 | 3.2548 | 3.0192 | 0.00010589
4575 | 1.9783e-05 | 0.048039 | 3.558 | 3.255 | 3.0192 | 0.00010259
4576 | 1.774e-05 | 0.046278 | 3.5431 | 3.2553 | 3.0192 | 0.00010273
4577 | 2.2393e-05 | 0.030475 | 3.4505 | 3.2555 | 3.0192 | 0.0001072
4578 | 1.2051e-05 | 0.020424 | 3.3761 | 3.2556 | 3.0192 | 0.00010929
4579 | 3.3751e-05 | 0.017835 | 3.352 | 3.2558 | 3.0192 | 0.00010894
4580 | 4.1927e-05 | 0.0183 | 3.3587 | 3.256 | 3.0192 | 0.00011104
4581 | 5.1682e-05 | 0.017867 | 3.352 | 3.2562 | 3.0192 | 0.00010479
4582 | 3.4235e-05 | 0.017136 | 3.344 | 3.2564 | 3.0192 | 0.00010989
4583 | 3.3172e-05 | 0.015435 | 3.3256 | 3.2566 | 3.0192 | 0.00010725
4584 | 3.6056e-05 | 0.016195 | 3.3335 | 3.2568 | 3.0192 | 0.00010666
4585 | 3.6369e-05 | 0.016237 | 3.3335 | 3.257 | 3.0192 | 0.00010572
4586 | 3.7295e-05 | 0.016647 | 3.3401 | 3.2572 | 3.0192 | 0.00010536
4587 | 3.8866e-05 | 0.01879 | 3.3587 | 3.2574 | 3.0192 | 0.00010498
4588 | 4.0709e-05 | 0.014939 | 3.3204 | 3.2576 | 3.0192 | 0.00010509
4589 | 4.0625e-05 | 0.016817 | 3.3414 | 3.2578 | 3.0192 | 0.00010482
4590 | 4.4817e-05 | 0.019491 | 3.3653 | 3.258 | 3.0192 | 0.00010486
4591 | 4.8329e-05 | 0.023939 | 3.4033 | 3.2582 | 3.0192 | 0.00010276
4592 | 4.2452e-05 | 0.032623 | 3.4618 | 3.2584 | 3.0192 | 9.5849e-05
4593 | 2.0664e-05 | 0.033097 | 3.4675 | 3.2586 | 3.0192 | 0.00010338
4594 | 1.8062e-05 | 0.035185 | 3.4803 | 3.2588 | 3.0192 | 0.00010961
4595 | 2.4566e-05 | 0.052749 | 3.5851 | 3.259 | 3.0192 | 0.00011169
4596 | 2.7411e-05 | 0.035153 | 3.4803 | 3.2592 | 3.0192 | 0.0001103
4597 | 3.3665e-05 | 0.053791 | 3.5897 | 3.2594 | 3.0192 | 0.00010636
4598 | 2.4387e-05 | 0.070388 | 3.6708 | 3.2596 | 3.0192 | 0.00010632
4599 | 1.9039e-05 | 0.072678 | 3.6852 | 3.2598 | 3.0192 | 0.00010333
4600 | 2.1308e-05 | 0.075793 | 3.7094 | 3.26 | 3.0192 | 0.00010392
4601 | 1.513e-05 | 0.07513 | 3.7013 | 3.2602 | 3.0192 | 0.00010887
4602 | 1.2519e-05 | 0.076143 | 3.711 | 3.2604 | 3.0192 | 0.00011072
4603 | 1.8101e-05 | 0.070945 | 3.6739 | 3.2606 | 3.0192 | 0.00010999
4604 | 2.7242e-05 | 0.058716 | 3.6112 | 3.2608 | 3.0192 | 0.00011151
4605 | 3.1157e-05 | 0.040548 | 3.5122 | 3.261 | 3.0192 | 0.00010504
4606 | 2.524e-05 | 0.023607 | 3.4019 | 3.2612 | 3.0192 | 0.0001067
4607 | 2.9498e-05 | 0.017033 | 3.344 | 3.2614 | 3.0192 | 0.0001087
4608 | 3.7381e-05 | 0.0096726 | 3.2565 | 3.2616 | 3.0192 | 0.00010795
4609 | 4.4973e-05 | 0.011542 | 3.2805 | 3.2618 | 3.0192 | 0.00010662
4610 | 4.8022e-05 | 0.012496 | 3.2932 | 3.262 | 3.0192 | 0.00010475
4611 | 4.9011e-05 | 0.016387 | 3.3374 | 3.2622 | 3.0192 | 0.00010489
4612 | 5.1023e-05 | 0.016989 | 3.3427 | 3.2624 | 3.0192 | 0.00010531
4613 | 6.1975e-05 | 0.022854 | 3.3964 | 3.2626 | 3.0192 | 0.00010487
4614 | 5.1612e-05 | 0.03236 | 3.4618 | 3.2628 | 3.0192 | 0.00010447
4615 | 3.9491e-05 | 0.047615 | 3.555 | 3.263 | 3.0192 | 0.0001015
4616 | 1.981e-05 | 0.064408 | 3.636 | 3.2632 | 3.0192 | 9.9438e-05
4617 | 1.6361e-05 | 0.081143 | 3.7489 | 3.2634 | 3.0192 | 0.00010239
4618 | 1.101e-05 | 0.10768 | 3.9393 | 3.2636 | 3.0192 | 0.0001077
4619 | 1.7808e-05 | 0.12155 | 4.078 | 3.2638 | 3.0192 | 0.0001105
4620 | 2.0982e-05 | 0.12338 | 4.0978 | 3.264 | 3.0192 | 0.00010792
4621 | 2.1973e-05 | 0.13594 | 4.2978 | 3.2642 | 3.0192 | 0.00010485
4622 | 2.0239e-05 | 0.13147 | 4.2038 | 3.2644 | 3.0192 | 0.00010455
4623 | 1.7392e-05 | 0.13683 | 4.3175 | 3.2646 | 3.0192 | 0.00010172
4624 | 1.5908e-05 | 0.13414 | 4.2567 | 3.2648 | 3.0192 | 0.00010208
4625 | 1.1778e-05 | 0.13382 | 4.2524 | 3.265 | 3.0192 | 0.00010695
4626 | 9.4264e-06 | 0.13957 | 4.3916 | 3.2652 | 3.0192 | 0.00010899
4627 | 1.4115e-05 | 0.1238 | 4.1018 | 3.2653 | 3.0192 | 0.00010922
4628 | 1.6886e-05 | 0.10127 | 3.8796 | 3.2655 | 3.0192 | 0.00011186
4629 | 1.9148e-05 | 0.07692 | 3.7159 | 3.2657 | 3.0192 | 0.00010663
4630 | 7.9559e-06 | 0.071826 | 3.6787 | 3.2659 | 3.0192 | 0.00010662
4631 | 5.2532e-06 | 0.064462 | 3.636 | 3.2661 | 3.0192 | 0.00010444
4632 | 6.716e-06 | 0.065734 | 3.6454 | 3.2663 | 3.0192 | 0.0001059
4633 | 6.0969e-06 | 0.058621 | 3.6112 | 3.2665 | 3.0192 | 0.00010537
4634 | 6.8654e-06 | 0.058533 | 3.6096 | 3.2667 | 3.0192 | 0.00010504
4635 | 8.2612e-06 | 0.061795 | 3.6251 | 3.2669 | 3.0192 | 0.00010427
4636 | 9.5923e-06 | 0.056379 | 3.6004 | 3.2671 | 3.0192 | 0.00010412
4637 | 2.8031e-05 | 0.06828 | 3.658 | 3.2673 | 3.0192 | 0.00010481
4638 | 2.4675e-05 | 0.091296 | 3.8149 | 3.2675 | 3.0192 | 0.000104
4639 | 3.4687e-05 | 0.11093 | 3.9782 | 3.2677 | 3.0192 | 0.00010225
4640 | 6.5285e-06 | 0.13086 | 4.1912 | 3.2679 | 3.0192 | 0.00010151
4641 | 6.0842e-06 | 0.13782 | 4.3419 | 3.2681 | 3.0192 | 0.00010056
4642 | 1.4986e-05 | 0.14124 | 4.4214 | 3.2683 | 3.0192 | 0.00010154
4643 | 1.6216e-05 | 0.14725 | 4.587 | 3.2685 | 3.0192 | 0.00010643
4644 | 1.8599e-05 | 0.14736 | 4.5994 | 3.2687 | 3.0192 | 0.00010652
4645 | 2.5887e-05 | 0.14034 | 4.4168 | 3.2689 | 3.0192 | 0.00010504
4646 | 2.1213e-05 | 0.14262 | 4.454 | 3.2691 | 3.0192 | 0.00010523
4647 | 1.8907e-05 | 0.14237 | 4.447 | 3.2693 | 3.0192 | 0.00010229
4648 | 1.0703e-05 | 0.14181 | 4.4377 | 3.2695 | 3.0192 | 0.00010322
4649 | 1.1726e-05 | 0.12829 | 4.1562 | 3.2697 | 3.0192 | 0.0001084
4650 | 7.455e-06 | 0.11804 | 4.0487 | 3.2699 | 3.0192 | 0.00011044
4651 | 1.137e-05 | 0.10108 | 3.8779 | 3.2701 | 3.0192 | 0.00010942
4652 | 2.21e-05 | 0.08053 | 3.7423 | 3.2703 | 3.0192 | 0.00011195
4653 | 2.0468e-05 | 0.05333 | 3.5897 | 3.2705 | 3.0192 | 0.00010525
4654 | 6.5544e-06 | 0.035371 | 3.4818 | 3.2707 | 3.0192 | 0.00010542
4655 | 3.99e-06 | 0.022638 | 3.3951 | 3.2709 | 3.0192 | 0.00010537
4656 | 6.4778e-06 | 0.015226 | 3.3243 | 3.2711 | 3.0192 | 0.0001064
4657 | 8.6809e-06 | 0.010388 | 3.2665 | 3.2713 | 3.0192 | 0.00010566
4658 | 1.3357e-05 | 0.0015568 | 3.1357 | 3.2715 | 3.0192 | 0.00010586
4659 | 2.3338e-05 | 0.00075659 | 3.1206 | 3.2717 | 3.0192 | 0.00010481
4660 | 2.9673e-05 | 0 | 3.0181 | 3.2719 | 3.0192 | 0.00010417
4661 | 3.4374e-05 | 0.0063105 | 3.2046 | 3.2721 | 3.0192 | 0.00010491
4662 | 5.3854e-05 | 0.015738 | 3.3282 | 3.2723 | 3.0192 | 0.00010463
4663 | 3.6074e-05 | 0.028282 | 3.4337 | 3.2725 | 3.0192 | 0.00010336
4664 | 3.5528e-05 | 0.04235 | 3.5224 | 3.2727 | 3.0192 | 9.6798e-05
4665 | 1.244e-05 | 0.039523 | 3.5049 | 3.2729 | 3.0192 | 9.9436e-05
4666 | 1.9468e-05 | 0.070571 | 3.6708 | 3.2731 | 3.0192 | 0.00010765
4667 | 1.6624e-05 | 0.089455 | 3.8046 | 3.2733 | 3.0192 | 0.0001108
4668 | 1.8882e-05 | 0.086814 | 3.7841 | 3.2735 | 3.0192 | 0.00010962
4669 | 2.2242e-05 | 0.087006 | 3.7858 | 3.2737 | 3.0192 | 0.0001061
4670 | 2.0961e-05 | 0.089156 | 3.7994 | 3.2739 | 3.0192 | 0.00010637
4671 | 1.8398e-05 | 0.069585 | 3.666 | 3.2741 | 3.0192 | 0.00010352
4672 | 1.1382e-05 | 0.067981 | 3.6549 | 3.2743 | 3.0192 | 0.00010401
4673 | 9.3361e-06 | 0.074688 | 3.7013 | 3.2745 | 3.0192 | 0.00010875
4674 | 9.9794e-06 | 0.049609 | 3.5685 | 3.2747 | 3.0192 | 0.00011049
4675 | 1.755e-05 | 0.049592 | 3.5685 | 3.2749 | 3.0192 | 0.00011004
4676 | 2.0909e-05 | 0.029101 | 3.4407 | 3.2751 | 3.0192 | 0.00011205
4677 | 2.9352e-05 | 0.016996 | 3.3427 | 3.2753 | 3.0192 | 0.00010574
4678 | 1.8538e-05 | 0.0089137 | 3.2464 | 3.2755 | 3.0192 | 0.00011028
4679 | 2.2519e-05 | 0.0075662 | 3.2266 | 3.2757 | 3.0192 | 0.00011477
4680 | 2.8996e-05 | 0.0074738 | 3.2229 | 3.2759 | 3.0192 | 0.00011687
4681 | 3.0977e-05 | 0.0027517 | 3.152 | 3.2761 | 3.0192 | 0.00011938
4682 | 3.6461e-05 | 0.00085289 | 3.1218 | 3.2763 | 3.0192 | 0.00011862
4683 | 4.3404e-05 | 0.0050478 | 3.1841 | 3.2765 | 3.0192 | 0.00011727
4684 | 4.5094e-05 | 0.0050413 | 3.1817 | 3.2767 | 3.0192 | 0.00010628
4685 | 5.2621e-05 | 0.0071564 | 3.2168 | 3.2769 | 3.0192 | 0.00010207
4686 | 4.4718e-05 | 0.0092851 | 3.2514 | 3.2771 | 3.0192 | 0.00010349
4687 | 4.3152e-05 | 0.02177 | 3.3842 | 3.2773 | 3.0192 | 0.00010173
4688 | 2.7745e-05 | 0.023592 | 3.4019 | 3.2775 | 3.0192 | 0.00011159
4689 | 2.0306e-05 | 0.02893 | 3.4365 | 3.2777 | 3.0192 | 0.00011229
4690 | 1.5835e-05 | 0.042941 | 3.5268 | 3.2779 | 3.0192 | 0.0001144
4691 | 1.4885e-05 | 0.069331 | 3.6628 | 3.2781 | 3.0192 | 0.00011737
4692 | 1.528e-05 | 0.029073 | 3.4407 | 3.2783 | 3.0192 | 0.00011276
4693 | 2.051e-05 | 0.062632 | 3.6267 | 3.2785 | 3.0192 | 0.00010748
4694 | 1.0393e-05 | 0.038171 | 3.4976 | 3.2787 | 3.0192 | 0.00010659
4695 | 7.9393e-06 | 0.049833 | 3.57 | 3.2789 | 3.0192 | 0.00010344
4696 | 6.2533e-06 | 0.059647 | 3.6127 | 3.2791 | 3.0192 | 0.0001039
4697 | 1.0319e-05 | 0.072557 | 3.6836 | 3.2793 | 3.0192 | 0.00010863
4698 | 6.1992e-06 | 0.065483 | 3.6407 | 3.2795 | 3.0192 | 0.00011038
4699 | 8.5845e-06 | 0.051114 | 3.5775 | 3.2797 | 3.0192 | 0.00010993
4700 | 1.734e-05 | 0.019804 | 3.3694 | 3.2799 | 3.0192 | 0.00011194
4701 | 2.5511e-05 | 0.022459 | 3.391 | 3.2801 | 3.0192 | 0.00010563
4702 | 2.1e-05 | 0.022484 | 3.391 | 3.2803 | 3.0192 | 0.0001103
4703 | 2.0618e-05 | 0.037071 | 3.4904 | 3.2805 | 3.0192 | 0.00011504
4704 | 1.8945e-05 | 0.035601 | 3.4818 | 3.2807 | 3.0192 | 0.00011763
4705 | 1.771e-05 | 0.030003 | 3.4477 | 3.2809 | 3.0192 | 0.00012006
4706 | 1.9572e-05 | 0.033852 | 3.4689 | 3.2811 | 3.0192 | 0.00012064
4707 | 2.2644e-05 | 0.030058 | 3.4477 | 3.2813 | 3.0192 | 0.00012013
4708 | 2.1274e-05 | 0.011947 | 3.2843 | 3.2815 | 3.0192 | 0.00011525
4709 | 2.5541e-05 | 0.014001 | 3.31 | 3.2817 | 3.0192 | 0.00011198
4710 | 6.111e-05 | 0.019945 | 3.3721 | 3.2819 | 3.0192 | 0.00010912
4711 | 4.06e-05 | 0.024285 | 3.4074 | 3.2821 | 3.0192 | 0.0001018
4712 | 2.2517e-05 | 0.03831 | 3.4976 | 3.2823 | 3.0192 | 0.00011137
4713 | 1.5954e-05 | 0.044797 | 3.5357 | 3.2825 | 3.0192 | 0.00011265
4714 | 1.2284e-05 | 0.055354 | 3.5958 | 3.2827 | 3.0192 | 0.00011456
4715 | 1.7701e-05 | 0.062432 | 3.6251 | 3.2829 | 3.0192 | 0.0001174
4716 | 2.4962e-05 | 0.080301 | 3.7423 | 3.2831 | 3.0192 | 0.00011265
4717 | 2.5795e-05 | 0.077672 | 3.7225 | 3.2833 | 3.0192 | 0.00010737
4718 | 2.0985e-05 | 0.073994 | 3.6932 | 3.2835 | 3.0192 | 0.00010648
4719 | 1.7522e-05 | 0.077086 | 3.7192 | 3.2837 | 3.0192 | 0.00010334
4720 | 1.5203e-05 | 0.081668 | 3.7522 | 3.2839 | 3.0192 | 0.00010378
4721 | 1.1815e-05 | 0.081002 | 3.7472 | 3.2841 | 3.0192 | 0.00010852
4722 | 1.5796e-05 | 0.071134 | 3.6739 | 3.2843 | 3.0192 | 0.00011027
4723 | 1.8962e-05 | 0.049138 | 3.5655 | 3.2845 | 3.0192 | 0.00010983
4724 | 3.2338e-05 | 0.023409 | 3.4019 | 3.2847 | 3.0192 | 0.00011183
4725 | 3.5226e-05 | 0.012103 | 3.2856 | 3.2849 | 3.0192 | 0.00010554
4726 | 3.3797e-05 | 0.0074448 | 3.2217 | 3.2851 | 3.0192 | 0.00011019
4727 | 3.887e-05 | 0.0040717 | 3.1709 | 3.2853 | 3.0192 | 0.00011493
4728 | 4.6768e-05 | 0 | 2.9662 | 3.2855 | 3.0192 | 0.00011752
4729 | 6.2652e-05 | 0 | 2.9181 | 3.2857 | 3.0192 | 0.00011995
4730 | 7.5327e-05 | 0 | 2.9001 | 3.2859 | 3.0192 | 0.00012098
4731 | 8.2081e-05 | 0 | 2.8872 | 3.2861 | 3.0192 | 0.00012117
4732 | 8.6321e-05 | 0 | 2.8599 | 3.2863 | 3.0192 | 0.00012119
4733 | 8.6585e-05 | 0 | 2.9798 | 3.2865 | 3.0192 | 0.00012118
4734 | 9.2781e-05 | 0.0013633 | 3.1299 | 3.2867 | 3.0192 | 0.00012118
4735 | 6.6705e-05 | 0.018098 | 3.3533 | 3.2869 | 3.0192 | 0.00012111
4736 | 3.9128e-05 | 0.036364 | 3.4846 | 3.2871 | 3.0192 | 0.00012049
4737 | 3.1492e-05 | 0.044635 | 3.5357 | 3.2873 | 3.0192 | 0.0001182
4738 | 1.8622e-05 | 0.063769 | 3.6329 | 3.2875 | 3.0192 | 0.00011649
4739 | 1.7733e-05 | 0.077846 | 3.7225 | 3.2877 | 3.0192 | 0.00011749
4740 | 2.5794e-05 | 0.09788 | 3.8549 | 3.2879 | 3.0192 | 0.00011275
4741 | 2.4503e-05 | 0.10085 | 3.8761 | 3.2881 | 3.0192 | 0.00010726
4742 | 1.9498e-05 | 0.1138 | 4.0084 | 3.2883 | 3.0192 | 0.00010637
4743 | 2.1544e-05 | 0.11994 | 4.0663 | 3.2885 | 3.0192 | 0.00010324
4744 | 1.3205e-05 | 0.12547 | 4.1198 | 3.2887 | 3.0192 | 0.00010367
4745 | 8.2173e-06 | 0.11693 | 4.041 | 3.2889 | 3.0192 | 0.0001084
4746 | 1.2872e-05 | 0.11168 | 3.9857 | 3.2892 | 3.0192 | 0.00011016
4747 | 2.0804e-05 | 0.10974 | 3.967 | 3.2894 | 3.0192 | 0.00010972
4748 | 2.1422e-05 | 0.089599 | 3.8046 | 3.2896 | 3.0192 | 0.00011171
4749 | 2.3456e-05 | 0.049012 | 3.5655 | 3.2898 | 3.0192 | 0.00010541
4750 | 8.7345e-06 | 0.026526 | 3.4226 | 3.29 | 3.0192 | 0.00011007
4751 | 9.1229e-06 | 0.018255 | 3.356 | 3.2902 | 3.0192 | 0.00011481
4752 | 1.5192e-05 | 0.0083591 | 3.239 | 3.2904 | 3.0192 | 0.00011741
4753 | 2.2064e-05 | 0.0046077 | 3.1769 | 3.2906 | 3.0192 | 0.00011984
4754 | 2.9409e-05 | 0.0024631 | 3.1473 | 3.2908 | 3.0192 | 0.0001208
4755 | 3.5486e-05 | 0.0024925 | 3.1473 | 3.291 | 3.0192 | 0.0001206
4756 | 4.1621e-05 | 0 | 3.0674 | 3.2912 | 3.0192 | 0.00011697
4757 | 4.9893e-05 | 0.007986 | 3.234 | 3.2914 | 3.0192 | 0.00011842
4758 | 5.1598e-05 | 0.025986 | 3.417 | 3.2916 | 3.0192 | 0.00010627
4759 | 4.8418e-05 | 0.072755 | 3.6852 | 3.2918 | 3.0192 | 9.667e-05
4760 | 1.2216e-05 | 0.097942 | 3.8549 | 3.292 | 3.0192 | 0.00010575
4761 | 7.9476e-06 | 0.12766 | 4.144 | 3.2922 | 3.0192 | 0.00011254
4762 | 7.362e-06 | 0.13474 | 4.2631 | 3.2924 | 3.0192 | 0.00011252
4763 | 1.303e-05 | 0.14135 | 4.433 | 3.2926 | 3.0192 | 0.00011676
4764 | 1.8448e-05 | 0.14701 | 4.5745 | 3.2928 | 3.0192 | 0.00011247
4765 | 3.2127e-05 | 0.14876 | 4.6835 | 3.293 | 3.0192 | 0.00010715
4766 | 2.2221e-05 | 0.15221 | 4.9437 | 3.2932 | 3.0192 | 0.00010627
4767 | 1.4821e-05 | 0.15265 | 4.9875 | 3.2934 | 3.0192 | 0.00010314
4768 | 1.4581e-05 | 0.15279 | 4.9993 | 3.2936 | 3.0192 | 0.00010356
4769 | 1.156e-05 | 0.15225 | 4.9093 | 3.2938 | 3.0192 | 0.00010829
4770 | 1.1997e-05 | 0.15155 | 4.8585 | 3.294 | 3.0192 | 0.00011006
4771 | 1.0708e-05 | 0.14796 | 4.6398 | 3.2942 | 3.0192 | 0.00010962
4772 | 2.1486e-05 | 0.13401 | 4.2567 | 3.2944 | 3.0192 | 0.0001116
4773 | 1.6685e-05 | 0.10744 | 3.9393 | 3.2946 | 3.0192 | 0.00010531
4774 | 7.6814e-06 | 0.065773 | 3.647 | 3.2948 | 3.0192 | 0.00010976
4775 | 2.0581e-06 | 0.037924 | 3.4947 | 3.295 | 3.0192 | 0.00011435
4776 | 2.2211e-06 | 0.029261 | 3.4421 | 3.2952 | 3.0192 | 0.00011655
4777 | 7.3998e-07 | 0.012991 | 3.2984 | 3.2954 | 3.0192 | 0.00011802
4778 | 1.8626e-06 | 0.012272 | 3.2894 | 3.2956 | 3.0192 | 0.00011884
4779 | 3.3428e-06 | 0.012835 | 3.2971 | 3.2958 | 3.0192 | 0.00010985
4780 | 7.5798e-06 | 0.013661 | 3.3074 | 3.296 | 3.0192 | 0.00010588
4781 | 1.1881e-05 | 0.025962 | 3.417 | 3.2962 | 3.0192 | 0.00010416
4782 | 2.0709e-05 | 0.072511 | 3.6819 | 3.2964 | 3.0192 | 0.00010379
4783 | 2.1547e-05 | 0.11313 | 4.0046 | 3.2966 | 3.0192 | 0.00010127
4784 | 1.2912e-05 | 0.13933 | 4.3847 | 3.2968 | 3.0192 | 9.6352e-05
4785 | 1.1071e-05 | 0.14897 | 4.6913 | 3.297 | 3.0192 | 0.00010194
4786 | 6.2284e-06 | 0.15277 | 5.0052 | 3.2972 | 3.0192 | 0.00010891
4787 | 1.3312e-05 | 0.15356 | 5.3068 | 3.2974 | 3.0192 | 0.00011095
4788 | 1.8794e-05 | 0.15378 | 5.4611 | 3.2976 | 3.0192 | 0.00011029
4789 | 2.2978e-05 | 0.15353 | 5.5326 | 3.2978 | 3.0192 | 0.00010615
4790 | 2.3629e-05 | 0.15362 | 5.6208 | 3.298 | 3.0192 | 0.00010587
4791 | 1.6552e-05 | 0.1547 | 5.6661 | 3.2982 | 3.0192 | 0.00010303
4792 | 1.2427e-05 | 0.15505 | 5.7081 | 3.2984 | 3.0192 | 0.00010344
4793 | 1.471e-05 | 0.15375 | 5.5874 | 3.2986 | 3.0192 | 0.00010818
4794 | 1.6885e-05 | 0.1539 | 5.3846 | 3.2988 | 3.0192 | 0.00010995
4795 | 2.3083e-05 | 0.15239 | 4.967 | 3.2991 | 3.0192 | 0.00010951
4796 | 1.7626e-05 | 0.14686 | 4.5745 | 3.2993 | 3.0192 | 0.0001114
4797 | 1.4985e-05 | 0.13582 | 4.2956 | 3.2995 | 3.0192 | 0.0001049
4798 | 6.0451e-06 | 0.13532 | 4.2804 | 3.2997 | 3.0192 | 0.00010945
4799 | 2.0626e-06 | 0.12695 | 4.1359 | 3.2999 | 3.0192 | 0.00011143
4800 | 2.1565e-06 | 0.077604 | 3.7225 | 3.3001 | 3.0192 | 0.00011686
4801 | 5.2021e-07 | 0.080554 | 3.7439 | 3.3003 | 3.0192 | 0.00010646
4802 | 1.1192e-07 | 0.081686 | 3.7522 | 3.3005 | 3.0192 | 0.00010431
4803 | 1.6507e-06 | 0.09262 | 3.8235 | 3.3007 | 3.0192 | 0.00010429
4804 | 2.8217e-07 | 0.074917 | 3.7013 | 3.3009 | 3.0192 | 0.0001029
4805 | 1.5128e-06 | 0.090306 | 3.8063 | 3.3011 | 3.0192 | 0.00010419
4806 | 8.7335e-06 | 0.12062 | 4.0741 | 3.3013 | 3.0192 | 0.00010302
4807 | 3.3468e-05 | 0.14608 | 4.545 | 3.3015 | 3.0192 | 0.0001019
4808 | 1.2762e-05 | 0.15233 | 4.9582 | 3.3017 | 3.0192 | 9.7445e-05
4809 | 2.1566e-05 | 0.1527 | 5.1484 | 3.3019 | 3.0192 | 9.9456e-05
4810 | 6.2792e-06 | 0.15393 | 5.3437 | 3.3021 | 3.0192 | 0.00010837
4811 | 1.6507e-05 | 0.15312 | 5.241 | 3.3023 | 3.0192 | 0.00011054
4812 | 2.8521e-05 | 0.15288 | 5.1737 | 3.3025 | 3.0192 | 0.00011071
4813 | 2.2879e-05 | 0.15273 | 5.1266 | 3.3027 | 3.0192 | 0.00010637
4814 | 1.9206e-05 | 0.15272 | 5.1018 | 3.3029 | 3.0192 | 0.00010599
4815 | 1.4711e-05 | 0.15276 | 5.0773 | 3.3031 | 3.0192 | 0.00010289
4816 | 1.2077e-05 | 0.15272 | 5.0621 | 3.3033 | 3.0192 | 0.00010335
4817 | 9.5371e-06 | 0.15274 | 5.029 | 3.3035 | 3.0192 | 0.00010808
4818 | 3.4289e-05 | 0.15142 | 4.8446 | 3.3037 | 3.0192 | 0.00010986
4819 | 1.1753e-05 | 0.1465 | 4.5548 | 3.3039 | 3.0192 | 0.00010933
4820 | 1.9602e-05 | 0.1384 | 4.3554 | 3.3041 | 3.0192 | 0.00011109
4821 | 2.3026e-05 | 0.13274 | 4.2269 | 3.3043 | 3.0192 | 0.0001043
4822 | 6.0594e-06 | 0.11939 | 4.0623 | 3.3045 | 3.0192 | 0.00010869
4823 | 2.0626e-06 | 0.11084 | 3.9764 | 3.3047 | 3.0192 | 0.00011268
4824 | 2.1628e-06 | 0.088435 | 3.796 | 3.3049 | 3.0192 | 0.00011452
4825 | 5.2021e-07 | 0.06542 | 3.6407 | 3.3051 | 3.0192 | 0.00011181
4826 | 1.1192e-07 | 0.058297 | 3.6081 | 3.3053 | 3.0192 | 0.00011237
4827 | 1.1823e-07 | 0.058239 | 3.6081 | 3.3056 | 3.0192 | 0.00010453
4828 | 2.8426e-06 | 0.049704 | 3.5685 | 3.3058 | 3.0192 | 0.00010353
4829 | 1.7942e-05 | 0.054189 | 3.5928 | 3.306 | 3.0192 | 0.00010368
4830 | 1.5507e-05 | 0.053018 | 3.5851 | 3.3062 | 3.0192 | 0.00010361
4831 | 1.8079e-05 | 0.054604 | 3.5928 | 3.3064 | 3.0192 | 9.6483e-05
4832 | 1.9753e-05 | 0.068376 | 3.6596 | 3.3066 | 3.0192 | 0.00010383
4833 | 6.8297e-06 | 0.092046 | 3.8166 | 3.3068 | 3.0192 | 0.00010974
4834 | 8.4444e-06 | 0.10379 | 3.9011 | 3.307 | 3.0192 | 0.00010948
4835 | 1.8494e-05 | 0.10198 | 3.8886 | 3.3072 | 3.0192 | 0.00011332
4836 | 2.7793e-05 | 0.11213 | 3.9933 | 3.3074 | 3.0192 | 0.0001102
4837 | 2.4022e-05 | 0.11164 | 3.9857 | 3.3076 | 3.0192 | 0.00010586
4838 | 2.0529e-05 | 0.12235 | 4.0879 | 3.3078 | 3.0192 | 0.00010571
4839 | 1.5138e-05 | 0.075706 | 3.7094 | 3.308 | 3.0192 | 0.00010288
4840 | 1.0729e-05 | 0.091928 | 3.8166 | 3.3082 | 3.0192 | 0.00010325
4841 | 9.6406e-06 | 0.090285 | 3.8046 | 3.3084 | 3.0192 | 0.00010798
4842 | 9.435e-06 | 0.084055 | 3.7673 | 3.3086 | 3.0192 | 0.00010976
4843 | 1.6147e-05 | 0.080073 | 3.7406 | 3.3088 | 3.0192 | 0.00010932
4844 | 2.3616e-05 | 0.069832 | 3.666 | 3.309 | 3.0192 | 0.00011127
4845 | 1.5367e-05 | 0.069857 | 3.666 | 3.3092 | 3.0192 | 0.00010483
4846 | 6.0752e-06 | 0.056838 | 3.6019 | 3.3094 | 3.0192 | 0.00010913
4847 | 2.0641e-06 | 0.047196 | 3.5505 | 3.3096 | 3.0192 | 0.00011333
4848 | 2.1719e-06 | 0.03482 | 3.4775 | 3.3098 | 3.0192 | 0.00011598
4849 | 5.239e-07 | 0.028392 | 3.4351 | 3.31 | 3.0192 | 0.0001172
4850 | 1.4437e-07 | 0.025901 | 3.417 | 3.3102 | 3.0192 | 0.00011375
4851 | 1.8558e-07 | 0.02067 | 3.3774 | 3.3104 | 3.0192 | 0.00011134
4852 | 1.7469e-06 | 0.021066 | 3.3801 | 3.3106 | 3.0192 | 0.00010329
4853 | 9.9755e-06 | 0.019815 | 3.3694 | 3.3108 | 3.0192 | 0.00010519
4854 | 1.8085e-05 | 0.022655 | 3.3951 | 3.3111 | 3.0192 | 0.00010339
4855 | 2.4312e-05 | 0.028352 | 3.4351 | 3.3113 | 3.0192 | 9.9453e-05
4856 | 7.1493e-06 | 0.038061 | 3.4962 | 3.3115 | 3.0192 | 0.0001019
4857 | 6.0714e-06 | 0.03901 | 3.5034 | 3.3117 | 3.0192 | 0.00010845
4858 | 3.7511e-06 | 0.049471 | 3.567 | 3.3119 | 3.0192 | 0.00010908
4859 | 1.0476e-05 | 0.048733 | 3.5625 | 3.3121 | 3.0192 | 0.00011302
4860 | 1.3215e-05 | 0.052438 | 3.5851 | 3.3123 | 3.0192 | 0.00011077
4861 | 8.3001e-06 | 0.050735 | 3.576 | 3.3125 | 3.0192 | 0.0001065
4862 | 9.8341e-06 | 0.055725 | 3.5973 | 3.3127 | 3.0192 | 0.00010586
4863 | 7.723e-06 | 0.068066 | 3.6549 | 3.3129 | 3.0192 | 0.00010273
4864 | 5.568e-06 | 0.068826 | 3.6612 | 3.3131 | 3.0192 | 0.00010278
4865 | 3.2124e-06 | 0.067402 | 3.6549 | 3.3133 | 3.0192 | 0.00010736
4866 | 6.7131e-06 | 0.055297 | 3.5958 | 3.3135 | 3.0192 | 0.00010926
4867 | 8.0486e-06 | 0.04729 | 3.552 | 3.3137 | 3.0192 | 0.00010855
4868 | 1.4977e-05 | 0.035542 | 3.4818 | 3.3139 | 3.0192 | 0.00011047
4869 | 1.321e-05 | 0.027339 | 3.4281 | 3.3141 | 3.0192 | 0.00010362
4870 | 4.8872e-06 | 0.021031 | 3.3801 | 3.3143 | 3.0192 | 0.00010583
4871 | 2.6272e-06 | 0.010873 | 3.2728 | 3.3145 | 3.0192 | 0.00010609
4872 | 3.9564e-06 | 0.0098972 | 3.2615 | 3.3147 | 3.0192 | 0.00010809
4873 | 3.1472e-06 | 0.010528 | 3.269 | 3.3149 | 3.0192 | 0.00010491
4874 | 3.3018e-06 | 0.01228 | 3.2894 | 3.3151 | 3.0192 | 0.00010452
4875 | 3.7573e-06 | 0.010577 | 3.269 | 3.3153 | 3.0192 | 0.00010342
4876 | 6.8057e-06 | 0.0050515 | 3.1841 | 3.3156 | 3.0192 | 0.00010342
4877 | 1.7599e-05 | 0.0078463 | 3.2316 | 3.3158 | 3.0192 | 0.00010332
4878 | 1.2434e-05 | 0.01418 | 3.3126 | 3.316 | 3.0192 | 0.00010396
4879 | 1.1834e-05 | 0.033385 | 3.4689 | 3.3162 | 3.0192 | 0.00010255
4880 | 1.1386e-05 | 0.04641 | 3.5475 | 3.3164 | 3.0192 | 0.00010114
4881 | 1.5045e-05 | 0.05949 | 3.6112 | 3.3166 | 3.0192 | 0.00010081
4882 | 8.3101e-06 | 0.06528 | 3.6407 | 3.3168 | 3.0192 | 9.9116e-05
4883 | 1.4906e-05 | 0.076822 | 3.7159 | 3.317 | 3.0192 | 0.0001073
4884 | 1.7678e-05 | 0.090465 | 3.8063 | 3.3172 | 3.0192 | 0.00010454
4885 | 2.5033e-05 | 0.090365 | 3.8063 | 3.3174 | 3.0192 | 0.00010262
4886 | 2.1704e-05 | 0.10005 | 3.8708 | 3.3176 | 3.0192 | 0.00010359
4887 | 1.8128e-05 | 0.10155 | 3.8832 | 3.3178 | 3.0192 | 9.7268e-05
4888 | 1.3816e-05 | 0.10715 | 3.9375 | 3.318 | 3.0192 | 9.9499e-05
4889 | 1.2135e-05 | 0.1015 | 3.8832 | 3.3182 | 3.0192 | 0.00010491
4890 | 1.0895e-05 | 0.098987 | 3.8637 | 3.3184 | 3.0192 | 0.00010689
4891 | 1.0632e-05 | 0.083578 | 3.7656 | 3.3186 | 3.0192 | 0.00010734
4892 | 2.2083e-05 | 0.067612 | 3.6549 | 3.3188 | 3.0192 | 0.00010882
4893 | 1.5014e-05 | 0.036544 | 3.4861 | 3.319 | 3.0192 | 0.00010591
4894 | 6.2297e-06 | 0.010566 | 3.269 | 3.3191 | 3.0192 | 0.00010701
4895 | 3.1389e-06 | 0.010737 | 3.2716 | 3.3192 | 3.0192 | 0.0001045
4896 | 4.2185e-06 | 0.0075067 | 3.2229 | 3.3192 | 3.0192 | 0.00010346
4897 | 3.7532e-06 | 0.0059148 | 3.201 | 3.3193 | 3.0192 | 0.00010495
4898 | 4.5367e-06 | 0.0045832 | 3.1769 | 3.3194 | 3.0192 | 0.00010266
4899 | 5.8303e-06 | 0.0028959 | 3.1544 | 3.3194 | 3.0192 | 0.00010349
4900 | 9.209e-06 | 0.0040536 | 3.1709 | 3.3195 | 3.0192 | 0.00010358
4901 | 2.1947e-05 | 0.011094 | 3.2754 | 3.3196 | 3.0192 | 0.00010352
4902 | 1.7228e-05 | 0.026381 | 3.4211 | 3.3196 | 3.0192 | 0.00010165
4903 | 1.4977e-05 | 0.070105 | 3.6676 | 3.3197 | 3.0192 | 0.00010247
4904 | 1.2774e-05 | 0.10429 | 3.9083 | 3.3198 | 3.0192 | 0.00010264
4905 | 1.299e-05 | 0.12585 | 4.1258 | 3.3198 | 3.0192 | 0.00010337
4906 | 6.6569e-06 | 0.1335 | 4.2417 | 3.3199 | 3.0192 | 0.00010165
4907 | 1.6662e-05 | 0.13745 | 4.3308 | 3.32 | 3.0192 | 0.00010237
4908 | 2.3878e-05 | 0.14091 | 4.4191 | 3.32 | 3.0192 | 0.000103
4909 | 2.0934e-05 | 0.14575 | 4.528 | 3.3201 | 3.0192 | 0.00010339
4910 | 1.9047e-05 | 0.14579 | 4.5304 | 3.3202 | 3.0192 | 0.00010188
4911 | 1.5498e-05 | 0.14667 | 4.5622 | 3.3202 | 3.0192 | 9.9756e-05
4912 | 1.184e-05 | 0.14673 | 4.5671 | 3.3203 | 3.0192 | 9.9083e-05
4913 | 1.0789e-05 | 0.1466 | 4.5548 | 3.3204 | 3.0192 | 0.00010434
4914 | 1.5202e-05 | 0.14376 | 4.4776 | 3.3204 | 3.0192 | 0.00010659
4915 | 1.2845e-05 | 0.13752 | 4.3375 | 3.3205 | 3.0192 | 0.00010685
4916 | 1.7176e-05 | 0.12168 | 4.08 | 3.3206 | 3.0192 | 0.00011037
4917 | 1.6177e-05 | 0.10402 | 3.9065 | 3.3206 | 3.0192 | 0.00010674
4918 | 6.1319e-06 | 0.10694 | 3.9375 | 3.3207 | 3.0192 | 0.00010509
4919 | 2.072e-06 | 0.094365 | 3.8339 | 3.3208 | 3.0192 | 0.00010458
4920 | 2.1896e-06 | 0.07201 | 3.6787 | 3.3208 | 3.0192 | 0.00010372
4921 | 5.2178e-07 | 0.066995 | 3.6502 | 3.3209 | 3.0192 | 0.00010468
4922 | 1.1648e-07 | 0.049357 | 3.567 | 3.321 | 3.0192 | 0.00010363
4923 | 5.6561e-07 | 0.036374 | 3.4861 | 3.321 | 3.0192 | 0.00010358
4924 | 6.6434e-07 | 0.048983 | 3.5655 | 3.3211 | 3.0192 | 0.00010349
4925 | 7.2017e-06 | 0.073598 | 3.6916 | 3.3212 | 3.0192 | 0.00010315
4926 | 1.0317e-05 | 0.082405 | 3.7589 | 3.3212 | 3.0192 | 0.00010334
4927 | 2.2259e-05 | 0.11708 | 4.0449 | 3.3213 | 3.0192 | 0.00010201
4928 | 1.3483e-05 | 0.13373 | 4.2503 | 3.3214 | 3.0192 | 0.00010149
4929 | 9.1358e-06 | 0.14326 | 4.4682 | 3.3214 | 3.0192 | 0.00010208
4930 | 8.7057e-06 | 0.1428 | 4.454 | 3.3215 | 3.0192 | 9.9737e-05
4931 | 1.5928e-05 | 0.14791 | 4.6271 | 3.3216 | 3.0192 | 0.00010331
4932 | 2.2949e-05 | 0.14969 | 4.7493 | 3.3216 | 3.0192 | 0.00010371
4933 | 2.5199e-05 | 0.1473 | 4.5969 | 3.3217 | 3.0192 | 0.00010286
4934 | 2.0961e-05 | 0.13876 | 4.3711 | 3.3218 | 3.0192 | 0.00010354
4935 | 1.5706e-05 | 0.12973 | 4.1747 | 3.3218 | 3.0192 | 0.00010174
4936 | 1.1805e-05 | 0.12723 | 4.1379 | 3.3219 | 3.0192 | 9.9267e-05
4937 | 1.1883e-05 | 0.11203 | 3.9914 | 3.322 | 3.0192 | 9.8453e-05
4938 | 1.289e-05 | 0.11408 | 4.0141 | 3.322 | 3.0192 | 0.00010133
4939 | 1.4233e-05 | 0.11038 | 3.9726 | 3.3221 | 3.0192 | 0.00010843
4940 | 2.6348e-05 | 0.087921 | 3.7926 | 3.3222 | 3.0192 | 0.00010464
4941 | 1.9147e-05 | 0.074207 | 3.6932 | 3.3223 | 3.0192 | 0.00010313
4942 | 6.1314e-06 | 0.074347 | 3.6981 | 3.3223 | 3.0192 | 0.00010306
4943 | 2.0736e-06 | 0.074472 | 3.6997 | 3.3224 | 3.0192 | 0.00010277
4944 | 2.1975e-06 | 0.07152 | 3.6771 | 3.3225 | 3.0192 | 0.00010374
4945 | 5.2336e-07 | 0.061477 | 3.6236 | 3.3225 | 3.0192 | 0.00010287
4946 | 1.1611e-07 | 0.059296 | 3.6112 | 3.3226 | 3.0192 | 0.00010375
4947 | 1.1922e-07 | 0.06122 | 3.6174 | 3.3227 | 3.0192 | 0.00010308
4948 | 2.8755e-07 | 0.047494 | 3.555 | 3.3227 | 3.0192 | 0.00010328
4949 | 1.7124e-05 | 0.047472 | 3.555 | 3.3228 | 3.0192 | 0.00010343
4950 | 7.2323e-06 | 0.064318 | 3.6345 | 3.3229 | 3.0192 | 0.00010352
4951 | 1.8761e-05 | 0.049521 | 3.5685 | 3.3229 | 3.0192 | 0.00010142
4952 | 5.5591e-06 | 0.047402 | 3.555 | 3.323 | 3.0192 | 9.9239e-05
4953 | 6.33e-06 | 0.022908 | 3.3964 | 3.3231 | 3.0192 | 9.8371e-05
4954 | 6.1922e-06 | 0.048173 | 3.558 | 3.3231 | 3.0192 | 9.9905e-05
4955 | 1.3313e-05 | 0.072731 | 3.6852 | 3.3232 | 3.0192 | 0.00010892
4956 | 1.7578e-05 | 0.054912 | 3.5943 | 3.3233 | 3.0192 | 0.00010715
4957 | 2.7184e-05 | 0.069669 | 3.666 | 3.3233 | 3.0192 | 0.00010485
4958 | 2.4008e-05 | 0.069536 | 3.666 | 3.3234 | 3.0192 | 0.00010454
4959 | 1.4769e-05 | 0.069971 | 3.6676 | 3.3235 | 3.0192 | 0.0001021
4960 | 2.2445e-05 | 0.070202 | 3.6676 | 3.3235 | 3.0192 | 0.00010273
4961 | 1.3135e-05 | 0.065215 | 3.6407 | 3.3236 | 3.0192 | 0.0001075
4962 | 1.4878e-05 | 0.061581 | 3.6236 | 3.3237 | 3.0192 | 0.00010932
4963 | 1.0321e-05 | 0.036081 | 3.4832 | 3.3237 | 3.0192 | 0.00010845
4964 | 1.8836e-05 | 0.019662 | 3.368 | 3.3238 | 3.0192 | 0.0001107
4965 | 1.5619e-05 | 0.016115 | 3.3335 | 3.3239 | 3.0192 | 0.00010333
4966 | 6.5762e-06 | 0.012932 | 3.2971 | 3.3239 | 3.0192 | 0.00010563
4967 | 2.8857e-06 | 0.0080237 | 3.234 | 3.324 | 3.0192 | 0.00010603
4968 | 3.9401e-06 | 0.004524 | 3.1769 | 3.3241 | 3.0192 | 0.00010727
4969 | 3.4972e-06 | 0 | 3.0989 | 3.3241 | 3.0192 | 0.00010662
4970 | 5.1284e-06 | 0.0032831 | 3.1603 | 3.3242 | 3.0192 | 0.00010437
4971 | 5.6772e-06 | 0.0032804 | 3.1603 | 3.3243 | 3.0192 | 0.00010349
4972 | 8.2302e-06 | 0.0010566 | 3.1252 | 3.3243 | 3.0192 | 0.00010317
4973 | 1.6696e-05 | 0.0035791 | 3.165 | 3.3244 | 3.0192 | 0.00010308
4974 | 1.7163e-05 | 0.010281 | 3.2653 | 3.3245 | 3.0192 | 0.00010302
4975 | 2.6394e-05 | 0.021517 | 3.3842 | 3.3245 | 3.0192 | 9.7147e-05
4976 | 1.9523e-05 | 0.044659 | 3.5357 | 3.3246 | 3.0192 | 0.0001004
4977 | 8.7588e-06 | 0.037371 | 3.4904 | 3.3247 | 3.0192 | 0.00010756
4978 | 9.8398e-06 | 0.046006 | 3.5431 | 3.3247 | 3.0192 | 0.00010859
4979 | 1.2641e-05 | 0.068629 | 3.6596 | 3.3248 | 3.0192 | 0.00011194
4980 | 2.0348e-05 | 0.048781 | 3.564 | 3.3249 | 3.0192 | 0.00011006
4981 | 2.0785e-05 | 0.045973 | 3.5431 | 3.325 | 3.0192 | 0.00010586
4982 | 2.2254e-05 | 0.076456 | 3.7143 | 3.325 | 3.0192 | 0.00010546
4983 | 2.042e-05 | 0.077757 | 3.7225 | 3.3251 | 3.0192 | 0.00010241
4984 | 1.3405e-05 | 0.065769 | 3.6454 | 3.3252 | 3.0192 | 0.00010272
4985 | 8.1495e-06 | 0.065617 | 3.6423 | 3.3252 | 3.0192 | 0.00010743
4986 | 8.7033e-06 | 0.066128 | 3.647 | 3.3253 | 3.0192 | 0.00010924
4987 | 1.4162e-05 | 0.041938 | 3.5195 | 3.3254 | 3.0192 | 0.00010882
4988 | 1.6696e-05 | 0.017844 | 3.352 | 3.3254 | 3.0192 | 0.00011074
4989 | 1.972e-05 | 0.011399 | 3.2792 | 3.3255 | 3.0192 | 0.00010454
4990 | 7.5149e-06 | 0.0055673 | 3.1925 | 3.3256 | 3.0192 | 0.000109
4991 | 4.8531e-06 | 0 | 3.0203 | 3.3256 | 3.0192 | 0.00011382
4992 | 8.3439e-06 | 0 | 2.9988 | 3.3257 | 3.0192 | 0.0001161
4993 | 8.8668e-06 | 0 | 2.9683 | 3.3258 | 3.0192 | 0.00011897
4994 | 1.039e-05 | 0 | 2.9904 | 3.3258 | 3.0192 | 0.0001162
4995 | 1.1332e-05 | 0 | 2.9394 | 3.3259 | 3.0192 | 0.00011493
4996 | 1.3858e-05 | 0 | 2.9282 | 3.326 | 3.0192 | 0.00010256
4997 | 2.4569e-05 | 0 | 2.9569 | 3.326 | 3.0192 | 9.8068e-05
4998 | 1.8475e-05 | 0 | 3.0932 | 3.3261 | 3.0192 | 0.00010461
4999 | 2.3669e-05 | 0.017456 | 3.3467 | 3.3262 | 3.0192 | 9.7296e-05
5000 | 2.2023e-05 | 0.034666 | 3.4775 | 3.3262 | 3.0192 | 0.00010683
5001 | 9.714e-06 | 0.048634 | 3.5625 | 3.3263 | 3.0192 | 0.00011073
5002 | 8.2848e-06 | 0.051192 | 3.5775 | 3.3264 | 3.0192 | 0.00011189
5003 | 1.7172e-05 | 0.075046 | 3.7013 | 3.3264 | 3.0192 | 0.00011597
5004 | 1.8918e-05 | 0.08376 | 3.7656 | 3.3265 | 3.0192 | 0.00011176
5005 | 2.2913e-05 | 0.089656 | 3.8046 | 3.3266 | 3.0192 | 0.00010626
5006 | 2.4462e-05 | 0.098375 | 3.8602 | 3.3266 | 3.0192 | 0.00010539
5007 | 1.7863e-05 | 0.10853 | 3.9485 | 3.3267 | 3.0192 | 0.00010229
5008 | 1.1013e-05 | 0.10556 | 3.921 | 3.3268 | 3.0192 | 0.00010269
5009 | 8.6168e-06 | 0.10196 | 3.8868 | 3.3268 | 3.0192 | 0.00010735
5010 | 8.7672e-06 | 0.10273 | 3.8922 | 3.3269 | 3.0192 | 0.00010916
5011 | 1.232e-05 | 0.085267 | 3.774 | 3.327 | 3.0192 | 0.00010874
5012 | 1.7218e-05 | 0.066156 | 3.647 | 3.327 | 3.0192 | 0.00011068
5013 | 2.8001e-05 | 0.048851 | 3.564 | 3.3271 | 3.0192 | 0.00010449
5014 | 7.3799e-06 | 0.039674 | 3.5063 | 3.3272 | 3.0192 | 0.000109
5015 | 3.4529e-06 | 0.028718 | 3.4365 | 3.3273 | 3.0192 | 0.00011378
5016 | 4.5889e-06 | 0.024006 | 3.4033 | 3.3273 | 3.0192 | 0.00011639
5017 | 3.9337e-06 | 0.021423 | 3.3842 | 3.3274 | 3.0192 | 0.00011883
5018 | 4.4022e-06 | 0.01845 | 3.3587 | 3.3275 | 3.0192 | 0.00011989
5019 | 5.6774e-06 | 0.017575 | 3.348 | 3.3275 | 3.0192 | 0.0001201
5020 | 7.2828e-06 | 0.0148 | 3.3191 | 3.3276 | 3.0192 | 0.00012011
5021 | 1.0745e-05 | 0.014804 | 3.3191 | 3.3277 | 3.0192 | 0.00012011
5022 | 1.6565e-05 | 0.018512 | 3.3587 | 3.3277 | 3.0192 | 0.00012004
5023 | 2.9791e-05 | 0.049383 | 3.567 | 3.3278 | 3.0192 | 0.00012003
5024 | 9.5071e-06 | 0.078322 | 3.7274 | 3.3279 | 3.0192 | 0.00011939
5025 | 8.2916e-06 | 0.096909 | 3.8479 | 3.3279 | 3.0192 | 0.00011715
5026 | 7.2844e-06 | 0.11197 | 3.9895 | 3.328 | 3.0192 | 0.00011545
5027 | 7.9094e-06 | 0.12876 | 4.1603 | 3.3281 | 3.0192 | 0.00011636
5028 | 8.5874e-06 | 0.11846 | 4.0546 | 3.3281 | 3.0192 | 0.00011168
5029 | 1.0351e-05 | 0.11574 | 4.0275 | 3.3282 | 3.0192 | 0.00010618
5030 | 7.2936e-06 | 0.11175 | 3.9876 | 3.3283 | 3.0192 | 0.00010532
5031 | 6.9048e-06 | 0.093001 | 3.8252 | 3.3283 | 3.0192 | 0.00010223
5032 | 3.9741e-06 | 0.085072 | 3.7723 | 3.3284 | 3.0192 | 0.00010262
5033 | 4.0086e-06 | 0.10097 | 3.8779 | 3.3285 | 3.0192 | 0.00010727
5034 | 8.114e-06 | 0.10014 | 3.8725 | 3.3285 | 3.0192 | 0.00010909
5035 | 1.1394e-05 | 0.087114 | 3.7875 | 3.3286 | 3.0192 | 0.00010867
5036 | 1.7787e-05 | 0.075496 | 3.7062 | 3.3287 | 3.0192 | 0.00011062
5037 | 1.9104e-05 | 0.040976 | 3.5136 | 3.3287 | 3.0192 | 0.00010444
5038 | 5.3714e-06 | 0.03312 | 3.4675 | 3.3288 | 3.0192 | 0.00010892
5039 | 3.7796e-06 | 0.03475 | 3.4775 | 3.3289 | 3.0192 | 0.0001137
5040 | 4.5268e-06 | 0.031556 | 3.4548 | 3.3289 | 3.0192 | 0.00011632
5041 | 3.5919e-06 | 0.028761 | 3.4365 | 3.329 | 3.0192 | 0.00011876
5042 | 4.0747e-06 | 0.023128 | 3.3992 | 3.3291 | 3.0192 | 0.00011982
5043 | 5.2023e-06 | 0.01856 | 3.3587 | 3.3291 | 3.0192 | 0.00012003
5044 | 9.0771e-06 | 0.014249 | 3.3128 | 3.3292 | 3.0192 | 0.00012004
5045 | 1.8436e-05 | 0.0063285 | 3.2046 | 3.3293 | 3.0192 | 0.00012004
5046 | 3.3622e-05 | 0.025768 | 3.417 | 3.3294 | 3.0192 | 0.00012003
5047 | 2.3614e-05 | 0.057432 | 3.605 | 3.3294 | 3.0192 | 0.00011999
5048 | 1.4625e-05 | 0.090945 | 3.8131 | 3.3295 | 3.0192 | 0.00011936
5049 | 1.5502e-05 | 0.10011 | 3.8725 | 3.3296 | 3.0192 | 0.00011711
5050 | 6.1908e-06 | 0.10943 | 3.9615 | 3.3296 | 3.0192 | 0.00011538
5051 | 1.2757e-05 | 0.12023 | 4.0682 | 3.3297 | 3.0192 | 0.00011629
5052 | 1.756e-05 | 0.13191 | 4.2121 | 3.3298 | 3.0192 | 0.00011162
5053 | 2.0393e-05 | 0.13095 | 4.1933 | 3.3298 | 3.0192 | 0.00010611
5054 | 2.1109e-05 | 0.12854 | 4.1603 | 3.3299 | 3.0192 | 0.00010525
5055 | 1.4728e-05 | 0.13376 | 4.2524 | 3.33 | 3.0192 | 0.00010216
5056 | 1.4755e-05 | 0.1317 | 4.2079 | 3.33 | 3.0192 | 0.00010255
5057 | 2.1867e-05 | 0.12935 | 4.1706 | 3.3301 | 3.0192 | 0.0001072
5058 | 1.215e-05 | 0.12249 | 4.0899 | 3.3302 | 3.0192 | 0.00010902
5059 | 1.2703e-05 | 0.10313 | 3.8993 | 3.3302 | 3.0192 | 0.00010861
5060 | 1.9824e-05 | 0.088328 | 3.796 | 3.3303 | 3.0192 | 0.00011053
5061 | 1.7315e-05 | 0.077261 | 3.7206 | 3.3304 | 3.0192 | 0.00010433
5062 | 7.233e-06 | 0.07171 | 3.6787 | 3.3304 | 3.0192 | 0.00010883
5063 | 2.0836e-06 | 0.063327 | 3.6313 | 3.3305 | 3.0192 | 0.00011363
5064 | 2.2458e-06 | 0.034882 | 3.4775 | 3.3306 | 3.0192 | 0.00011624
5065 | 7.1328e-07 | 0.034051 | 3.4703 | 3.3306 | 3.0192 | 0.00011869
5066 | 5.2416e-07 | 0.028977 | 3.4379 | 3.3307 | 3.0192 | 0.00011975
5067 | 1.0113e-06 | 0.030301 | 3.4505 | 3.3308 | 3.0192 | 0.00011996
5068 | 2.3892e-06 | 0.029907 | 3.4435 | 3.3308 | 3.0192 | 0.00011995
5069 | 2.2992e-06 | 0.032427 | 3.4618 | 3.3309 | 3.0192 | 0.0001198
5070 | 2.5483e-05 | 0.053744 | 3.5897 | 3.331 | 3.0192 | 0.00011948
5071 | 4.8498e-05 | 0.080787 | 3.7472 | 3.331 | 3.0192 | 0.0001196
5072 | 1.2631e-05 | 0.095034 | 3.8374 | 3.3311 | 3.0192 | 0.00011893
5073 | 1.1317e-05 | 0.10878 | 3.9559 | 3.3312 | 3.0192 | 0.00011686
5074 | 6.6094e-06 | 0.11802 | 4.0468 | 3.3312 | 3.0192 | 0.00011531
5075 | 1.2744e-05 | 0.11411 | 4.0141 | 3.3313 | 3.0192 | 0.00011622
5076 | 1.8458e-05 | 0.10781 | 3.943 | 3.3314 | 3.0192 | 0.00011157
5077 | 2.4557e-05 | 0.11289 | 4.0027 | 3.3315 | 3.0192 | 0.00010605
5078 | 1.9476e-05 | 0.11783 | 4.0468 | 3.3315 | 3.0192 | 0.0001052
5079 | 1.5012e-05 | 0.053378 | 3.5897 | 3.3316 | 3.0192 | 0.00010216
5080 | 1.3403e-05 | 0.057909 | 3.6065 | 3.3317 | 3.0192 | 0.00010241
5081 | 2.1149e-05 | 0.07327 | 3.69 | 3.3317 | 3.0192 | 0.00010712
5082 | 1.2641e-05 | 0.076655 | 3.7159 | 3.3318 | 3.0192 | 0.00010896
5083 | 1.2944e-05 | 0.077892 | 3.7241 | 3.3319 | 3.0192 | 0.00010854
5084 | 1.7715e-05 | 0.075073 | 3.7013 | 3.3319 | 3.0192 | 0.00011046
5085 | 1.5902e-05 | 0.06921 | 3.6612 | 3.332 | 3.0192 | 0.00010427
5086 | 6.3471e-06 | 0.070721 | 3.6739 | 3.3321 | 3.0192 | 0.00010876
5087 | 2.1351e-06 | 0.06749 | 3.6549 | 3.3321 | 3.0192 | 0.00011356
5088 | 2.3492e-06 | 0.066042 | 3.647 | 3.3322 | 3.0192 | 0.00011617
5089 | 7.1379e-07 | 0.061156 | 3.6174 | 3.3323 | 3.0192 | 0.00011862
5090 | 4.6305e-07 | 0.053658 | 3.5897 | 3.3323 | 3.0192 | 0.00011962
5091 | 7.07e-07 | 0.049626 | 3.5685 | 3.3324 | 3.0192 | 0.00011958
5092 | 1.2467e-06 | 0.04942 | 3.567 | 3.3325 | 3.0192 | 0.00011795
5093 | 2.4694e-05 | 0.046901 | 3.549 | 3.3325 | 3.0192 | 0.00011374
5094 | 1.0631e-05 | 0.040459 | 3.5122 | 3.3326 | 3.0192 | 0.00011296
5095 | 3.7951e-05 | 0.048375 | 3.5595 | 3.3327 | 3.0192 | 9.8756e-05
5096 | 7.9601e-06 | 0.054578 | 3.5928 | 3.3327 | 3.0192 | 0.00010442
5097 | 1.4131e-05 | 0.041454 | 3.5165 | 3.3328 | 3.0192 | 0.0001114
5098 | 9.5637e-06 | 0.056702 | 3.6019 | 3.3329 | 3.0192 | 0.00011108
5099 | 1.3089e-05 | 0.083346 | 3.7656 | 3.3329 | 3.0192 | 0.00011527
5100 | 1.7585e-05 | 0.088293 | 3.796 | 3.333 | 3.0192 | 0.00011132
5101 | 2.2996e-05 | 0.088283 | 3.796 | 3.3331 | 3.0192 | 0.00010583
5102 | 1.926e-05 | 0.087194 | 3.7875 | 3.3331 | 3.0192 | 0.00010505
5103 | 1.4837e-05 | 0.088239 | 3.7943 | 3.3332 | 3.0192 | 0.00010209
5104 | 3.2294e-05 | 0.097711 | 3.8549 | 3.3333 | 3.0192 | 0.00010233
5105 | 2.7396e-05 | 0.098315 | 3.8602 | 3.3334 | 3.0192 | 0.00010705
5106 | 1.2424e-05 | 0.088162 | 3.7943 | 3.3334 | 3.0192 | 0.00010889
5107 | 1.2089e-05 | 0.07164 | 3.6771 | 3.3335 | 3.0192 | 0.00010847
5108 | 1.7671e-05 | 0.038511 | 3.4976 | 3.3336 | 3.0192 | 0.0001108
5109 | 2.182e-05 | 0.024569 | 3.4101 | 3.3336 | 3.0192 | 0.00010335
5110 | 1.0831e-05 | 0.016161 | 3.3335 | 3.3337 | 3.0192 | 0.00010514
5111 | 8.5778e-06 | 0.0048788 | 3.1817 | 3.3338 | 3.0192 | 0.00010456
5112 | 1.2582e-05 | 0 | 3.0786 | 3.3338 | 3.0192 | 0.00010936
5113 | 1.7561e-05 | 0 | 3.001 | 3.3339 | 3.0192 | 0.00010398
5114 | 2.4812e-05 | 0 | 3.0497 | 3.334 | 3.0192 | 0.00010322
5115 | 2.7811e-05 | 0 | 3.0042 | 3.334 | 3.0192 | 0.0001043
5116 | 3.1805e-05 | 0 | 2.9652 | 3.3341 | 3.0192 | 0.00010286
5117 | 4.7244e-05 | 0 | 2.9978 | 3.3342 | 3.0192 | 0.00010223
5118 | 4.9462e-05 | 0.0056642 | 3.1949 | 3.3342 | 3.0192 | 0.00010308
5119 | 4.238e-05 | 0.02158 | 3.3842 | 3.3343 | 3.0192 | 9.9448e-05
5120 | 2.1016e-05 | 0.054016 | 3.5928 | 3.3344 | 3.0192 | 9.73e-05
5121 | 1.2896e-05 | 0.086151 | 3.7807 | 3.3344 | 3.0192 | 0.00010511
5122 | 9.076e-06 | 0.10898 | 3.9577 | 3.3345 | 3.0192 | 0.00010712
5123 | 1.3068e-05 | 0.12625 | 4.1278 | 3.3346 | 3.0192 | 0.00011008
5124 | 1.997e-05 | 0.1297 | 4.1726 | 3.3346 | 3.0192 | 0.0001081
5125 | 2.039e-05 | 0.13391 | 4.2545 | 3.3347 | 3.0192 | 0.00010365
5126 | 1.9458e-05 | 0.13818 | 4.3464 | 3.3348 | 3.0192 | 0.00010316
5127 | 1.489e-05 | 0.13904 | 4.3711 | 3.3348 | 3.0192 | 0.00010016
5128 | 1.2086e-05 | 0.13712 | 4.322 | 3.3349 | 3.0192 | 0.00010027
5129 | 3.2807e-05 | 0.13562 | 4.2934 | 3.335 | 3.0192 | 0.00010505
5130 | 1.6372e-05 | 0.13701 | 4.322 | 3.3351 | 3.0192 | 0.00010717
5131 | 1.5085e-05 | 0.12989 | 4.1768 | 3.3351 | 3.0192 | 0.00010734
5132 | 2.1156e-05 | 0.1108 | 3.9745 | 3.3352 | 3.0192 | 0.00011022
5133 | 1.5185e-05 | 0.10191 | 3.8832 | 3.3353 | 3.0192 | 0.00010566
5134 | 6.378e-06 | 0.080654 | 3.7472 | 3.3353 | 3.0192 | 0.00010267
5135 | 2.4827e-06 | 0.074713 | 3.7013 | 3.3354 | 3.0192 | 0.00010344
5136 | 3.1784e-06 | 0.068703 | 3.6596 | 3.3355 | 3.0192 | 0.00010444
5137 | 1.9185e-06 | 0.051894 | 3.5821 | 3.3355 | 3.0192 | 0.00010426
5138 | 2.4375e-06 | 0.041119 | 3.5136 | 3.3356 | 3.0192 | 0.00010088
5139 | 4.0689e-06 | 0.041924 | 3.5195 | 3.3357 | 3.0192 | 0.00010296
5140 | 6.7652e-06 | 0.034499 | 3.476 | 3.3357 | 3.0192 | 0.00010244
5141 | 3.928e-06 | 0.054034 | 3.5928 | 3.3358 | 3.0192 | 0.00010299
5142 | 2.1351e-05 | 0.079738 | 3.7389 | 3.3359 | 3.0192 | 0.00010263
5143 | 3.3192e-05 | 0.10601 | 3.9247 | 3.3359 | 3.0192 | 0.00010073
5144 | 2.4139e-05 | 0.12849 | 4.1583 | 3.336 | 3.0192 | 0.00010009
5145 | 9.0825e-06 | 0.13803 | 4.3419 | 3.3361 | 3.0192 | 9.9903e-05
5146 | 8.4555e-06 | 0.14487 | 4.5015 | 3.3361 | 3.0192 | 9.897e-05
5147 | 2.1082e-05 | 0.1463 | 4.5524 | 3.3362 | 3.0192 | 0.00010307
5148 | 1.9474e-05 | 0.14854 | 4.6757 | 3.3363 | 3.0192 | 0.00010508
5149 | 2.845e-05 | 0.14985 | 4.76 | 3.3363 | 3.0192 | 0.00010341
5150 | 3.0884e-05 | 0.14933 | 4.736 | 3.3364 | 3.0192 | 0.00010376
5151 | 1.5265e-05 | 0.15167 | 4.8809 | 3.3365 | 3.0192 | 0.00010094
5152 | 1.1488e-05 | 0.15183 | 4.8866 | 3.3365 | 3.0192 | 0.00010064
5153 | 1.213e-05 | 0.15078 | 4.8115 | 3.3366 | 3.0192 | 0.00010509
5154 | 2.5357e-05 | 0.14846 | 4.6654 | 3.3367 | 3.0192 | 0.0001068
5155 | 3.2338e-05 | 0.14104 | 4.4191 | 3.3368 | 3.0192 | 0.00010839
5156 | 1.6598e-05 | 0.13449 | 4.2631 | 3.3368 | 3.0192 | 0.00010874
5157 | 2.41e-05 | 0.12522 | 4.1178 | 3.3369 | 3.0192 | 0.00010152
5158 | 6.2597e-06 | 0.11109 | 3.982 | 3.337 | 3.0192 | 0.00010192
5159 | 2.0926e-06 | 0.090854 | 3.8131 | 3.337 | 3.0192 | 0.00010399
5160 | 2.2574e-06 | 0.067849 | 3.6549 | 3.3371 | 3.0192 | 0.00010466
5161 | 5.3556e-07 | 0.057388 | 3.605 | 3.3372 | 3.0192 | 0.00010451
5162 | 1.8015e-07 | 0.051041 | 3.5775 | 3.3372 | 3.0192 | 0.00010308
5163 | 7.5873e-07 | 0.047964 | 3.558 | 3.3373 | 3.0192 | 0.00010204
5164 | 3.4489e-06 | 0.060552 | 3.6158 | 3.3374 | 3.0192 | 0.00010241
5165 | 4.3097e-06 | 0.078108 | 3.7241 | 3.3374 | 3.0192 | 0.00010315
5166 | 1.732e-05 | 0.095458 | 3.8391 | 3.3375 | 3.0192 | 0.00010295
5167 | 3.6106e-05 | 0.11116 | 3.982 | 3.3376 | 3.0192 | 0.00010112
5168 | 2.5563e-05 | 0.12924 | 4.1685 | 3.3376 | 3.0192 | 0.00010026
5169 | 7.7423e-06 | 0.14585 | 4.5328 | 3.3377 | 3.0192 | 0.00010011
5170 | 6.4158e-06 | 0.14961 | 4.7413 | 3.3378 | 3.0192 | 9.9533e-05
5171 | 1.3787e-05 | 0.15245 | 4.9787 | 3.3378 | 3.0192 | 0.00010053
5172 | 2.3999e-05 | 0.15297 | 5.2184 | 3.3379 | 3.0192 | 0.00010463
5173 | 2.8854e-05 | 0.15335 | 5.2803 | 3.338 | 3.0192 | 0.0001033
5174 | 3.5923e-05 | 0.13913 | 4.3825 | 3.338 | 3.0192 | 0.00010283
5175 | 1.5433e-05 | 0.12336 | 4.0978 | 3.3381 | 3.0192 | 0.00010028
5176 | 1.4559e-05 | 0.13148 | 4.2038 | 3.3382 | 3.0192 | 0.00010012
5177 | 1.0629e-05 | 0.12417 | 4.1038 | 3.3382 | 3.0192 | 0.000105
5178 | 1.0987e-05 | 0.12784 | 4.146 | 3.3383 | 3.0192 | 0.00010698
5179 | 1.2725e-05 | 0.1136 | 4.0065 | 3.3384 | 3.0192 | 0.00010684
5180 | 2.2115e-05 | 0.10373 | 3.8993 | 3.3385 | 3.0192 | 0.0001098
5181 | 1.8637e-05 | 0.08772 | 3.7926 | 3.3385 | 3.0192 | 0.00010405
5182 | 6.2755e-06 | 0.078942 | 3.7307 | 3.3386 | 3.0192 | 0.00010174
5183 | 2.0942e-06 | 0.074437 | 3.6997 | 3.3387 | 3.0192 | 0.00010449
5184 | 2.2637e-06 | 0.067052 | 3.6502 | 3.3387 | 3.0192 | 0.00010247
5185 | 5.2809e-07 | 0.049687 | 3.5685 | 3.3388 | 3.0192 | 0.00010299
5186 | 1.2347e-07 | 0.04161 | 3.5165 | 3.3389 | 3.0192 | 0.00010302
5187 | 1.4851e-07 | 0.035042 | 3.4789 | 3.3389 | 3.0192 | 0.00010278
5188 | 4.7905e-07 | 0.037503 | 3.4933 | 3.339 | 3.0192 | 0.00010269
5189 | 1.2177e-05 | 0.037152 | 3.4904 | 3.3391 | 3.0192 | 0.00010267
5190 | 1.8356e-05 | 0.041563 | 3.5165 | 3.3391 | 3.0192 | 0.00010184
5191 | 1.7092e-05 | 0.042721 | 3.5268 | 3.3392 | 3.0192 | 0.00010094
5192 | 1.349e-05 | 0.038287 | 3.4976 | 3.3393 | 3.0192 | 0.00010068
5193 | 3.8722e-06 | 0.037483 | 3.4916 | 3.3393 | 3.0192 | 0.00010061
5194 | 3.8173e-06 | 0.038536 | 3.4991 | 3.3394 | 3.0192 | 9.7503e-05
5195 | 8.0252e-06 | 0.042239 | 3.5224 | 3.3395 | 3.0192 | 0.00010162
5196 | 9.8227e-06 | 0.060052 | 3.6158 | 3.3395 | 3.0192 | 0.00010425
5197 | 1.2293e-05 | 0.070309 | 3.6708 | 3.3396 | 3.0192 | 0.00010331
5198 | 8.1249e-06 | 0.088763 | 3.7977 | 3.3397 | 3.0192 | 0.00010329
5199 | 1.1878e-05 | 0.10393 | 3.9011 | 3.3397 | 3.0192 | 0.0001002
5200 | 1.8657e-05 | 0.081312 | 3.7506 | 3.3398 | 3.0192 | 0.00010103
5201 | 9.2775e-06 | 0.07526 | 3.7045 | 3.3399 | 3.0192 | 0.00010636
5202 | 6.4817e-06 | 0.056246 | 3.5989 | 3.34 | 3.0192 | 0.00010855
5203 | 1.0552e-05 | 0.04 | 3.5092 | 3.34 | 3.0192 | 0.00010806
5204 | 1.4318e-05 | 0.022801 | 3.3964 | 3.3401 | 3.0192 | 0.00010969
5205 | 1.1018e-05 | 0.013291 | 3.3022 | 3.3402 | 3.0192 | 0.00010381
5206 | 7.9055e-06 | 0 | 3.1091 | 3.3402 | 3.0192 | 0.0001053
5207 | 9.0908e-06 | 0 | 3.0442 | 3.3403 | 3.0192 | 0.00010571
5208 | 1.4403e-05 | 0 | 3.001 | 3.3404 | 3.0192 | 0.00010641
5209 | 1.6433e-05 | 0 | 3.0138 | 3.3404 | 3.0192 | 0.00010303
5210 | 1.9454e-05 | 0 | 2.9631 | 3.3405 | 3.0192 | 0.00010227
5211 | 2.4317e-05 | 0 | 3.1091 | 3.3406 | 3.0192 | 0.00010249
5212 | 2.4632e-05 | 0 | 3.063 | 3.3406 | 3.0192 | 0.00010259
5213 | 3.4907e-05 | 0 | 3.0921 | 3.3407 | 3.0192 | 0.00010215
5214 | 3.9789e-05 | 0.0073794 | 3.2217 | 3.3408 | 3.0192 | 0.00010244
5215 | 3.846e-05 | 0.020145 | 3.3748 | 3.3408 | 3.0192 | 0.00010133
5216 | 1.5149e-05 | 0.036712 | 3.489 | 3.3409 | 3.0192 | 9.9478e-05
5217 | 1.5422e-05 | 0.050981 | 3.5775 | 3.341 | 3.0192 | 9.8087e-05
5218 | 8.0966e-06 | 0.065368 | 3.6407 | 3.341 | 3.0192 | 9.8065e-05
5219 | 1.3193e-05 | 0.07424 | 3.6932 | 3.3411 | 3.0192 | 0.00010264
5220 | 1.7739e-05 | 0.077547 | 3.7225 | 3.3412 | 3.0192 | 0.00010523
5221 | 2.185e-05 | 0.08734 | 3.7926 | 3.3412 | 3.0192 | 0.00010362
5222 | 2.2431e-05 | 0.076587 | 3.7159 | 3.3413 | 3.0192 | 0.00010425
5223 | 1.5871e-05 | 0.079417 | 3.7323 | 3.3414 | 3.0192 | 0.00010184
5224 | 1.6144e-05 | 0.077534 | 3.7225 | 3.3415 | 3.0192 | 0.00010206
5225 | 2.3982e-05 | 0.072609 | 3.6852 | 3.3415 | 3.0192 | 0.00010676
5226 | 1.0075e-05 | 0.076625 | 3.7159 | 3.3416 | 3.0192 | 0.00010863
5227 | 1.2268e-05 | 0.055084 | 3.5943 | 3.3417 | 3.0192 | 0.00010823
5228 | 1.9023e-05 | 0.035967 | 3.4832 | 3.3417 | 3.0192 | 0.00011004
5229 | 2.1225e-05 | 0.022079 | 3.3896 | 3.3418 | 3.0192 | 0.00010395
5230 | 1.1436e-05 | 0.012344 | 3.2907 | 3.3419 | 3.0192 | 0.0001082
5231 | 9.527e-06 | 0.002922 | 3.1567 | 3.3419 | 3.0192 | 0.00011248
5232 | 1.4743e-05 | 0 | 3.0475 | 3.342 | 3.0192 | 0.00011588
5233 | 2.0937e-05 | 0 | 3.0409 | 3.3421 | 3.0192 | 0.00011376
5234 | 2.4794e-05 | 0 | 3.002 | 3.3421 | 3.0192 | 0.00011198
5235 | 2.8379e-05 | 0 | 2.9946 | 3.3422 | 3.0192 | 0.00010504
5236 | 3.2074e-05 | 0 | 2.9528 | 3.3423 | 3.0192 | 0.00010248
5237 | 5.1644e-05 | 0 | 2.9809 | 3.3423 | 3.0192 | 0.00010205
5238 | 5.2703e-05 | 0.0073784 | 3.2217 | 3.3424 | 3.0192 | 0.00010227
5239 | 3.8183e-05 | 0.027418 | 3.4281 | 3.3424 | 3.0192 | 9.7999e-05
5240 | 1.9751e-05 | 0.054252 | 3.5928 | 3.3424 | 3.0192 | 0.00010046
5241 | 7.9469e-06 | 0.076205 | 3.7127 | 3.3424 | 3.0192 | 0.00010858
5242 | 8.1311e-06 | 0.095229 | 3.8391 | 3.3424 | 3.0192 | 0.0001086
5243 | 1.2851e-05 | 0.10059 | 3.8761 | 3.3424 | 3.0192 | 0.00011321
5244 | 1.9626e-05 | 0.099282 | 3.8655 | 3.3424 | 3.0192 | 0.00011091
5245 | 2.1237e-05 | 0.11072 | 3.9745 | 3.3424 | 3.0192 | 0.00010572
5246 | 2.2319e-05 | 0.11537 | 4.0237 | 3.3424 | 3.0192 | 0.00010482
5247 | 1.5834e-05 | 0.10316 | 3.8993 | 3.3424 | 3.0192 | 0.00010185
5248 | 2.0228e-05 | 0.10449 | 3.9102 | 3.3424 | 3.0192 | 0.000102
5249 | 8.5328e-06 | 0.11325 | 4.0046 | 3.3424 | 3.0192 | 0.00010671
5250 | 1.3601e-05 | 0.10661 | 3.9283 | 3.3424 | 3.0192 | 0.00010858
5251 | 1.6817e-05 | 0.088877 | 3.7994 | 3.3424 | 3.0192 | 0.00010818
5252 | 2.5262e-05 | 0.059234 | 3.6112 | 3.3424 | 3.0192 | 0.0001097
5253 | 2.2972e-05 | 0.04228 | 3.5224 | 3.3424 | 3.0192 | 0.00010342
5254 | 9.3242e-06 | 0.026902 | 3.4253 | 3.3424 | 3.0192 | 0.00010735
5255 | 5.8161e-06 | 0.01456 | 3.3165 | 3.3424 | 3.0192 | 0.00011184
5256 | 8.612e-06 | 0.0073502 | 3.2217 | 3.3424 | 3.0192 | 0.00011408
5257 | 1.0801e-05 | 0.0066811 | 3.2119 | 3.3424 | 3.0192 | 0.00011707
5258 | 1.3642e-05 | 0.0026855 | 3.152 | 3.3424 | 3.0192 | 0.0001159
5259 | 1.751e-05 | 0.0018385 | 3.1403 | 3.3424 | 3.0192 | 0.00011527
5260 | 2.0913e-05 | 0 | 3.0842 | 3.3424 | 3.0192 | 0.00010669
5261 | 2.3529e-05 | 0.0024332 | 3.1473 | 3.3424 | 3.0192 | 0.00010351
5262 | 3.764e-05 | 0.014408 | 3.3152 | 3.3424 | 3.0192 | 0.00010237
5263 | 3.9216e-05 | 0.038819 | 3.5034 | 3.3424 | 3.0192 | 0.00010086
5264 | 1.6215e-05 | 0.064551 | 3.6376 | 3.3424 | 3.0192 | 9.4518e-05
5265 | 8.1529e-06 | 0.081559 | 3.7506 | 3.3424 | 3.0192 | 0.00010314
5266 | 9.7774e-06 | 0.093777 | 3.8287 | 3.3424 | 3.0192 | 0.00010804
5267 | 1.2756e-05 | 0.11443 | 4.0179 | 3.3424 | 3.0192 | 0.00011126
5268 | 1.7748e-05 | 0.10464 | 3.912 | 3.3424 | 3.0192 | 0.00011095
5269 | 2.1411e-05 | 0.10639 | 3.9283 | 3.3424 | 3.0192 | 0.00010567
5270 | 1.968e-05 | 0.1134 | 4.0046 | 3.3424 | 3.0192 | 0.00010478
5271 | 1.4672e-05 | 0.11208 | 3.9914 | 3.3424 | 3.0192 | 0.00010182
5272 | 2.3509e-05 | 0.10841 | 3.9485 | 3.3424 | 3.0192 | 0.00010196
5273 | 1.5687e-05 | 0.11167 | 3.9857 | 3.3424 | 3.0192 | 0.00010667
5274 | 1.8652e-05 | 0.096542 | 3.8461 | 3.3424 | 3.0192 | 0.00010854
5275 | 1.1898e-05 | 0.083061 | 3.7639 | 3.3424 | 3.0192 | 0.00010814
5276 | 1.6998e-05 | 0.073025 | 3.6852 | 3.3424 | 3.0192 | 0.00010995
5277 | 1.5573e-05 | 0.047337 | 3.552 | 3.3424 | 3.0192 | 0.00010388
5278 | 7.8146e-06 | 0.030439 | 3.4505 | 3.3424 | 3.0192 | 0.00010791
5279 | 5.4142e-06 | 0.022538 | 3.3924 | 3.3424 | 3.0192 | 0.00011229
5280 | 7.5056e-06 | 0.017653 | 3.348 | 3.3424 | 3.0192 | 0.00011422
5281 | 7.8173e-06 | 0.014321 | 3.3139 | 3.3424 | 3.0192 | 0.00011409
5282 | 9.7772e-06 | 0.011661 | 3.283 | 3.3424 | 3.0192 | 0.00011254
5283 | 1.4997e-05 | 0.0083416 | 3.239 | 3.3424 | 3.0192 | 0.00010969
5284 | 1.7328e-05 | 0.0072982 | 3.2217 | 3.3424 | 3.0192 | 0.00010879
5285 | 2.0067e-05 | 0.0099877 | 3.2615 | 3.3424 | 3.0192 | 0.00010662
5286 | 4.268e-05 | 0.018994 | 3.3627 | 3.3424 | 3.0192 | 0.00010416
5287 | 4.0946e-05 | 0.036811 | 3.489 | 3.3424 | 3.0192 | 9.5042e-05
5288 | 1.6333e-05 | 0.06843 | 3.6596 | 3.3424 | 3.0192 | 0.00010323
5289 | 9.7403e-06 | 0.087612 | 3.7926 | 3.3424 | 3.0192 | 0.00010876
5290 | 7.4553e-06 | 0.1055 | 3.921 | 3.3424 | 3.0192 | 0.00010897
5291 | 1.2768e-05 | 0.11388 | 4.0103 | 3.3424 | 3.0192 | 0.00011323
5292 | 1.7586e-05 | 0.12118 | 4.0761 | 3.3424 | 3.0192 | 0.00011072
5293 | 2.1684e-05 | 0.11924 | 4.0565 | 3.3424 | 3.0192 | 0.00010562
5294 | 1.9264e-05 | 0.12907 | 4.1624 | 3.3424 | 3.0192 | 0.00010476
5295 | 1.5055e-05 | 0.1335 | 4.2396 | 3.3424 | 3.0192 | 0.00010178
5296 | 1.7784e-05 | 0.13156 | 4.2038 | 3.3424 | 3.0192 | 0.00010192
5297 | 1.0919e-05 | 0.13046 | 4.1892 | 3.3424 | 3.0192 | 0.00010663
5298 | 2.5508e-05 | 0.12751 | 4.1379 | 3.3424 | 3.0192 | 0.0001085
5299 | 1.8398e-05 | 0.10475 | 3.912 | 3.3424 | 3.0192 | 0.00010811
5300 | 1.8522e-05 | 0.081194 | 3.7489 | 3.3424 | 3.0192 | 0.00010991
5301 | 2.4392e-05 | 0.058405 | 3.6083 | 3.3424 | 3.0192 | 0.00010389
5302 | 9.0859e-06 | 0.043515 | 3.5297 | 3.3424 | 3.0192 | 0.00010825
5303 | 6.5757e-06 | 0.033172 | 3.4675 | 3.3424 | 3.0192 | 0.00011308
5304 | 8.695e-06 | 0.031303 | 3.4533 | 3.3424 | 3.0192 | 0.0001157
5305 | 8.4304e-06 | 0.019809 | 3.3694 | 3.3424 | 3.0192 | 0.00011816
5306 | 1.1495e-05 | 0.01237 | 3.292 | 3.3424 | 3.0192 | 0.00011924
5307 | 1.6749e-05 | 0.0087115 | 3.2452 | 3.3424 | 3.0192 | 0.00011939
5308 | 2.3474e-05 | 0.0063721 | 3.2058 | 3.3424 | 3.0192 | 0.00011927
5309 | 2.9325e-05 | 0.0078125 | 3.2303 | 3.3424 | 3.0192 | 0.00011904
5310 | 3.38e-05 | 0.03613 | 3.4832 | 3.3424 | 3.0192 | 0.00011865
5311 | 4.4548e-05 | 0.068458 | 3.6596 | 3.3424 | 3.0192 | 0.00011873
5312 | 1.8669e-05 | 0.086685 | 3.7841 | 3.3424 | 3.0192 | 0.00011839
5313 | 2.1309e-05 | 0.11232 | 3.9952 | 3.3424 | 3.0192 | 0.0001164
5314 | 1.1723e-05 | 0.12777 | 4.146 | 3.3424 | 3.0192 | 0.00011484
5315 | 1.8413e-05 | 0.13223 | 4.2205 | 3.3424 | 3.0192 | 0.00011568
5316 | 1.7739e-05 | 0.13626 | 4.3022 | 3.3424 | 3.0192 | 0.00011127
5317 | 2.048e-05 | 0.14544 | 4.5135 | 3.3424 | 3.0192 | 0.00010557
5318 | 3.2829e-05 | 0.14197 | 4.4423 | 3.3424 | 3.0192 | 0.00010471
5319 | 1.7413e-05 | 0.14304 | 4.4611 | 3.3424 | 3.0192 | 0.00010176
5320 | 1.1728e-05 | 0.14335 | 4.4729 | 3.3424 | 3.0192 | 0.00010188
5321 | 2.3142e-05 | 0.14296 | 4.4611 | 3.3424 | 3.0192 | 0.00010658
5322 | 1.3105e-05 | 0.13736 | 4.3264 | 3.3424 | 3.0192 | 0.00010847
5323 | 1.149e-05 | 0.13182 | 4.2121 | 3.3424 | 3.0192 | 0.00010808
5324 | 1.9815e-05 | 0.11161 | 3.9857 | 3.3424 | 3.0192 | 0.00010988
5325 | 1.662e-05 | 0.099323 | 3.8655 | 3.3424 | 3.0192 | 0.00010385
5326 | 6.3924e-06 | 0.081833 | 3.7522 | 3.3424 | 3.0192 | 0.0001082
5327 | 2.2767e-06 | 0.057041 | 3.6019 | 3.3424 | 3.0192 | 0.00011303
5328 | 3.0653e-06 | 0.028248 | 3.4337 | 3.3424 | 3.0192 | 0.00011566
5329 | 3.4946e-06 | 0.021741 | 3.3842 | 3.3424 | 3.0192 | 0.00011813
5330 | 5.4133e-06 | 0.011572 | 3.2805 | 3.3424 | 3.0192 | 0.00011922
5331 | 1.0284e-05 | 0.011539 | 3.2805 | 3.3424 | 3.0192 | 0.00011944
5332 | 1.251e-05 | 0.0059148 | 3.201 | 3.3424 | 3.0192 | 0.00011946
5333 | 2.986e-05 | 0.010008 | 3.2615 | 3.3424 | 3.0192 | 0.0001194
5334 | 2.1924e-05 | 0.042489 | 3.5224 | 3.3424 | 3.0192 | 0.00011924
5335 | 1.8712e-05 | 0.085343 | 3.774 | 3.3424 | 3.0192 | 0.00011915
5336 | 4.4242e-05 | 0.1126 | 3.9952 | 3.3424 | 3.0192 | 0.00011864
5337 | 1.2367e-05 | 0.1346 | 4.2631 | 3.3424 | 3.0192 | 0.00011649
5338 | 1.2704e-05 | 0.14225 | 4.4447 | 3.3424 | 3.0192 | 0.00011482
5339 | 1.7527e-05 | 0.14362 | 4.4776 | 3.3424 | 3.0192 | 0.00011566
5340 | 2.1562e-05 | 0.14729 | 4.5919 | 3.3424 | 3.0192 | 0.00011127
5341 | 3.2741e-05 | 0.14773 | 4.6221 | 3.3424 | 3.0192 | 0.00010554
5342 | 2.8684e-05 | 0.14834 | 4.6551 | 3.3424 | 3.0192 | 0.00010468
5343 | 1.5629e-05 | 0.15029 | 4.7897 | 3.3424 | 3.0192 | 0.00010174
5344 | 1.2932e-05 | 0.15001 | 4.768 | 3.3424 | 3.0192 | 0.00010184
5345 | 8.1123e-06 | 0.14822 | 4.6526 | 3.3424 | 3.0192 | 0.00010655
5346 | 9.7321e-06 | 0.14704 | 4.582 | 3.3424 | 3.0192 | 0.00010844
5347 | 1.1812e-05 | 0.13641 | 4.3087 | 3.3424 | 3.0192 | 0.00010805
5348 | 2.117e-05 | 0.12095 | 4.0741 | 3.3424 | 3.0192 | 0.00010985
5349 | 2.6958e-05 | 0.10838 | 3.9485 | 3.3424 | 3.0192 | 0.00010371
5350 | 6.3741e-06 | 0.096092 | 3.8461 | 3.3424 | 3.0192 | 0.00010817
5351 | 2.1087e-06 | 0.0699 | 3.6676 | 3.3424 | 3.0192 | 0.000113
5352 | 2.814e-06 | 0.038211 | 3.4976 | 3.3424 | 3.0192 | 0.00011555
5353 | 6.0242e-07 | 0.029005 | 3.4393 | 3.3424 | 3.0192 | 0.00011784
5354 | 3.6933e-07 | 0.017341 | 3.3467 | 3.3424 | 3.0192 | 0.00011878
5355 | 1.2891e-06 | 0.015072 | 3.3204 | 3.3424 | 3.0192 | 0.00011864
5356 | 5.8062e-06 | 0.010157 | 3.264 | 3.3424 | 3.0192 | 0.0001185
5357 | 3.1185e-06 | 0.014274 | 3.3137 | 3.3424 | 3.0192 | 0.00011832
5358 | 1.5884e-05 | 0.035705 | 3.4818 | 3.3424 | 3.0192 | 0.00011817
5359 | 2.3703e-05 | 0.090611 | 3.8114 | 3.3424 | 3.0192 | 0.00011854
5360 | 2.7289e-05 | 0.11687 | 4.041 | 3.3424 | 3.0192 | 0.00011824
5361 | 1.0652e-05 | 0.13359 | 4.2417 | 3.3424 | 3.0192 | 0.00011631
5362 | 6.1661e-06 | 0.14251 | 4.4493 | 3.3424 | 3.0192 | 0.00011478
5363 | 7.5559e-06 | 0.14907 | 4.707 | 3.3424 | 3.0192 | 0.00011565
5364 | 8.5564e-06 | 0.14875 | 4.6757 | 3.3424 | 3.0192 | 0.00011126
5365 | 9.5888e-06 | 0.15012 | 4.7707 | 3.3424 | 3.0192 | 0.00010551
5366 | 9.5279e-06 | 0.14926 | 4.7333 | 3.3424 | 3.0192 | 0.00010465
5367 | 6.7882e-06 | 0.15045 | 4.7978 | 3.3424 | 3.0192 | 0.00010172
5368 | 5.8623e-06 | 0.15037 | 4.7924 | 3.3424 | 3.0192 | 0.00010181
5369 | 3.7004e-06 | 0.14788 | 4.6347 | 3.3424 | 3.0192 | 0.00010651
5370 | 3.5707e-05 | 0.1448 | 4.4991 | 3.3424 | 3.0192 | 0.00010841
5371 | 1.4063e-05 | 0.12982 | 4.1747 | 3.3424 | 3.0192 | 0.00010802
5372 | 9.5919e-06 | 0.12213 | 4.0859 | 3.3424 | 3.0192 | 0.00010982
5373 | 9.6833e-06 | 0.097391 | 3.8531 | 3.3424 | 3.0192 | 0.00010376
5374 | 4.7035e-06 | 0.069987 | 3.6676 | 3.3424 | 3.0192 | 0.00010786
5375 | 1.9797e-06 | 0.044438 | 3.5357 | 3.3424 | 3.0192 | 0.00011232
5376 | 2.3173e-06 | 0.03271 | 3.4618 | 3.3424 | 3.0192 | 0.00011488
5377 | 5.3312e-07 | 0.022336 | 3.391 | 3.3424 | 3.0192 | 0.00011469
5378 | 1.571e-07 | 0.023153 | 3.3992 | 3.3424 | 3.0192 | 0.00011163
5379 | 1.8956e-07 | 0.013589 | 3.3061 | 3.3424 | 3.0192 | 0.00011011
5380 | 6.4789e-07 | 0.0076653 | 3.2279 | 3.3424 | 3.0192 | 0.00010719
5381 | 1.4992e-05 | 0.009732 | 3.2577 | 3.3424 | 3.0192 | 0.0001027
5382 | 1.447e-05 | 0.029298 | 3.4435 | 3.3424 | 3.0192 | 0.00010222
5383 | 3.8523e-05 | 0.085145 | 3.7723 | 3.3424 | 3.0192 | 9.8426e-05
5384 | 1.1001e-05 | 0.12047 | 4.0682 | 3.3424 | 3.0192 | 0.00010079
5385 | 8.242e-06 | 0.13788 | 4.3419 | 3.3424 | 3.0192 | 0.00010794
5386 | 6.2438e-06 | 0.14467 | 4.4967 | 3.3424 | 3.0192 | 0.00010926
5387 | 1.2663e-05 | 0.14747 | 4.612 | 3.3424 | 3.0192 | 0.00011375
5388 | 1.7582e-05 | 0.14888 | 4.6861 | 3.3424 | 3.0192 | 0.00011119
5389 | 2.4919e-05 | 0.15001 | 4.76 | 3.3424 | 3.0192 | 0.00010549
5390 | 1.8699e-05 | 0.14921 | 4.7122 | 3.3424 | 3.0192 | 0.00010464
5391 | 1.8359e-05 | 0.14806 | 4.6398 | 3.3424 | 3.0192 | 0.0001017
5392 | 1.1493e-05 | 0.1505 | 4.8033 | 3.3424 | 3.0192 | 0.00010178
5393 | 1.8678e-05 | 0.14741 | 4.6019 | 3.3424 | 3.0192 | 0.00010649
5394 | 2.9126e-05 | 0.14285 | 4.454 | 3.3424 | 3.0192 | 0.00010839
5395 | 2.1452e-05 | 0.13489 | 4.2696 | 3.3424 | 3.0192 | 0.000108
5396 | 1.9193e-05 | 0.12164 | 4.078 | 3.3424 | 3.0192 | 0.0001098
5397 | 1.74e-05 | 0.1096 | 3.9652 | 3.3424 | 3.0192 | 0.00010365
5398 | 7.2426e-06 | 0.10521 | 3.9174 | 3.3424 | 3.0192 | 0.0001081
5399 | 2.1131e-06 | 0.102 | 3.8886 | 3.3424 | 3.0192 | 0.00011295
5400 | 2.3236e-06 | 0.097282 | 3.8531 | 3.3424 | 3.0192 | 0.00011557
5401 | 5.3282e-07 | 0.077506 | 3.7225 | 3.3424 | 3.0192 | 0.00011799
5402 | 1.2771e-07 | 0.082891 | 3.7622 | 3.3424 | 3.0192 | 0.00011911
5403 | 1.154e-07 | 0.057638 | 3.6065 | 3.3424 | 3.0192 | 0.00011926
5404 | 1.1513e-06 | 0.064901 | 3.6376 | 3.3424 | 3.0192 | 0.00011905
5405 | 4.9106e-06 | 0.069052 | 3.6612 | 3.3424 | 3.0192 | 0.00011868
5406 | 2.7151e-05 | 0.086213 | 3.7807 | 3.3424 | 3.0192 | 0.00011654
5407 | 2.3435e-05 | 0.10546 | 3.921 | 3.3424 | 3.0192 | 0.00011164
5408 | 6.9952e-06 | 0.12952 | 4.1726 | 3.3424 | 3.0192 | 0.00011432
5409 | 1.5939e-05 | 0.1361 | 4.2978 | 3.3424 | 3.0192 | 0.00011349
5410 | 1.0466e-05 | 0.14397 | 4.4824 | 3.3424 | 3.0192 | 0.00011347
5411 | 1.2895e-05 | 0.14315 | 4.4634 | 3.3424 | 3.0192 | 0.00011541
5412 | 1.7502e-05 | 0.14743 | 4.6069 | 3.3424 | 3.0192 | 0.00011125
5413 | 2.1451e-05 | 0.15026 | 4.7815 | 3.3424 | 3.0192 | 0.00010547
5414 | 2.2158e-05 | 0.15111 | 4.828 | 3.3424 | 3.0192 | 0.00010462
5415 | 1.5289e-05 | 0.15142 | 4.8501 | 3.3424 | 3.0192 | 0.00010169
5416 | 1.3319e-05 | 0.15178 | 4.8837 | 3.3424 | 3.0192 | 0.00010176
5417 | 2.8076e-05 | 0.15126 | 4.8335 | 3.3424 | 3.0192 | 0.00010646
5418 | 1.9889e-05 | 0.14677 | 4.5696 | 3.3424 | 3.0192 | 0.00010837
5419 | 1.2394e-05 | 0.13652 | 4.3087 | 3.3424 | 3.0192 | 0.00010798
5420 | 1.6453e-05 | 0.1375 | 4.3353 | 3.3424 | 3.0192 | 0.00010978
5421 | 1.7654e-05 | 0.13496 | 4.2696 | 3.3424 | 3.0192 | 0.00010364
5422 | 6.4254e-06 | 0.13217 | 4.2142 | 3.3424 | 3.0192 | 0.00010807
5423 | 2.1166e-06 | 0.12568 | 4.1238 | 3.3424 | 3.0192 | 0.00011292
5424 | 2.3315e-06 | 0.11062 | 3.9745 | 3.3424 | 3.0192 | 0.00011556
5425 | 5.3439e-07 | 0.079959 | 3.7389 | 3.3424 | 3.0192 | 0.00011802
5426 | 1.2611e-07 | 0.10993 | 3.9708 | 3.3424 | 3.0192 | 0.00011912
5427 | 6.1479e-07 | 0.11853 | 4.0546 | 3.3424 | 3.0192 | 0.00011934
5428 | 7.8435e-07 | 0.099634 | 3.869 | 3.3424 | 3.0192 | 0.00011936
5429 | 3.0269e-07 | 0.085461 | 3.7757 | 3.3424 | 3.0192 | 0.00011936
5430 | 9.2601e-06 | 0.091758 | 3.8149 | 3.3424 | 3.0192 | 0.00011936
5431 | 3.9545e-05 | 0.10627 | 3.9283 | 3.3424 | 3.0192 | 0.00011928
5432 | 2.4896e-05 | 0.11499 | 4.0237 | 3.3424 | 3.0192 | 0.00011872
5433 | 7.8351e-06 | 0.13636 | 4.3065 | 3.3424 | 3.0192 | 0.00011651
5434 | 7.7098e-06 | 0.14147 | 4.4353 | 3.3424 | 3.0192 | 0.00011475
5435 | 1.2556e-05 | 0.1455 | 4.5159 | 3.3424 | 3.0192 | 0.00011563
5436 | 1.878e-05 | 0.14902 | 4.7044 | 3.3424 | 3.0192 | 0.00011126
5437 | 2.0752e-05 | 0.12666 | 4.1339 | 3.3424 | 3.0192 | 0.00010545
5438 | 1.8752e-05 | 0.13425 | 4.2567 | 3.3424 | 3.0192 | 0.0001046
5439 | 1.9271e-05 | 0.12332 | 4.0958 | 3.3424 | 3.0192 | 0.00010168
5440 | 1.9532e-05 | 0.13547 | 4.2869 | 3.3424 | 3.0192 | 0.00010173
5441 | 2.3752e-05 | 0.12364 | 4.1018 | 3.3424 | 3.0192 | 0.00010644
5442 | 1.3877e-05 | 0.11835 | 4.0546 | 3.3424 | 3.0192 | 0.00010835
5443 | 1.4225e-05 | 0.10149 | 3.8796 | 3.3424 | 3.0192 | 0.00010797
5444 | 2.0844e-05 | 0.082237 | 3.7572 | 3.3424 | 3.0192 | 0.00010976
5445 | 2.347e-05 | 0.082411 | 3.7589 | 3.3424 | 3.0192 | 0.00010362
5446 | 9.6563e-06 | 0.081461 | 3.7506 | 3.3424 | 3.0192 | 0.00010805
5447 | 2.1182e-06 | 0.082503 | 3.7589 | 3.3424 | 3.0192 | 0.0001129
5448 | 2.3378e-06 | 0.082523 | 3.7589 | 3.3424 | 3.0192 | 0.00011554
5449 | 5.3439e-07 | 0.062371 | 3.6251 | 3.3424 | 3.0192 | 0.000118
5450 | 1.2861e-07 | 0.051348 | 3.5775 | 3.3424 | 3.0192 | 0.00011911
5451 | 6.2163e-07 | 0.040926 | 3.5136 | 3.3424 | 3.0192 | 0.00011933
5452 | 2.4237e-06 | 0.044495 | 3.5357 | 3.3424 | 3.0192 | 0.00011935
5453 | 2.5465e-07 | 0.048965 | 3.5655 | 3.3424 | 3.0192 | 0.00011935
5454 | 1.3172e-05 | 0.066859 | 3.6502 | 3.3424 | 3.0192 | 0.00011935
5455 | 4.0862e-05 | 0.078489 | 3.7307 | 3.3424 | 3.0192 | 0.00011926
5456 | 1.4157e-05 | 0.093843 | 3.8339 | 3.3424 | 3.0192 | 0.0001187
5457 | 6.0024e-06 | 0.11518 | 4.0237 | 3.3424 | 3.0192 | 0.0001165
5458 | 8.0196e-06 | 0.13121 | 4.1975 | 3.3424 | 3.0192 | 0.00011474
5459 | 1.2545e-05 | 0.13671 | 4.3153 | 3.3424 | 3.0192 | 0.00011565
5460 | 1.8904e-05 | 0.14521 | 4.5135 | 3.3424 | 3.0192 | 0.00011125
5461 | 2.0415e-05 | 0.14111 | 4.4214 | 3.3424 | 3.0192 | 0.00010544
5462 | 1.9859e-05 | 0.14052 | 4.4191 | 3.3424 | 3.0192 | 0.00010459
5463 | 1.5764e-05 | 0.14484 | 4.4991 | 3.3424 | 3.0192 | 0.00010167
5464 | 2.4788e-05 | 0.14425 | 4.4871 | 3.3424 | 3.0192 | 0.00010172
5465 | 1.9165e-05 | 0.14344 | 4.4753 | 3.3424 | 3.0192 | 0.00010642
5466 | 1.6374e-05 | 0.13705 | 4.322 | 3.3424 | 3.0192 | 0.00010834
5467 | 1.9023e-05 | 0.11619 | 4.0352 | 3.3424 | 3.0192 | 0.00010795
5468 | 2.1819e-05 | 0.11885 | 4.0565 | 3.3424 | 3.0192 | 0.00010975
5469 | 1.8317e-05 | 0.10752 | 3.9393 | 3.3424 | 3.0192 | 0.00010361
5470 | 6.4462e-06 | 0.099345 | 3.869 | 3.3424 | 3.0192 | 0.00010802
5471 | 2.1182e-06 | 0.085405 | 3.7757 | 3.3424 | 3.0192 | 0.00011289
5472 | 2.3441e-06 | 0.079908 | 3.7389 | 3.3424 | 3.0192 | 0.00011552
5473 | 5.3597e-07 | 0.064235 | 3.6345 | 3.3424 | 3.0192 | 0.00011799
5474 | 1.2769e-07 | 0.04906 | 3.5655 | 3.3424 | 3.0192 | 0.0001191
5475 | 1.1319e-07 | 0.032246 | 3.4604 | 3.3424 | 3.0192 | 0.00011932
5476 | 1.7453e-06 | 0.028173 | 3.4337 | 3.3424 | 3.0192 | 0.00011934
5477 | 3.2881e-06 | 0.032234 | 3.4604 | 3.3424 | 3.0192 | 0.00011934
5478 | 1.6587e-05 | 0.046128 | 3.5431 | 3.3424 | 3.0192 | 0.00011934
5479 | 2.8772e-05 | 0.074431 | 3.6997 | 3.3424 | 3.0192 | 0.00011923
5480 | 3.1128e-05 | 0.10602 | 3.9265 | 3.3424 | 3.0192 | 0.00011869
5481 | 1.1734e-05 | 0.11842 | 4.0546 | 3.3424 | 3.0192 | 0.00011649
5482 | 8.9621e-06 | 0.12917 | 4.1685 | 3.3424 | 3.0192 | 0.00011473
5483 | 2.0333e-05 | 0.14079 | 4.4191 | 3.3424 | 3.0192 | 0.00011565
5484 | 2.225e-05 | 0.14766 | 4.6195 | 3.3424 | 3.0192 | 0.00011126
5485 | 2.3283e-05 | 0.1469 | 4.5745 | 3.3424 | 3.0192 | 0.00010543
5486 | 3.0598e-05 | 0.13907 | 4.3779 | 3.3424 | 3.0192 | 0.00010458
5487 | 1.6249e-05 | 0.12827 | 4.1562 | 3.3424 | 3.0192 | 0.00010167
5488 | 1.0848e-05 | 0.13323 | 4.2375 | 3.3424 | 3.0192 | 0.00010173
5489 | 2.3958e-05 | 0.13891 | 4.3711 | 3.3424 | 3.0192 | 0.00010641
5490 | 8.8017e-06 | 0.1324 | 4.2227 | 3.3424 | 3.0192 | 0.00010832
5491 | 2.5409e-05 | 0.11715 | 4.0468 | 3.3424 | 3.0192 | 0.00010794
5492 | 2.8533e-05 | 0.095172 | 3.8374 | 3.3424 | 3.0192 | 0.00010973
5493 | 1.7815e-05 | 0.079548 | 3.734 | 3.3424 | 3.0192 | 0.0001036
5494 | 8.5231e-06 | 0.06325 | 3.6313 | 3.3424 | 3.0192 | 0.00010801
5495 | 2.1339e-06 | 0.052805 | 3.5851 | 3.3424 | 3.0192 | 0.00011287
5496 | 2.4064e-06 | 0.034956 | 3.4775 | 3.3424 | 3.0192 | 0.00011551
5497 | 7.1993e-07 | 0.047655 | 3.555 | 3.3423 | 3.0192 | 0.00011798
5498 | 3.4164e-07 | 0.051064 | 3.5775 | 3.3423 | 3.0192 | 0.00011909
5499 | 3.4076e-07 | 0.030372 | 3.4505 | 3.3422 | 3.0192 | 0.00011929
5500 | 1.2775e-06 | 0.027756 | 3.4309 | 3.3422 | 3.0192 | 0.00011925
5501 | 3.0159e-06 | 0.040024 | 3.5107 | 3.3421 | 3.0192 | 0.00011901
5502 | 8.6303e-06 | 0.053246 | 3.5882 | 3.3421 | 3.0192 | 0.00011861
5503 | 2.7576e-05 | 0.060741 | 3.6158 | 3.342 | 3.0192 | 0.00011872
5504 | 2.9188e-05 | 0.06988 | 3.6676 | 3.342 | 3.0192 | 0.00011813
5505 | 2.332e-05 | 0.081728 | 3.7522 | 3.3419 | 3.0192 | 0.00011616
5506 | 8.9441e-06 | 0.095916 | 3.8426 | 3.3418 | 3.0192 | 0.00011466
5507 | 1.6529e-05 | 0.11354 | 4.0046 | 3.3418 | 3.0192 | 0.00011566
5508 | 1.9881e-05 | 0.11869 | 4.0546 | 3.3417 | 3.0192 | 0.00011127
5509 | 4.7685e-05 | 0.114 | 4.0122 | 3.3417 | 3.0192 | 0.00010542
5510 | 1.8668e-05 | 0.1281 | 4.1481 | 3.3416 | 3.0192 | 0.00010458
5511 | 1.4712e-05 | 0.11795 | 4.0468 | 3.3416 | 3.0192 | 0.00010167
5512 | 1.0888e-05 | 0.12346 | 4.0998 | 3.3415 | 3.0192 | 0.00010172
5513 | 8.3874e-06 | 0.11261 | 3.9989 | 3.3414 | 3.0192 | 0.00010639
5514 | 1.27e-05 | 0.10732 | 3.9375 | 3.3414 | 3.0192 | 0.00010832
5515 | 1.1862e-05 | 0.087832 | 3.7926 | 3.3413 | 3.0192 | 0.00010794
5516 | 2.0847e-05 | 0.075434 | 3.7062 | 3.3413 | 3.0192 | 0.00010963
5517 | 1.5379e-05 | 0.060715 | 3.6158 | 3.3412 | 3.0192 | 0.00010359
5518 | 8.0195e-06 | 0.050108 | 3.57 | 3.3412 | 3.0192 | 0.00010799
5519 | 3.0329e-06 | 0.031712 | 3.459 | 3.3411 | 3.0192 | 0.00011286
5520 | 4.3744e-06 | 0.021592 | 3.3842 | 3.3411 | 3.0192 | 0.0001155
5521 | 3.9081e-06 | 0.015896 | 3.3311 | 3.341 | 3.0192 | 0.00011796
5522 | 4.781e-06 | 0.015187 | 3.323 | 3.3409 | 3.0192 | 0.00011884
5523 | 5.6488e-06 | 0.012234 | 3.2894 | 3.3409 | 3.0192 | 0.00011814
5524 | 8.4724e-06 | 0.014261 | 3.3133 | 3.3408 | 3.0192 | 0.00011446
5525 | 2.0321e-05 | 0.015722 | 3.3282 | 3.3408 | 3.0192 | 0.00011009
5526 | 2.2631e-05 | 0.01973 | 3.3694 | 3.3407 | 3.0192 | 0.00010695
5527 | 2.6145e-05 | 0.022034 | 3.3896 | 3.3407 | 3.0192 | 0.00010847
5528 | 2.4182e-05 | 0.044304 | 3.5342 | 3.3406 | 3.0192 | 0.00011293
5529 | 6.9274e-06 | 0.086076 | 3.7791 | 3.3405 | 3.0192 | 0.00011278
5530 | 5.6213e-06 | 0.10258 | 3.8886 | 3.3405 | 3.0192 | 0.00011366
5531 | 7.6082e-06 | 0.11096 | 3.9801 | 3.3404 | 3.0192 | 0.00011553
5532 | 8.4858e-06 | 0.12754 | 4.142 | 3.3404 | 3.0192 | 0.00011128
5533 | 1.0926e-05 | 0.13518 | 4.276 | 3.3403 | 3.0192 | 0.00010542
5534 | 7.3682e-06 | 0.13654 | 4.3131 | 3.3403 | 3.0192 | 0.00010457
5535 | 6.3682e-06 | 0.13828 | 4.3554 | 3.3402 | 3.0192 | 0.00010167
5536 | 5.6609e-06 | 0.13858 | 4.3576 | 3.3402 | 3.0192 | 0.00010169
5537 | 5.6459e-06 | 0.13099 | 4.1975 | 3.3401 | 3.0192 | 0.00010638
5538 | 2.9099e-05 | 0.12632 | 4.1278 | 3.34 | 3.0192 | 0.00010832
5539 | 9.4005e-06 | 0.11248 | 3.9952 | 3.34 | 3.0192 | 0.00010794
5540 | 2.0286e-05 | 0.10003 | 3.8708 | 3.3399 | 3.0192 | 0.00010962
5541 | 9.7956e-06 | 0.091276 | 3.8149 | 3.3399 | 3.0192 | 0.00010364
5542 | 4.7757e-06 | 0.087763 | 3.7926 | 3.3398 | 3.0192 | 0.00010798
5543 | 2.0203e-06 | 0.087341 | 3.7892 | 3.3398 | 3.0192 | 0.00011285
5544 | 2.4195e-06 | 0.082969 | 3.7622 | 3.3397 | 3.0192 | 0.00011549
5545 | 6.2669e-07 | 0.075825 | 3.7094 | 3.3396 | 3.0192 | 0.00011797
5546 | 2.9858e-07 | 0.069265 | 3.6612 | 3.3396 | 3.0192 | 0.00011908
5547 | 4.7184e-07 | 0.06679 | 3.6502 | 3.3395 | 3.0192 | 0.0001193
5548 | 3.2888e-06 | 0.05627 | 3.5989 | 3.3395 | 3.0192 | 0.00011932
5549 | 2.1575e-06 | 0.060491 | 3.6158 | 3.3394 | 3.0192 | 0.00011932
5550 | 2.824e-05 | 0.059003 | 3.6112 | 3.3394 | 3.0192 | 0.00011932
5551 | 3.1036e-05 | 0.066591 | 3.6486 | 3.3393 | 3.0192 | 0.00011928
5552 | 1.0743e-05 | 0.073563 | 3.6916 | 3.3393 | 3.0192 | 0.00011869
5553 | 7.111e-06 | 0.082782 | 3.7589 | 3.3392 | 3.0192 | 0.00011649
5554 | 6.2054e-06 | 0.097732 | 3.8549 | 3.3391 | 3.0192 | 0.00011472
5555 | 1.8189e-05 | 0.10893 | 3.9577 | 3.3391 | 3.0192 | 0.00011569
5556 | 1.7898e-05 | 0.11434 | 4.0141 | 3.339 | 3.0192 | 0.00011131
5557 | 2.0312e-05 | 0.11578 | 4.0275 | 3.339 | 3.0192 | 0.00010542
5558 | 2.1554e-05 | 0.12129 | 4.0761 | 3.3389 | 3.0192 | 0.00010457
5559 | 1.4596e-05 | 0.11332 | 4.0046 | 3.3389 | 3.0192 | 0.00010168
5560 | 1.2404e-05 | 0.11329 | 4.0046 | 3.3388 | 3.0192 | 0.00010168
5561 | 1.2546e-05 | 0.11437 | 4.0141 | 3.3387 | 3.0192 | 0.00010637
5562 | 1.9929e-05 | 0.10953 | 3.9652 | 3.3387 | 3.0192 | 0.00010832
5563 | 1.4958e-05 | 0.085973 | 3.7791 | 3.3386 | 3.0192 | 0.00010794
5564 | 2.8265e-05 | 0.048873 | 3.564 | 3.3386 | 3.0192 | 0.00010962
5565 | 1.9415e-05 | 0.036966 | 3.4904 | 3.3385 | 3.0192 | 0.00010359
5566 | 6.7467e-06 | 0.018983 | 3.3627 | 3.3385 | 3.0192 | 0.00010797
5567 | 2.8623e-06 | 0.014339 | 3.3139 | 3.3384 | 3.0192 | 0.00011285
5568 | 4.0367e-06 | 0.01011 | 3.2627 | 3.3384 | 3.0192 | 0.00011549
5569 | 3.3425e-06 | 0.0082559 | 3.2353 | 3.3383 | 3.0192 | 0.00011796
5570 | 4.2369e-06 | 0.0082028 | 3.2353 | 3.3382 | 3.0192 | 0.00011908
5571 | 5.1495e-06 | 0.0072875 | 3.2217 | 3.3382 | 3.0192 | 0.0001193
5572 | 7.793e-06 | 0.0049603 | 3.1817 | 3.3381 | 3.0192 | 0.00011932
5573 | 7.4018e-06 | 0.0031657 | 3.1579 | 3.3381 | 3.0192 | 0.00011933
5574 | 2.7982e-05 | 0.016628 | 3.3401 | 3.338 | 3.0192 | 0.00011933
5575 | 1.9937e-05 | 0.051997 | 3.5836 | 3.338 | 3.0192 | 0.00011928
5576 | 1.9101e-05 | 0.081283 | 3.7506 | 3.3379 | 3.0192 | 0.00011869
5577 | 1.0203e-05 | 0.095725 | 3.8426 | 3.3378 | 3.0192 | 0.0001165
5578 | 1.0947e-05 | 0.10542 | 3.921 | 3.3378 | 3.0192 | 0.00011472
5579 | 1.2613e-05 | 0.11456 | 4.0199 | 3.3377 | 3.0192 | 0.00011571
5580 | 1.773e-05 | 0.12496 | 4.1157 | 3.3377 | 3.0192 | 0.00011133
5581 | 2.1399e-05 | 0.11736 | 4.0468 | 3.3376 | 3.0192 | 0.00010543
5582 | 1.9492e-05 | 0.12654 | 4.1339 | 3.3376 | 3.0192 | 0.00010458
5583 | 1.7968e-05 | 0.12594 | 4.1258 | 3.3375 | 3.0192 | 0.00010169
5584 | 3.2276e-05 | 0.11943 | 4.0643 | 3.3375 | 3.0192 | 0.00010167
5585 | 2.5517e-05 | 0.12303 | 4.0938 | 3.3374 | 3.0192 | 0.00010637
5586 | 8.3574e-06 | 0.11124 | 3.982 | 3.3373 | 3.0192 | 0.00010831
5587 | 1.1227e-05 | 0.089895 | 3.8046 | 3.3373 | 3.0192 | 0.00010794
5588 | 1.8536e-05 | 0.076715 | 3.7159 | 3.3372 | 3.0192 | 0.00010962
5589 | 1.7349e-05 | 0.067239 | 3.6502 | 3.3372 | 3.0192 | 0.0001036
5590 | 7.4835e-06 | 0.043146 | 3.5283 | 3.3371 | 3.0192 | 0.00010797
5591 | 2.2503e-06 | 0.03384 | 3.4689 | 3.3371 | 3.0192 | 0.00011285
5592 | 2.728e-06 | 0.024172 | 3.406 | 3.337 | 3.0192 | 0.00011549
5593 | 1.4632e-06 | 0.011945 | 3.2856 | 3.337 | 3.0192 | 0.00011796
5594 | 2.5695e-06 | 0.013345 | 3.3022 | 3.3369 | 3.0192 | 0.00011908
5595 | 3.4158e-06 | 0.0098723 | 3.2615 | 3.3368 | 3.0192 | 0.00011931
5596 | 5.5514e-06 | 0.0098033 | 3.2602 | 3.3368 | 3.0192 | 0.00011933
5597 | 2.5619e-05 | 0.0049544 | 3.1817 | 3.3367 | 3.0192 | 0.00011933
5598 | 1.1982e-05 | 0.016543 | 3.3388 | 3.3367 | 3.0192 | 0.00011933
5599 | 3.152e-05 | 0.045076 | 3.5371 | 3.3366 | 3.0192 | 0.00011929
5600 | 1.2706e-05 | 0.079807 | 3.7389 | 3.3366 | 3.0192 | 0.0001187
5601 | 1.2306e-05 | 0.10656 | 3.9283 | 3.3365 | 3.0192 | 0.00011651
5602 | 6.2143e-06 | 0.11683 | 4.0371 | 3.3364 | 3.0192 | 0.00011473
5603 | 1.2979e-05 | 0.11621 | 4.0352 | 3.3364 | 3.0192 | 0.00011573
5604 | 1.8588e-05 | 0.12071 | 4.0741 | 3.3363 | 3.0192 | 0.00011141
5605 | 2.0723e-05 | 0.1273 | 4.1379 | 3.3363 | 3.0192 | 0.00010543
5606 | 2.2861e-05 | 0.12938 | 4.1706 | 3.3362 | 3.0192 | 0.00010459
5607 | 1.5961e-05 | 0.12531 | 4.1178 | 3.3362 | 3.0192 | 0.0001017
5608 | 2.4562e-05 | 0.12822 | 4.1521 | 3.3361 | 3.0192 | 0.00010166
5609 | 1.2365e-05 | 0.13158 | 4.2058 | 3.3361 | 3.0192 | 0.00010637
5610 | 1.6043e-05 | 0.12098 | 4.0761 | 3.336 | 3.0192 | 0.00010832
5611 | 1.1517e-05 | 0.10283 | 3.8957 | 3.3359 | 3.0192 | 0.00010795
5612 | 2.6528e-05 | 0.099052 | 3.8637 | 3.3359 | 3.0192 | 0.00010963
5613 | 1.8928e-05 | 0.073338 | 3.69 | 3.3358 | 3.0192 | 0.0001036
5614 | 6.5325e-06 | 0.039119 | 3.5034 | 3.3358 | 3.0192 | 0.00010796
5615 | 2.1584e-06 | 0.038618 | 3.4991 | 3.3357 | 3.0192 | 0.00011285
5616 | 3.5076e-06 | 0.053235 | 3.5867 | 3.3357 | 3.0192 | 0.00011549
5617 | 6.1512e-07 | 0.067307 | 3.6533 | 3.3356 | 3.0192 | 0.00011797
5618 | 1.9472e-07 | 0.067385 | 3.6549 | 3.3355 | 3.0192 | 0.00011909
5619 | 2.0572e-07 | 0.047267 | 3.552 | 3.3355 | 3.0192 | 0.00011932
5620 | 9.7626e-07 | 0.041349 | 3.5151 | 3.3354 | 3.0192 | 0.00011934
5621 | 4.1064e-06 | 0.036625 | 3.489 | 3.3354 | 3.0192 | 0.00011934
5622 | 2.4408e-05 | 0.050473 | 3.5745 | 3.3353 | 3.0192 | 0.00011925
5623 | 3.0441e-05 | 0.082317 | 3.7589 | 3.3353 | 3.0192 | 0.00011926
5624 | 1.7898e-05 | 0.10683 | 3.9375 | 3.3352 | 3.0192 | 0.00011864
5625 | 6.4931e-06 | 0.13029 | 4.183 | 3.3352 | 3.0192 | 0.00011647
5626 | 9.3713e-06 | 0.13267 | 4.2248 | 3.3351 | 3.0192 | 0.00011474
5627 | 1.3301e-05 | 0.13779 | 4.3419 | 3.335 | 3.0192 | 0.00011576
5628 | 1.8587e-05 | 0.14513 | 4.5111 | 3.335 | 3.0192 | 0.00011138
5629 | 2.065e-05 | 0.1481 | 4.6449 | 3.3349 | 3.0192 | 0.00010544
5630 | 2.2766e-05 | 0.14851 | 4.668 | 3.3349 | 3.0192 | 0.0001046
5631 | 1.4589e-05 | 0.14899 | 4.6965 | 3.3348 | 3.0192 | 0.00010172
5632 | 1.0949e-05 | 0.14898 | 4.7044 | 3.3348 | 3.0192 | 0.00010168
5633 | 3.1524e-05 | 0.14777 | 4.6221 | 3.3347 | 3.0192 | 0.00010638
5634 | 1.2737e-05 | 0.13972 | 4.3961 | 3.3347 | 3.0192 | 0.00010833
5635 | 1.2692e-05 | 0.12587 | 4.1258 | 3.3346 | 3.0192 | 0.00010796
5636 | 1.6416e-05 | 0.11577 | 4.0275 | 3.3345 | 3.0192 | 0.00010965
5637 | 1.7644e-05 | 0.1099 | 3.9708 | 3.3345 | 3.0192 | 0.00010361
5638 | 6.5537e-06 | 0.09954 | 3.869 | 3.3344 | 3.0192 | 0.00010797
5639 | 2.1356e-06 | 0.075026 | 3.7013 | 3.3344 | 3.0192 | 0.00011286
5640 | 2.3914e-06 | 0.066639 | 3.6486 | 3.3343 | 3.0192 | 0.00011545
5641 | 5.3912e-07 | 0.051785 | 3.5806 | 3.3343 | 3.0192 | 0.00011755
5642 | 1.3301e-07 | 0.051648 | 3.5775 | 3.3342 | 3.0192 | 0.00011837
5643 | 1.2743e-07 | 0.046218 | 3.5431 | 3.3341 | 3.0192 | 0.00011649
5644 | 1.1731e-06 | 0.039063 | 3.5034 | 3.3341 | 3.0192 | 0.00011215
5645 | 1.9491e-05 | 0.032116 | 3.459 | 3.334 | 3.0192 | 0.00010886
5646 | 1.0791e-05 | 0.057225 | 3.6035 | 3.334 | 3.0192 | 0.00010715
5647 | 3.6914e-05 | 0.088393 | 3.796 | 3.3339 | 3.0192 | 0.0001102
5648 | 2.1849e-05 | 0.11606 | 4.0352 | 3.3339 | 3.0192 | 0.00011411
5649 | 1.2697e-05 | 0.13319 | 4.2332 | 3.3338 | 3.0192 | 0.00011356
5650 | 6.1209e-06 | 0.13766 | 4.3419 | 3.3338 | 3.0192 | 0.00011422
5651 | 1.9228e-05 | 0.14552 | 4.5231 | 3.3337 | 3.0192 | 0.00011577
5652 | 1.8252e-05 | 0.1495 | 4.7413 | 3.3336 | 3.0192 | 0.00011142
5653 | 2.1545e-05 | 0.14981 | 4.752 | 3.3336 | 3.0192 | 0.00010546
5654 | 2.2067e-05 | 0.15224 | 4.9007 | 3.3335 | 3.0192 | 0.00010461
5655 | 2.6771e-05 | 0.15166 | 4.8613 | 3.3335 | 3.0192 | 0.00010174
5656 | 1.0924e-05 | 0.15228 | 4.9236 | 3.3334 | 3.0192 | 0.00010167
5657 | 9.2564e-06 | 0.15017 | 4.7788 | 3.3334 | 3.0192 | 0.00010638
5658 | 1.3115e-05 | 0.14389 | 4.4824 | 3.3333 | 3.0192 | 0.00010835
5659 | 1.5359e-05 | 0.13282 | 4.229 | 3.3333 | 3.0192 | 0.00010798
5660 | 2.1271e-05 | 0.12395 | 4.1038 | 3.3332 | 3.0192 | 0.00010965
5661 | 1.5248e-05 | 0.11531 | 4.0237 | 3.3331 | 3.0192 | 0.00010366
5662 | 6.5578e-06 | 0.10537 | 3.9174 | 3.3331 | 3.0192 | 0.00010798
5663 | 2.1371e-06 | 0.096175 | 3.8461 | 3.333 | 3.0192 | 0.00011286
5664 | 2.3977e-06 | 0.086733 | 3.7841 | 3.333 | 3.0192 | 0.00011546
5665 | 5.3912e-07 | 0.078465 | 3.7274 | 3.3329 | 3.0192 | 0.00011777
5666 | 1.3242e-07 | 0.071091 | 3.6739 | 3.3328 | 3.0192 | 0.00011868
5667 | 1.1035e-07 | 0.052302 | 3.5851 | 3.3328 | 3.0192 | 0.00011864
5668 | 1.3465e-06 | 0.052224 | 3.5836 | 3.3327 | 3.0192 | 0.00011838
5669 | 3.1229e-06 | 0.037198 | 3.4904 | 3.3327 | 3.0192 | 0.00011834
5670 | 2.725e-05 | 0.065045 | 3.6392 | 3.3326 | 3.0192 | 0.00011827
5671 | 3.0854e-05 | 0.090659 | 3.8114 | 3.3325 | 3.0192 | 0.00011808
5672 | 1.6727e-05 | 0.1141 | 4.0141 | 3.3325 | 3.0192 | 0.00011789
5673 | 1.0327e-05 | 0.1325 | 4.2227 | 3.3324 | 3.0192 | 0.0001159
5674 | 8.4081e-06 | 0.13894 | 4.3711 | 3.3324 | 3.0192 | 0.00011426
5675 | 3.0265e-05 | 0.14207 | 4.4423 | 3.3323 | 3.0192 | 0.00011525
5676 | 1.859e-05 | 0.14501 | 4.5063 | 3.3322 | 3.0192 | 0.00011087
5677 | 2.9658e-05 | 0.14666 | 4.5622 | 3.3322 | 3.0192 | 0.00010522
5678 | 1.9553e-05 | 0.14782 | 4.6246 | 3.3321 | 3.0192 | 0.00010458
5679 | 1.9575e-05 | 0.14594 | 4.5353 | 3.3321 | 3.0192 | 0.00010176
5680 | 1.0887e-05 | 0.14606 | 4.5426 | 3.332 | 3.0192 | 0.0001017
5681 | 8.1597e-06 | 0.14635 | 4.5548 | 3.3319 | 3.0192 | 0.0001064
5682 | 8.2237e-06 | 0.13925 | 4.3825 | 3.3319 | 3.0192 | 0.00010836
5683 | 2.2831e-05 | 0.13479 | 4.2696 | 3.3318 | 3.0192 | 0.00010797
5684 | 1.648e-05 | 0.12673 | 4.1339 | 3.3317 | 3.0192 | 0.00010928
5685 | 2.158e-05 | 0.12439 | 4.1078 | 3.3317 | 3.0192 | 0.00010343
5686 | 6.5736e-06 | 0.11201 | 3.9914 | 3.3316 | 3.0192 | 0.00010673
5687 | 2.1387e-06 | 0.10703 | 3.9375 | 3.3316 | 3.0192 | 0.00010603
5688 | 2.404e-06 | 0.093319 | 3.8252 | 3.3315 | 3.0192 | 0.00010358
5689 | 5.407e-07 | 0.077438 | 3.7208 | 3.3314 | 3.0192 | 0.00010283
5690 | 1.3242e-07 | 0.061321 | 3.6174 | 3.3314 | 3.0192 | 0.00010264
5691 | 1.1035e-07 | 0.050769 | 3.5775 | 3.3313 | 3.0192 | 0.00010204
5692 | 6.936e-07 | 0.042308 | 3.5224 | 3.3313 | 3.0192 | 0.00010251
5693 | 1.3653e-05 | 0.050409 | 3.5745 | 3.3312 | 3.0192 | 0.00010279
5694 | 1.0958e-05 | 0.076002 | 3.7094 | 3.3311 | 3.0192 | 0.00010085
5695 | 2.4796e-05 | 0.098563 | 3.8637 | 3.3311 | 3.0192 | 0.00010141
5696 | 1.1728e-05 | 0.10502 | 3.9156 | 3.331 | 3.0192 | 0.00010064
5697 | 1.0767e-05 | 0.12048 | 4.0721 | 3.331 | 3.0192 | 9.5495e-05
5698 | 7.1467e-06 | 0.12509 | 4.1178 | 3.3309 | 3.0192 | 0.00010098
5699 | 9.9749e-06 | 0.12684 | 4.1359 | 3.3308 | 3.0192 | 0.00010805
5700 | 9.2014e-06 | 0.13825 | 4.3509 | 3.3308 | 3.0192 | 0.00010658
5701 | 1.0301e-05 | 0.13932 | 4.3825 | 3.3307 | 3.0192 | 0.00010342
5702 | 1.0826e-05 | 0.14018 | 4.4168 | 3.3307 | 3.0192 | 0.00010332
5703 | 8.4394e-06 | 0.12836 | 4.1583 | 3.3306 | 3.0192 | 0.00010126
5704 | 4.2894e-06 | 0.11484 | 4.0218 | 3.3305 | 3.0192 | 0.00010157
5705 | 3.2037e-06 | 0.1142 | 4.0141 | 3.3305 | 3.0192 | 0.00010633
5706 | 1.7803e-05 | 0.10932 | 3.9615 | 3.3304 | 3.0192 | 0.00010835
5707 | 1.8922e-05 | 0.090148 | 3.8046 | 3.3303 | 3.0192 | 0.00010751
5708 | 1.4451e-05 | 0.083313 | 3.7639 | 3.3303 | 3.0192 | 0.00010949
5709 | 9.4315e-06 | 0.078002 | 3.7241 | 3.3302 | 3.0192 | 0.00010212
5710 | 4.8243e-06 | 0.07085 | 3.6739 | 3.3302 | 3.0192 | 0.0001028
5711 | 2.0012e-06 | 0.069163 | 3.6612 | 3.3301 | 3.0192 | 0.00010422
5712 | 2.4119e-06 | 0.065341 | 3.6407 | 3.33 | 3.0192 | 0.00010396
5713 | 5.4165e-07 | 0.056296 | 3.5989 | 3.33 | 3.0192 | 0.00010322
5714 | 1.3526e-07 | 0.056791 | 3.6019 | 3.3299 | 3.0192 | 0.00010353
5715 | 1.1429e-07 | 0.053045 | 3.5867 | 3.3299 | 3.0192 | 0.00010208
5716 | 2.8606e-07 | 0.049375 | 3.567 | 3.3298 | 3.0192 | 0.00010234
5717 | 5.2895e-06 | 0.048931 | 3.5646 | 3.3297 | 3.0192 | 0.00010259
5718 | 1.7525e-05 | 0.046369 | 3.546 | 3.3297 | 3.0192 | 0.00010249
5719 | 2.2702e-05 | 0.04659 | 3.5475 | 3.3296 | 3.0192 | 0.000101
5720 | 1.014e-05 | 0.047791 | 3.5565 | 3.3296 | 3.0192 | 0.00010131
5721 | 7.0811e-06 | 0.058473 | 3.6096 | 3.3295 | 3.0192 | 0.0001025
5722 | 9.9799e-06 | 0.073869 | 3.6932 | 3.3294 | 3.0192 | 0.00010143
5723 | 1.2911e-05 | 0.08553 | 3.7757 | 3.3294 | 3.0192 | 0.00010419
5724 | 1.7496e-05 | 0.088959 | 3.7994 | 3.3293 | 3.0192 | 0.00010347
5725 | 2.4265e-05 | 0.092705 | 3.8252 | 3.3292 | 3.0192 | 0.00010266
5726 | 1.9663e-05 | 0.092655 | 3.8235 | 3.3292 | 3.0192 | 0.00010183
5727 | 1.5228e-05 | 0.10307 | 3.8993 | 3.3291 | 3.0192 | 0.00010124
5728 | 1.4257e-05 | 0.098472 | 3.8637 | 3.3291 | 3.0192 | 0.00010042
5729 | 1.1376e-05 | 0.092361 | 3.82 | 3.329 | 3.0192 | 0.00010177
5730 | 2.9579e-05 | 0.079154 | 3.7307 | 3.3289 | 3.0192 | 0.00010261
5731 | 2.4783e-05 | 0.052603 | 3.5851 | 3.3289 | 3.0192 | 0.00010455
5732 | 1.6333e-05 | 0.0296 | 3.4435 | 3.3288 | 3.0192 | 0.00010232
5733 | 1.7515e-05 | 0.020097 | 3.3734 | 3.3288 | 3.0192 | 0.0001021
5734 | 6.7373e-06 | 0.014511 | 3.3152 | 3.3287 | 3.0192 | 0.00010251
5735 | 2.4704e-06 | 0.012004 | 3.2856 | 3.3286 | 3.0192 | 0.0001025
5736 | 3.0505e-06 | 0.0081059 | 3.234 | 3.3286 | 3.0192 | 0.00010259
5737 | 1.794e-06 | 0.0070862 | 3.2168 | 3.3285 | 3.0192 | 0.00010243
5738 | 2.1862e-06 | 0.0041908 | 3.1721 | 3.3285 | 3.0192 | 0.00010254
5739 | 3.1666e-06 | 0.0022624 | 3.1462 | 3.3284 | 3.0192 | 0.00010179
5740 | 5.3113e-06 | 0 | 3.0376 | 3.3283 | 3.0192 | 0.00010236
5741 | 2.7714e-05 | 0.00096309 | 3.1229 | 3.3283 | 3.0192 | 0.00010265
5742 | 9.136e-06 | 0.0061131 | 3.2046 | 3.3282 | 3.0192 | 0.00010194
5743 | 2.501e-05 | 0.018374 | 3.3587 | 3.3282 | 3.0192 | 0.00010158
5744 | 1.872e-05 | 0.042611 | 3.5239 | 3.3281 | 3.0192 | 0.00010125
5745 | 2.1476e-05 | 0.05935 | 3.6112 | 3.328 | 3.0192 | 0.000102
5746 | 6.4227e-06 | 0.079854 | 3.7389 | 3.328 | 3.0192 | 0.0001015
5747 | 1.2447e-05 | 0.081531 | 3.7506 | 3.3279 | 3.0192 | 0.00010137
5748 | 2.5359e-05 | 0.085219 | 3.774 | 3.3278 | 3.0192 | 0.00010135
5749 | 2.0402e-05 | 0.10421 | 3.9083 | 3.3278 | 3.0192 | 0.00010192
5750 | 1.9125e-05 | 0.085349 | 3.7757 | 3.3277 | 3.0192 | 0.00010113
5751 | 1.5039e-05 | 0.094562 | 3.8339 | 3.3277 | 3.0192 | 9.9034e-05
5752 | 1.5749e-05 | 0.096595 | 3.8479 | 3.3276 | 3.0192 | 9.6773e-05
5753 | 1.2219e-05 | 0.082745 | 3.7589 | 3.3275 | 3.0192 | 0.00010181
5754 | 1.9265e-05 | 0.061121 | 3.6174 | 3.3275 | 3.0192 | 0.00010479
5755 | 2.2222e-05 | 0.03191 | 3.459 | 3.3274 | 3.0192 | 0.00010944
5756 | 2.2542e-05 | 0.018322 | 3.3587 | 3.3274 | 3.0192 | 0.00010571
5757 | 2.1042e-05 | 0.012149 | 3.2881 | 3.3273 | 3.0192 | 0.00010398
5758 | 1.0837e-05 | 0 | 3.073 | 3.3272 | 3.0192 | 0.00010244
5759 | 1.003e-05 | 0.0060414 | 3.2022 | 3.3272 | 3.0192 | 0.00010291
5760 | 1.0511e-05 | 0.0025107 | 3.1497 | 3.3271 | 3.0192 | 0.00010247
5761 | 9.7155e-06 | 0.003671 | 3.1662 | 3.3271 | 3.0192 | 0.00010279
5762 | 9.9272e-06 | 0.0018385 | 3.1403 | 3.327 | 3.0192 | 0.00010206
5763 | 1.0758e-05 | 0 | 2.9756 | 3.3269 | 3.0192 | 0.00010243
5764 | 1.5508e-05 | 0 | 3.0322 | 3.3269 | 3.0192 | 0.00010248
5765 | 3.2452e-05 | 0 | 3.0085 | 3.3268 | 3.0192 | 0.00010267
5766 | 2.9404e-05 | 0 | 3.1057 | 3.3268 | 3.0192 | 0.0001028
5767 | 4.5513e-05 | 0.012945 | 3.2977 | 3.3267 | 3.0192 | 0.0001009
5768 | 1.2339e-05 | 0.044871 | 3.5357 | 3.3266 | 3.0192 | 0.00010127
5769 | 1.1195e-05 | 0.048276 | 3.558 | 3.3266 | 3.0192 | 0.00010183
5770 | 1.0104e-05 | 0.076182 | 3.7127 | 3.3265 | 3.0192 | 0.00010091
5771 | 1.3098e-05 | 0.084598 | 3.7706 | 3.3265 | 3.0192 | 0.0001018
5772 | 1.8101e-05 | 0.10141 | 3.8796 | 3.3264 | 3.0192 | 0.00010159
5773 | 2.1512e-05 | 0.10266 | 3.8886 | 3.3263 | 3.0192 | 0.00010115
5774 | 2.3017e-05 | 0.1028 | 3.8939 | 3.3263 | 3.0192 | 0.00010197
5775 | 1.4644e-05 | 0.10593 | 3.9247 | 3.3262 | 3.0192 | 9.9172e-05
5776 | 2.9509e-05 | 0.10773 | 3.9393 | 3.3261 | 3.0192 | 9.8663e-05
5777 | 2.4914e-05 | 0.097297 | 3.8531 | 3.3261 | 3.0192 | 0.00010347
5778 | 1.0291e-05 | 0.082259 | 3.7589 | 3.326 | 3.0192 | 0.00010549
5779 | 1.2554e-05 | 0.057324 | 3.605 | 3.326 | 3.0192 | 0.00010886
5780 | 1.7377e-05 | 0.051766 | 3.5791 | 3.3259 | 3.0192 | 0.00010686
5781 | 1.7085e-05 | 0.048061 | 3.558 | 3.3258 | 3.0192 | 0.00010286
5782 | 9.0794e-06 | 0.039312 | 3.5049 | 3.3258 | 3.0192 | 0.00010161
5783 | 5.4515e-06 | 0.033521 | 3.4689 | 3.3257 | 3.0192 | 0.00010214
5784 | 6.6826e-06 | 0.032795 | 3.4618 | 3.3257 | 3.0192 | 0.00010267
5785 | 5.5179e-06 | 0.027029 | 3.4267 | 3.3256 | 3.0192 | 0.00010279
5786 | 5.9827e-06 | 0.01771 | 3.3493 | 3.3255 | 3.0192 | 0.00010272
5787 | 7.6812e-06 | 0.011728 | 3.283 | 3.3255 | 3.0192 | 0.00010152
5788 | 1.0056e-05 | 0.0055945 | 3.1937 | 3.3254 | 3.0192 | 0.00010229
5789 | 2.6392e-05 | 0.0044162 | 3.1757 | 3.3254 | 3.0192 | 0.00010257
5790 | 4.0616e-05 | 0.0081362 | 3.234 | 3.3253 | 3.0192 | 0.00010123
5791 | 2.4094e-05 | 0.020627 | 3.3774 | 3.3252 | 3.0192 | 0.00010085
5792 | 2.2367e-05 | 0.047032 | 3.5505 | 3.3252 | 3.0192 | 0.00010092
5793 | 8.2993e-06 | 0.06793 | 3.6549 | 3.3251 | 3.0192 | 0.00010165
5794 | 6.5977e-06 | 0.067909 | 3.6549 | 3.3251 | 3.0192 | 0.0001014
5795 | 1.3327e-05 | 0.078557 | 3.7307 | 3.325 | 3.0192 | 0.0001024
5796 | 2.0855e-05 | 0.093028 | 3.8252 | 3.3249 | 3.0192 | 0.00010231
5797 | 2.0785e-05 | 0.097371 | 3.8531 | 3.3249 | 3.0192 | 0.0001023
5798 | 2.0349e-05 | 0.11644 | 4.0352 | 3.3248 | 3.0192 | 0.00010113
5799 | 2.0472e-05 | 0.1063 | 3.9283 | 3.3247 | 3.0192 | 9.759e-05
5800 | 1.1033e-05 | 0.10926 | 3.9596 | 3.3247 | 3.0192 | 9.7893e-05
5801 | 1.1024e-05 | 0.10491 | 3.9156 | 3.3246 | 3.0192 | 0.00010273
5802 | 1.1408e-05 | 0.095776 | 3.8426 | 3.3246 | 3.0192 | 0.00010479
5803 | 2.9172e-05 | 0.080251 | 3.7423 | 3.3245 | 3.0192 | 0.00011212
5804 | 2.2047e-05 | 0.069097 | 3.6612 | 3.3244 | 3.0192 | 0.00010528
5805 | 1.6614e-05 | 0.05195 | 3.5836 | 3.3244 | 3.0192 | 0.00010149
5806 | 7.2775e-06 | 0.043814 | 3.5327 | 3.3243 | 3.0192 | 0.00010186
5807 | 3.4936e-06 | 0.034781 | 3.4775 | 3.3243 | 3.0192 | 0.00010243
5808 | 4.7177e-06 | 0.024082 | 3.406 | 3.3242 | 3.0192 | 0.00010232
5809 | 4.1763e-06 | 0.022122 | 3.3896 | 3.3241 | 3.0192 | 0.00010152
5810 | 5.4578e-06 | 0.017116 | 3.344 | 3.3241 | 3.0192 | 0.00010259
5811 | 7.3393e-06 | 0.010614 | 3.2703 | 3.324 | 3.0192 | 0.00010259
5812 | 8.5488e-06 | 0.0059021 | 3.1998 | 3.324 | 3.0192 | 0.00010237
5813 | 2.6517e-05 | 0.0038055 | 3.1662 | 3.3239 | 3.0192 | 0.00010252
5814 | 3.2705e-05 | 0.0053159 | 3.1877 | 3.3238 | 3.0192 | 0.00010257
5815 | 4.0444e-05 | 0.01534 | 3.3256 | 3.3238 | 3.0192 | 0.00010127
5816 | 1.1937e-05 | 0.033474 | 3.4689 | 3.3237 | 3.0192 | 0.00010129
5817 | 1.2731e-05 | 0.059185 | 3.6112 | 3.3229 | 3.0192 | 0.00010177
5818 | 7.0359e-06 | 0.076995 | 3.7176 | 3.3213 | 3.0192 | 0.00010056
5819 | 2.0337e-05 | 0.085042 | 3.7723 | 3.3212 | 3.0192 | 0.00010207
5820 | 2.1584e-05 | 0.099122 | 3.8655 | 3.3211 | 3.0192 | 9.9741e-05
5821 | 2.7531e-05 | 0.10496 | 3.9156 | 3.321 | 3.0192 | 0.00010347
5822 | 2.0445e-05 | 0.10749 | 3.9393 | 3.3208 | 3.0192 | 0.00010391
5823 | 1.5326e-05 | 0.10937 | 3.9615 | 3.3207 | 3.0192 | 0.00010181
5824 | 2.5968e-05 | 0.10933 | 3.9615 | 3.3206 | 3.0192 | 0.00010184
5825 | 1.6161e-05 | 0.10579 | 3.9247 | 3.3205 | 3.0192 | 0.00010653
5826 | 9.0813e-06 | 0.095118 | 3.8374 | 3.3204 | 3.0192 | 0.00010853
5827 | 3.2133e-05 | 0.07997 | 3.7389 | 3.3203 | 3.0192 | 0.00010784
5828 | 2.7336e-05 | 0.059992 | 3.6143 | 3.3202 | 3.0192 | 0.00011005
5829 | 2.6324e-05 | 0.041293 | 3.5151 | 3.3201 | 3.0192 | 0.00010261
5830 | 1.3786e-05 | 0.03002 | 3.4477 | 3.32 | 3.0192 | 0.00010609
5831 | 3.4766e-06 | 0.021716 | 3.3842 | 3.3199 | 3.0192 | 0.00010818
5832 | 5.0087e-06 | 0.016969 | 3.3427 | 3.3198 | 3.0192 | 0.00010773
5833 | 4.5182e-06 | 0.013738 | 3.3074 | 3.3197 | 3.0192 | 0.00010676
5834 | 5.5111e-06 | 0 | 3.1057 | 3.3196 | 3.0192 | 0.0001038
5835 | 1.0713e-05 | 0 | 2.9861 | 3.3195 | 3.0192 | 0.00010337
5836 | 2.0155e-05 | 0 | 3.0289 | 3.3194 | 3.0192 | 0.00010191
5837 | 3.947e-05 | 0 | 2.9946 | 3.3193 | 3.0192 | 0.00010265
5838 | 4.5468e-05 | 0.005375 | 3.1877 | 3.3191 | 3.0192 | 0.00010192
5839 | 3.3489e-05 | 0.018232 | 3.3547 | 3.319 | 3.0192 | 0.00010009
5840 | 2.6482e-05 | 0.044932 | 3.5371 | 3.3189 | 3.0192 | 9.732e-05
5841 | 1.0573e-05 | 0.073797 | 3.6932 | 3.3188 | 3.0192 | 0.00010005
5842 | 1.6262e-05 | 0.088381 | 3.796 | 3.3187 | 3.0192 | 0.00010762
5843 | 1.2709e-05 | 0.099753 | 3.869 | 3.3186 | 3.0192 | 0.00011107
5844 | 2.2781e-05 | 0.11205 | 3.9914 | 3.3185 | 3.0192 | 0.00011126
5845 | 3.6539e-05 | 0.10923 | 3.9596 | 3.3184 | 3.0192 | 0.00010572
5846 | 2.9845e-05 | 0.11726 | 4.0468 | 3.3183 | 3.0192 | 0.00010486
5847 | 1.4696e-05 | 0.11542 | 4.0256 | 3.3182 | 3.0192 | 0.00010196
5848 | 1.1697e-05 | 0.11298 | 4.0027 | 3.3181 | 3.0192 | 0.00010183
5849 | 1.0485e-05 | 0.10623 | 3.9265 | 3.318 | 3.0192 | 0.00010656
5850 | 8.3717e-06 | 0.087062 | 3.7858 | 3.3179 | 3.0192 | 0.00010857
5851 | 1.9607e-05 | 0.071501 | 3.6771 | 3.3178 | 3.0192 | 0.00010821
5852 | 1.9852e-05 | 0.052836 | 3.5851 | 3.3177 | 3.0192 | 0.00010989
5853 | 2.3691e-05 | 0.043236 | 3.5283 | 3.3175 | 3.0192 | 0.0001038
5854 | 9.5448e-06 | 0.034693 | 3.4775 | 3.3174 | 3.0192 | 0.00010812
5855 | 6.2563e-06 | 0.021386 | 3.3842 | 3.3173 | 3.0192 | 0.00011288
5856 | 8.7512e-06 | 0.017537 | 3.3467 | 3.3172 | 3.0192 | 0.00011515
5857 | 8.8419e-06 | 0.011312 | 3.2779 | 3.3171 | 3.0192 | 0.00011822
5858 | 1.1801e-05 | 0.010511 | 3.2678 | 3.317 | 3.0192 | 0.0001172
5859 | 1.5101e-05 | 0.0082659 | 3.2353 | 3.3169 | 3.0192 | 0.00011342
5860 | 1.7831e-05 | 0.00040334 | 3.116 | 3.3168 | 3.0192 | 0.00011013
5861 | 3.5563e-05 | 0 | 2.9507 | 3.3167 | 3.0192 | 0.00010721
5862 | 4.1099e-05 | 0.004731 | 3.1793 | 3.3166 | 3.0192 | 0.00010506
5863 | 4.6479e-05 | 0.016239 | 3.3348 | 3.3165 | 3.0192 | 0.00010606
5864 | 1.3927e-05 | 0.04308 | 3.5272 | 3.3164 | 3.0192 | 0.00011216
5865 | 6.1708e-06 | 0.079486 | 3.734 | 3.3163 | 3.0192 | 0.00011243
5866 | 8.9403e-06 | 0.10186 | 3.8832 | 3.3162 | 3.0192 | 0.00011376
5867 | 8.2899e-06 | 0.10985 | 3.9689 | 3.3161 | 3.0192 | 0.00011618
5868 | 9.1402e-06 | 0.11741 | 4.0468 | 3.316 | 3.0192 | 0.00011188
5869 | 1.343e-05 | 0.11658 | 4.0352 | 3.3158 | 3.0192 | 0.00010578
5870 | 7.3079e-06 | 0.12004 | 4.0663 | 3.3157 | 3.0192 | 0.0001049
5871 | 7.5476e-06 | 0.11365 | 4.0084 | 3.3156 | 3.0192 | 0.00010208
5872 | 5.3394e-06 | 0.12079 | 4.0741 | 3.3155 | 3.0192 | 0.00010189
5873 | 9.6909e-06 | 0.10947 | 3.9633 | 3.3154 | 3.0192 | 0.0001066
5874 | 1.0426e-05 | 0.093927 | 3.8339 | 3.3153 | 3.0192 | 0.00010861
5875 | 1.2381e-05 | 0.084726 | 3.7706 | 3.3152 | 3.0192 | 0.00010825
5876 | 1.5599e-05 | 0.076777 | 3.7159 | 3.3151 | 3.0192 | 0.00010994
5877 | 1.293e-05 | 0.061905 | 3.6251 | 3.315 | 3.0192 | 0.00010391
5878 | 5.996e-06 | 0.046995 | 3.5505 | 3.3149 | 3.0192 | 0.00010804
5879 | 3.0508e-06 | 0.029131 | 3.4407 | 3.3148 | 3.0192 | 0.00011285
5880 | 4.9691e-06 | 0.016262 | 3.3348 | 3.3147 | 3.0192 | 0.00011547
5881 | 5.6102e-06 | 0.016273 | 3.3361 | 3.3146 | 3.0192 | 0.00011771
5882 | 6.7866e-06 | 0.013607 | 3.3061 | 3.3145 | 3.0192 | 0.00011875
5883 | 8.6801e-06 | 0.011056 | 3.2741 | 3.3144 | 3.0192 | 0.00011894
5884 | 1.1037e-05 | 0.0084474 | 3.2402 | 3.3143 | 3.0192 | 0.00011877
5885 | 2.2728e-05 | 0.0070426 | 3.2168 | 3.3141 | 3.0192 | 0.00011848
5886 | 4.1116e-05 | 0.010676 | 3.2703 | 3.314 | 3.0192 | 0.00011918
5887 | 3.163e-05 | 0.02389 | 3.4019 | 3.3139 | 3.0192 | 0.0001166
5888 | 2.429e-05 | 0.050503 | 3.5745 | 3.3138 | 3.0192 | 0.00011747
5889 | 1.3642e-05 | 0.083465 | 3.7656 | 3.3137 | 3.0192 | 0.00011603
5890 | 6.7757e-06 | 0.099865 | 3.869 | 3.3136 | 3.0192 | 0.00011492
5891 | 1.2545e-05 | 0.1089 | 3.9559 | 3.3135 | 3.0192 | 0.00011641
5892 | 1.8332e-05 | 0.1176 | 4.0468 | 3.3134 | 3.0192 | 0.00011196
5893 | 2.3527e-05 | 0.12911 | 4.1644 | 3.3133 | 3.0192 | 0.00010579
5894 | 2.1456e-05 | 0.12561 | 4.1218 | 3.3132 | 3.0192 | 0.00010495
5895 | 1.712e-05 | 0.12256 | 4.0899 | 3.3131 | 3.0192 | 0.00010213
5896 | 1.3408e-05 | 0.12821 | 4.1481 | 3.313 | 3.0192 | 0.00010192
5897 | 2.1375e-05 | 0.11461 | 4.0218 | 3.3129 | 3.0192 | 0.00010664
5898 | 7.5266e-06 | 0.099427 | 3.869 | 3.3128 | 3.0192 | 0.00010865
5899 | 2.5887e-05 | 0.079065 | 3.7307 | 3.3127 | 3.0192 | 0.00010764
5900 | 2.4137e-05 | 0.067413 | 3.6549 | 3.3126 | 3.0192 | 0.00011118
5901 | 2.7143e-05 | 0.060799 | 3.6158 | 3.3124 | 3.0192 | 0.00010577
5902 | 1.2399e-05 | 0.043106 | 3.5283 | 3.3123 | 3.0192 | 0.00010211
5903 | 7.14e-06 | 0.027847 | 3.4323 | 3.3122 | 3.0192 | 0.00010248
5904 | 9.9179e-06 | 0.018748 | 3.3587 | 3.3121 | 3.0192 | 0.00010364
5905 | 1.1749e-05 | 0.010835 | 3.2716 | 3.312 | 3.0192 | 0.00010309
5906 | 1.6869e-05 | 0.0099803 | 3.2615 | 3.3119 | 3.0192 | 0.00010344
5907 | 2.0573e-05 | 0.011949 | 3.2856 | 3.3118 | 3.0192 | 0.00010206
5908 | 2.3168e-05 | 0.0059154 | 3.1998 | 3.3117 | 3.0192 | 0.00010279
5909 | 2.6187e-05 | 0 | 3.0398 | 3.3116 | 3.0192 | 0.00010286
5910 | 5.5872e-05 | 0.0071117 | 3.2168 | 3.3115 | 3.0192 | 0.0001029
5911 | 5.1464e-05 | 0.020799 | 3.3774 | 3.3114 | 3.0192 | 0.00010069
5912 | 3.3491e-05 | 0.041916 | 3.5195 | 3.3113 | 3.0192 | 0.00010041
5913 | 1.8269e-05 | 0.083972 | 3.7673 | 3.3112 | 3.0192 | 0.00010124
5914 | 9.6e-06 | 0.10495 | 3.9156 | 3.3111 | 3.0192 | 9.7272e-05
5915 | 1.475e-05 | 0.11773 | 4.0468 | 3.311 | 3.0192 | 0.00010482
5916 | 1.7592e-05 | 0.12704 | 4.1379 | 3.3109 | 3.0192 | 0.00010485
5917 | 2.6073e-05 | 0.13048 | 4.1892 | 3.3108 | 3.0192 | 0.00010337
5918 | 2.0083e-05 | 0.13431 | 4.2588 | 3.3106 | 3.0192 | 0.00010413
5919 | 1.8118e-05 | 0.13582 | 4.2978 | 3.3105 | 3.0192 | 0.00010204
5920 | 1.4845e-05 | 0.13171 | 4.2121 | 3.3104 | 3.0192 | 0.00010197
5921 | 2.4286e-05 | 0.12916 | 4.1644 | 3.3103 | 3.0192 | 0.00010669
5922 | 1.1686e-05 | 0.11821 | 4.0507 | 3.3102 | 3.0192 | 0.0001087
5923 | 1.4174e-05 | 0.1072 | 3.9375 | 3.3101 | 3.0192 | 0.00010764
5924 | 2.0086e-05 | 0.099963 | 3.8708 | 3.31 | 3.0192 | 0.0001098
5925 | 1.6272e-05 | 0.082064 | 3.7522 | 3.3099 | 3.0192 | 0.00010576
5926 | 8.1385e-06 | 0.078621 | 3.7307 | 3.3098 | 3.0192 | 0.00010249
5927 | 4.1712e-06 | 0.074134 | 3.6932 | 3.3097 | 3.0192 | 0.00010331
5928 | 5.1672e-06 | 0.05329 | 3.5897 | 3.3096 | 3.0192 | 0.00010219
5929 | 4.856e-06 | 0.045684 | 3.5416 | 3.3095 | 3.0192 | 0.00010359
5930 | 5.9479e-06 | 0.04075 | 3.5136 | 3.3094 | 3.0192 | 0.00010363
5931 | 8.0693e-06 | 0.038117 | 3.4976 | 3.3093 | 3.0192 | 0.0001032
5932 | 9.6275e-06 | 0.028677 | 3.4351 | 3.3092 | 3.0192 | 0.00010255
5933 | 1.715e-05 | 0.025469 | 3.4157 | 3.3091 | 3.0192 | 0.00010173
5934 | 2.903e-05 | 0.03391 | 3.4689 | 3.309 | 3.0192 | 0.00010217
5935 | 2.5152e-05 | 0.043421 | 3.5297 | 3.3088 | 3.0192 | 9.6482e-05
5936 | 3.6518e-05 | 0.080555 | 3.7456 | 3.3087 | 3.0192 | 0.00010428
5937 | 1.4277e-05 | 0.10825 | 3.9485 | 3.3086 | 3.0192 | 0.00010649
5938 | 8.3807e-06 | 0.12385 | 4.1018 | 3.3085 | 3.0192 | 0.00010792
5939 | 1.3136e-05 | 0.13501 | 4.2717 | 3.3084 | 3.0192 | 0.00011114
5940 | 2.0709e-05 | 0.13898 | 4.3711 | 3.3083 | 3.0192 | 0.00010838
5941 | 2.0753e-05 | 0.14188 | 4.44 | 3.3082 | 3.0192 | 0.00010414
5942 | 3.2336e-05 | 0.146 | 4.5401 | 3.3081 | 3.0192 | 0.00010357
5943 | 1.5067e-05 | 0.14163 | 4.4353 | 3.308 | 3.0192 | 0.00010084
5944 | 1.5409e-05 | 0.13946 | 4.387 | 3.3079 | 3.0192 | 9.861e-05
5945 | 2.1072e-05 | 0.13465 | 4.2631 | 3.3078 | 3.0192 | 0.0001021
5946 | 1.0334e-05 | 0.12759 | 4.144 | 3.3077 | 3.0192 | 0.00010413
5947 | 1.1909e-05 | 0.11977 | 4.0663 | 3.3076 | 3.0192 | 0.00011034
5948 | 1.6249e-05 | 0.11404 | 4.0141 | 3.3075 | 3.0192 | 0.00010178
5949 | 1.5755e-05 | 0.10833 | 3.9485 | 3.3074 | 3.0192 | 0.00010263
5950 | 6.7526e-06 | 0.09694 | 3.8479 | 3.3073 | 3.0192 | 0.00010268
5951 | 2.2419e-06 | 0.088102 | 3.7943 | 3.3072 | 3.0192 | 0.00010291
5952 | 2.6911e-06 | 0.081594 | 3.7522 | 3.307 | 3.0192 | 0.00010232
5953 | 9.812e-07 | 0.075394 | 3.7045 | 3.3069 | 3.0192 | 0.00010312
5954 | 9.7882e-07 | 0.070045 | 3.6676 | 3.3068 | 3.0192 | 0.00010278
5955 | 2.5574e-06 | 0.063961 | 3.6329 | 3.3067 | 3.0192 | 0.00010293
5956 | 2.4538e-06 | 0.060208 | 3.6158 | 3.3066 | 3.0192 | 0.00010045
5957 | 1.7144e-05 | 0.051731 | 3.5791 | 3.3065 | 3.0192 | 0.00010266
5958 | 1.9606e-05 | 0.054629 | 3.5928 | 3.3064 | 3.0192 | 0.00010182
5959 | 3.5945e-05 | 0.061337 | 3.6204 | 3.3063 | 3.0192 | 0.00010138
5960 | 1.7977e-05 | 0.063182 | 3.6282 | 3.3062 | 3.0192 | 0.00010173
5961 | 7.0854e-06 | 0.081427 | 3.7506 | 3.3061 | 3.0192 | 0.000102
5962 | 1.1244e-05 | 0.10739 | 3.9393 | 3.306 | 3.0192 | 0.00010135
5963 | 2.3829e-05 | 0.1201 | 4.0682 | 3.3059 | 3.0192 | 0.00010179
5964 | 2.2971e-05 | 0.13115 | 4.1975 | 3.3058 | 3.0192 | 0.00010288
5965 | 2.2449e-05 | 0.13267 | 4.2269 | 3.3057 | 3.0192 | 0.0001022
5966 | 2.3883e-05 | 0.13372 | 4.246 | 3.3056 | 3.0192 | 9.9557e-05
5967 | 1.7689e-05 | 0.13438 | 4.261 | 3.3055 | 3.0192 | 9.9727e-05
5968 | 1.5228e-05 | 0.13287 | 4.2311 | 3.3054 | 3.0192 | 9.9696e-05
5969 | 1.1633e-05 | 0.12452 | 4.1137 | 3.3053 | 3.0192 | 0.00010472
5970 | 1.1034e-05 | 0.11089 | 3.9782 | 3.3051 | 3.0192 | 0.0001069
5971 | 1.1132e-05 | 0.089311 | 3.8029 | 3.305 | 3.0192 | 0.00011319
5972 | 1.7507e-05 | 0.07394 | 3.6932 | 3.3049 | 3.0192 | 0.00010632
5973 | 1.5802e-05 | 0.061968 | 3.6251 | 3.3048 | 3.0192 | 0.00010134
5974 | 7.4136e-06 | 0.051466 | 3.5775 | 3.3047 | 3.0192 | 0.00010324
5975 | 3.551e-06 | 0.042416 | 3.5224 | 3.3046 | 3.0192 | 0.00010243
5976 | 4.967e-06 | 0.04245 | 3.5224 | 3.3045 | 3.0192 | 0.00010295
5977 | 3.9769e-06 | 0.04491 | 3.536 | 3.3044 | 3.0192 | 0.00010144
5978 | 4.0139e-06 | 0.037655 | 3.4947 | 3.3043 | 3.0192 | 0.00010269
5979 | 4.9961e-06 | 0.025468 | 3.4157 | 3.3042 | 3.0192 | 0.0001028
5980 | 8.0834e-06 | 0.032896 | 3.4647 | 3.3041 | 3.0192 | 0.00010282
5981 | 7.8266e-06 | 0.027076 | 3.4267 | 3.304 | 3.0192 | 0.00010297
5982 | 2.697e-05 | 0.03062 | 3.4505 | 3.3039 | 3.0192 | 0.00010268
5983 | 4.7493e-05 | 0.040401 | 3.5107 | 3.3038 | 3.0192 | 0.00010162
5984 | 2.1757e-05 | 0.073149 | 3.6852 | 3.3037 | 3.0192 | 0.00010171
5985 | 2.8244e-05 | 0.091513 | 3.8149 | 3.3036 | 3.0192 | 0.00010131
5986 | 9.3974e-06 | 0.094249 | 3.8339 | 3.3035 | 3.0192 | 0.00010079
5987 | 1.2135e-05 | 0.10119 | 3.8796 | 3.3033 | 3.0192 | 0.00010261
5988 | 1.7323e-05 | 0.09993 | 3.869 | 3.3032 | 3.0192 | 0.0001028
5989 | 2.3377e-05 | 0.10368 | 3.8993 | 3.3031 | 3.0192 | 0.00010286
5990 | 2.6544e-05 | 0.11224 | 3.9933 | 3.303 | 3.0192 | 0.00010263
5991 | 1.5525e-05 | 0.11231 | 3.9952 | 3.3029 | 3.0192 | 0.00010108
5992 | 1.323e-05 | 0.11145 | 3.9839 | 3.3028 | 3.0192 | 9.9917e-05
5993 | 1.1588e-05 | 0.10979 | 3.967 | 3.3027 | 3.0192 | 0.0001008
5994 | 1.084e-05 | 0.090032 | 3.8046 | 3.3025 | 3.0192 | 0.00010356
5995 | 1.4325e-05 | 0.076858 | 3.7159 | 3.3023 | 3.0192 | 0.00010613
5996 | 2.8004e-05 | 0.042779 | 3.5268 | 3.3021 | 3.0192 | 0.0001033
5997 | 1.8967e-05 | 0.020617 | 3.3774 | 3.3019 | 3.0192 | 0.00010304
5998 | 1.3004e-05 | 0.015252 | 3.3243 | 3.3018 | 3.0192 | 0.00010282
5999 | 9.4309e-06 | 0.020282 | 3.3761 | 3.3016 | 3.0192 | 0.00010292
6000 | 1.0361e-05 | 0.0094831 | 3.2539 | 3.3014 | 3.0192 | 0.00010313
6001 | 1.248e-05 | 0.007949 | 3.2328 | 3.3012 | 3.0192 | 0.00010321
6002 | 1.6057e-05 | 0.0064155 | 3.2095 | 3.301 | 3.0192 | 0.00010291
6003 | 1.9461e-05 | 0.0079421 | 3.2328 | 3.3009 | 3.0192 | 0.00010292
6004 | 2.1379e-05 | 0.0083591 | 3.239 | 3.3007 | 3.0192 | 0.00010236
6005 | 3.3854e-05 | 0.0095622 | 3.2552 | 3.3005 | 3.0192 | 0.00010268
6006 | 3.4455e-05 | 0.017491 | 3.3467 | 3.3003 | 3.0192 | 0.00010249
6007 | 3.123e-05 | 0.017915 | 3.352 | 3.3001 | 3.0192 | 0.00010116
6008 | 3.568e-05 | 0.027711 | 3.4309 | 3.3 | 3.0192 | 0.0001019
6009 | 2.6508e-05 | 0.037603 | 3.4947 | 3.2998 | 3.0192 | 0.00010229
6010 | 1.2893e-05 | 0.039472 | 3.5049 | 3.2996 | 3.0192 | 0.00010025
6011 | 2.2004e-05 | 0.041251 | 3.5151 | 3.2994 | 3.0192 | 0.0001013
6012 | 2.2983e-05 | 0.041472 | 3.5165 | 3.2992 | 3.0192 | 0.00010242
6013 | 2.2585e-05 | 0.045008 | 3.5371 | 3.2991 | 3.0192 | 0.00010289
6014 | 2.3704e-05 | 0.043521 | 3.5297 | 3.2989 | 3.0192 | 0.00010296
6015 | 2.255e-05 | 0.070275 | 3.6695 | 3.2987 | 3.0192 | 0.00010087
6016 | 1.3101e-05 | 0.068211 | 3.658 | 3.2985 | 3.0192 | 0.000101
6017 | 8.813e-06 | 0.06204 | 3.6251 | 3.2983 | 3.0192 | 0.00010625
6018 | 8.3639e-06 | 0.047854 | 3.5565 | 3.2982 | 3.0192 | 0.00010854
6019 | 1.8253e-05 | 0.034325 | 3.476 | 3.298 | 3.0192 | 0.00010916
6020 | 2.4143e-05 | 0.02947 | 3.4435 | 3.2978 | 3.0192 | 0.00011128
6021 | 2.4242e-05 | 0.015934 | 3.333 | 3.2976 | 3.0192 | 0.00010442
6022 | 1.9373e-05 | 0.0079068 | 3.2316 | 3.2974 | 3.0192 | 0.00010373
6023 | 2.1976e-05 | 0.0064129 | 3.2083 | 3.2973 | 3.0192 | 0.00010364
6024 | 2.8355e-05 | 0.0069236 | 3.2168 | 3.2971 | 3.0192 | 0.00010397
6025 | 2.888e-05 | 0.0063524 | 3.2058 | 3.2969 | 3.0192 | 0.0001038
6026 | 3.0257e-05 | 0.0046152 | 3.1781 | 3.2967 | 3.0192 | 0.0001039
6027 | 3.3094e-05 | 0.0089201 | 3.2464 | 3.2965 | 3.0192 | 0.00010266
6028 | 3.4377e-05 | 0.0082867 | 3.2377 | 3.2964 | 3.0192 | 0.00010187
6029 | 3.2608e-05 | 0.0099708 | 3.2615 | 3.2962 | 3.0192 | 0.00010289
6030 | 4.4238e-05 | 0.012567 | 3.2932 | 3.296 | 3.0192 | 0.0001022
6031 | 5.2588e-05 | 0.02562 | 3.4157 | 3.2958 | 3.0192 | 0.00010124
6032 | 3.2608e-05 | 0.034062 | 3.4703 | 3.2956 | 3.0192 | 0.00010176
6033 | 1.5538e-05 | 0.046429 | 3.5475 | 3.2955 | 3.0192 | 0.00010209
6034 | 6.8936e-06 | 0.071434 | 3.6755 | 3.2953 | 3.0192 | 0.00010165
6035 | 9.0059e-06 | 0.073469 | 3.6916 | 3.2951 | 3.0192 | 0.00010233
6036 | 1.589e-05 | 0.083497 | 3.7656 | 3.2949 | 3.0192 | 0.00010152
6037 | 9.5613e-06 | 0.089221 | 3.7994 | 3.2947 | 3.0192 | 0.00010342
6038 | 1.0229e-05 | 0.1022 | 3.8886 | 3.2946 | 3.0192 | 0.00010307
6039 | 9.4143e-06 | 0.093735 | 3.8287 | 3.2944 | 3.0192 | 0.00010132
6040 | 9.5105e-06 | 0.030242 | 3.4477 | 3.2942 | 3.0192 | 0.00010115
6041 | 3.7249e-06 | 0.050605 | 3.576 | 3.294 | 3.0192 | 0.00010632
6042 | 9.6349e-06 | 0.035873 | 3.4832 | 3.2938 | 3.0192 | 0.00010869
6043 | 1.559e-05 | 0.033825 | 3.4689 | 3.2937 | 3.0192 | 0.00010898
6044 | 1.4114e-05 | 0.025738 | 3.417 | 3.2935 | 3.0192 | 0.00011183
6045 | 1.9145e-05 | 0.022986 | 3.3978 | 3.2933 | 3.0192 | 0.00010515
6046 | 1.6e-05 | 0.022322 | 3.391 | 3.2931 | 3.0192 | 0.00010339
6047 | 1.2502e-05 | 0.01828 | 3.3587 | 3.2929 | 3.0192 | 0.00010323
6048 | 1.5623e-05 | 0.015814 | 3.3309 | 3.2928 | 3.0192 | 0.0001034
6049 | 1.6949e-05 | 0.016818 | 3.3414 | 3.2926 | 3.0192 | 0.00010339
6050 | 1.8455e-05 | 0.020961 | 3.3801 | 3.2924 | 3.0192 | 0.00010302
6051 | 1.8259e-05 | 0.019463 | 3.3653 | 3.2922 | 3.0192 | 0.00010295
6052 | 1.9882e-05 | 0.016431 | 3.3374 | 3.292 | 3.0192 | 0.00010133
6053 | 3.4488e-05 | 0.017099 | 3.344 | 3.2919 | 3.0192 | 0.00010265
6054 | 3.3477e-05 | 0.020122 | 3.3734 | 3.2917 | 3.0192 | 0.00010148
6055 | 3.3688e-05 | 0.02736 | 3.4281 | 3.2915 | 3.0192 | 0.00010023
6056 | 1.2108e-05 | 0.030152 | 3.4477 | 3.2913 | 3.0192 | 0.0001005
6057 | 1.5553e-05 | 0.035458 | 3.4818 | 3.2911 | 3.0192 | 0.000102
6058 | 1.0419e-05 | 0.045148 | 3.5371 | 3.291 | 3.0192 | 0.0001015
6059 | 1.2535e-05 | 0.062302 | 3.6251 | 3.2908 | 3.0192 | 0.00010262
6060 | 2.2173e-05 | 0.064814 | 3.6376 | 3.2906 | 3.0192 | 0.00010083
6061 | 2.2839e-05 | 0.078152 | 3.7241 | 3.2904 | 3.0192 | 0.0001034
6062 | 1.9316e-05 | 0.080056 | 3.7389 | 3.2903 | 3.0192 | 0.00010322
6063 | 1.5133e-05 | 0.077414 | 3.7208 | 3.2901 | 3.0192 | 0.00010099
6064 | 2.4578e-05 | 0.075517 | 3.7062 | 3.2899 | 3.0192 | 0.00010085
6065 | 2.5081e-05 | 0.073398 | 3.6916 | 3.2897 | 3.0192 | 0.00010565
6066 | 1.6095e-05 | 0.063644 | 3.6313 | 3.2895 | 3.0192 | 0.00010767
6067 | 1.1226e-05 | 0.048797 | 3.564 | 3.2894 | 3.0192 | 0.00010934
6068 | 1.9124e-05 | 0.038464 | 3.4976 | 3.2892 | 3.0192 | 0.00010898
6069 | 1.9932e-05 | 0.02673 | 3.4226 | 3.289 | 3.0192 | 0.0001042
6070 | 1.3539e-05 | 0.019054 | 3.364 | 3.2888 | 3.0192 | 0.0001032
6071 | 1.2278e-05 | 0.013128 | 3.2984 | 3.2886 | 3.0192 | 0.00010162
6072 | 1.7623e-05 | 0.012389 | 3.292 | 3.2885 | 3.0192 | 0.0001018
6073 | 1.9315e-05 | 0.0087157 | 3.2452 | 3.2883 | 3.0192 | 0.00010118
6074 | 2.2747e-05 | 0.011171 | 3.2779 | 3.2881 | 3.0192 | 0.00010188
6075 | 2.4005e-05 | 0.01206 | 3.2856 | 3.2879 | 3.0192 | 0.00010135
6076 | 2.7542e-05 | 0.012428 | 3.2932 | 3.2877 | 3.0192 | 0.00010042
6077 | 3.6303e-05 | 0.012468 | 3.2932 | 3.2876 | 3.0192 | 0.00010153
6078 | 4.8065e-05 | 0.012474 | 3.2932 | 3.2874 | 3.0192 | 0.00010138
6079 | 4.155e-05 | 0.014022 | 3.31 | 3.2872 | 3.0192 | 0.0001001
6080 | 1.9272e-05 | 0.015121 | 3.3214 | 3.287 | 3.0192 | 9.9672e-05
6081 | 1.1924e-05 | 0.019855 | 3.3721 | 3.2869 | 3.0192 | 0.00010084
6082 | 1.0122e-05 | 0.026694 | 3.4226 | 3.2867 | 3.0192 | 0.00010028
6083 | 1.5853e-05 | 0.055595 | 3.5966 | 3.2865 | 3.0192 | 0.00010041
6084 | 2.5234e-05 | 0.067795 | 3.6549 | 3.2863 | 3.0192 | 9.9848e-05
6085 | 2.7598e-05 | 0.078897 | 3.7307 | 3.2861 | 3.0192 | 9.6898e-05
6086 | 2.0176e-05 | 0.074856 | 3.7013 | 3.286 | 3.0192 | 0.00010016
6087 | 1.765e-05 | 0.088542 | 3.796 | 3.2858 | 3.0192 | 9.9755e-05
6088 | 1.5763e-05 | 0.093558 | 3.8287 | 3.2856 | 3.0192 | 9.8092e-05
6089 | 2.721e-05 | 0.074748 | 3.7013 | 3.2854 | 3.0192 | 0.00010142
6090 | 1.3156e-05 | 0.068965 | 3.6612 | 3.2852 | 3.0192 | 0.00010114
6091 | 1.9099e-05 | 0.04922 | 3.567 | 3.2851 | 3.0192 | 0.00010684
6092 | 2.6043e-05 | 0.036266 | 3.4846 | 3.2849 | 3.0192 | 0.00010255
6093 | 3.6014e-05 | 0.017742 | 3.3493 | 3.2847 | 3.0192 | 0.00010288
6094 | 2.3172e-05 | 0.006869 | 3.2156 | 3.2845 | 3.0192 | 0.00010166
6095 | 2.7732e-05 | 0.010604 | 3.269 | 3.2844 | 3.0192 | 0.0001023
6096 | 3.0959e-05 | 0.0010566 | 3.1252 | 3.2842 | 3.0192 | 0.00010191
6097 | 3.632e-05 | 0 | 3.1057 | 3.2841 | 3.0192 | 0.0001017
6098 | 4.1042e-05 | 0 | 3.0464 | 3.284 | 3.0192 | 0.00010121
6099 | 4.646e-05 | 0 | 3.0333 | 3.2838 | 3.0192 | 0.00010024
6100 | 5.066e-05 | 0 | 3.017 | 3.2837 | 3.0192 | 0.00010129
6101 | 6.0702e-05 | 0 | 3.0333 | 3.2836 | 3.0192 | 0.00010183
6102 | 6.4512e-05 | 0 | 3.0674 | 3.2834 | 3.0192 | 0.00010143
6103 | 5.8452e-05 | 0.006379 | 3.2058 | 3.2833 | 3.0192 | 9.9935e-05
6104 | 4.1217e-05 | 0.026669 | 3.4226 | 3.2832 | 3.0192 | 0.00010025
6105 | 2.0593e-05 | 0.048602 | 3.561 | 3.283 | 3.0192 | 0.00010049
6106 | 1.4853e-05 | 0.072094 | 3.6819 | 3.2829 | 3.0192 | 0.00010043
6107 | 1.6089e-05 | 0.091796 | 3.8166 | 3.2828 | 3.0192 | 0.00010095
6108 | 1.9352e-05 | 0.097182 | 3.8531 | 3.2826 | 3.0192 | 0.00010071
6109 | 2.5808e-05 | 0.10861 | 3.9504 | 3.2825 | 3.0192 | 9.9983e-05
6110 | 2.2521e-05 | 0.11609 | 4.0352 | 3.2824 | 3.0192 | 9.9223e-05
6111 | 1.7697e-05 | 0.11285 | 4.0008 | 3.2822 | 3.0192 | 0.00010103
6112 | 1.5605e-05 | 0.11016 | 3.9726 | 3.2821 | 3.0192 | 9.9851e-05
6113 | 1.1358e-05 | 0.09674 | 3.8479 | 3.282 | 3.0192 | 9.8566e-05
6114 | 2.8662e-05 | 0.073722 | 3.6916 | 3.2818 | 3.0192 | 0.00010063
6115 | 1.9295e-05 | 0.040652 | 3.5122 | 3.2817 | 3.0192 | 0.00010021
6116 | 3.159e-05 | 0.033331 | 3.4675 | 3.2816 | 3.0192 | 0.000101
6117 | 2.6024e-05 | 0.019477 | 3.3653 | 3.2814 | 3.0192 | 0.00010128
6118 | 2.0978e-05 | 0.01515 | 3.3217 | 3.2813 | 3.0192 | 0.00010163
6119 | 2.1338e-05 | 0.010502 | 3.2678 | 3.2812 | 3.0192 | 0.00010139
6120 | 2.6755e-05 | 0.017999 | 3.352 | 3.281 | 3.0192 | 0.00010125
6121 | 2.5066e-05 | 0.024403 | 3.4088 | 3.2809 | 3.0192 | 0.00010105
6122 | 2.2517e-05 | 0.023779 | 3.4019 | 3.2808 | 3.0192 | 0.00010184
6123 | 2.2904e-05 | 0.024391 | 3.4088 | 3.2806 | 3.0192 | 0.00010065
6124 | 2.3925e-05 | 0.023849 | 3.4019 | 3.2805 | 3.0192 | 9.967e-05
6125 | 3.7222e-05 | 0.030547 | 3.4505 | 3.2804 | 3.0192 | 0.00010112
6126 | 2.5813e-05 | 0.035221 | 3.4803 | 3.2802 | 3.0192 | 0.00010198
6127 | 2.9165e-05 | 0.037541 | 3.4933 | 3.2801 | 3.0192 | 0.00010046
6128 | 2.3789e-05 | 0.044614 | 3.5357 | 3.28 | 3.0192 | 0.00010044
6129 | 1.1941e-05 | 0.049448 | 3.567 | 3.2798 | 3.0192 | 0.00010045
6130 | 1.0582e-05 | 0.059107 | 3.6112 | 3.2797 | 3.0192 | 0.00010037
6131 | 1.5264e-05 | 0.05225 | 3.5851 | 3.2796 | 3.0192 | 0.00010062
6132 | 2.0048e-05 | 0.093808 | 3.8287 | 3.2794 | 3.0192 | 9.9163e-05
6133 | 2.2333e-05 | 0.097029 | 3.8514 | 3.2793 | 3.0192 | 0.00010098
6134 | 2.0398e-05 | 0.10271 | 3.8904 | 3.2792 | 3.0192 | 0.00010085
6135 | 2.1058e-05 | 0.095608 | 3.8409 | 3.279 | 3.0192 | 9.8193e-05
6136 | 1.4402e-05 | 0.090342 | 3.8063 | 3.2789 | 3.0192 | 9.7349e-05
6137 | 2.3656e-05 | 0.075605 | 3.7062 | 3.2788 | 3.0192 | 9.7645e-05
6138 | 1.1398e-05 | 0.046333 | 3.546 | 3.2786 | 3.0192 | 0.00010057
6139 | 2.8189e-05 | 0.024217 | 3.406 | 3.2785 | 3.0192 | 0.00010254
6140 | 3.4456e-05 | 0.010455 | 3.2678 | 3.2784 | 3.0192 | 9.9393e-05
6141 | 3.4609e-05 | 0.005785 | 3.1961 | 3.2782 | 3.0192 | 0.00010168
6142 | 3.3551e-05 | 0 | 3.0921 | 3.2781 | 3.0192 | 0.0001021
6143 | 3.9037e-05 | 0 | 3.108 | 3.278 | 3.0192 | 0.000102
6144 | 4.4312e-05 | 0 | 3.0696 | 3.2778 | 3.0192 | 0.00010189
6145 | 4.6544e-05 | 0 | 3.0607 | 3.2777 | 3.0192 | 0.00010213
6146 | 4.9155e-05 | 0 | 3.0333 | 3.2776 | 3.0192 | 0.00010079
6147 | 5.275e-05 | 0 | 3.016 | 3.2774 | 3.0192 | 0.00010199
6148 | 5.7133e-05 | 0 | 3.0541 | 3.2773 | 3.0192 | 0.00010199
6149 | 5.7153e-05 | 0 | 3.0333 | 3.2772 | 3.0192 | 0.00010046
6150 | 7.5454e-05 | 0 | 3.0442 | 3.277 | 3.0192 | 0.0001019
6151 | 7.1154e-05 | 0.0035598 | 3.165 | 3.2769 | 3.0192 | 0.00010035
6152 | 3.8382e-05 | 0.014754 | 3.3191 | 3.2768 | 3.0192 | 0.00010069
6153 | 1.7098e-05 | 0.027301 | 3.4281 | 3.2766 | 3.0192 | 0.00010064
6154 | 2.3548e-05 | 0.036111 | 3.4832 | 3.2765 | 3.0192 | 9.9711e-05
6155 | 1.5224e-05 | 0.047018 | 3.5505 | 3.2764 | 3.0192 | 9.9874e-05
6156 | 1.8945e-05 | 0.04819 | 3.558 | 3.2762 | 3.0192 | 9.9583e-05
6157 | 2.3707e-05 | 0.049316 | 3.567 | 3.2761 | 3.0192 | 9.7874e-05
6158 | 2.1515e-05 | 0.056437 | 3.6019 | 3.276 | 3.0192 | 9.8211e-05
6159 | 3.1212e-05 | 0.058506 | 3.6096 | 3.2758 | 3.0192 | 9.783e-05
6160 | 1.7657e-05 | 0.05662 | 3.6019 | 3.2757 | 3.0192 | 9.8111e-05
6161 | 1.181e-05 | 0.041888 | 3.5195 | 3.2756 | 3.0192 | 9.6625e-05
6162 | 2.4139e-05 | 0.028772 | 3.4365 | 3.2754 | 3.0192 | 9.7601e-05
6163 | 2.9153e-05 | 0.021768 | 3.3842 | 3.2753 | 3.0192 | 0.00010466
6164 | 2.8548e-05 | 0.022753 | 3.3964 | 3.2752 | 3.0192 | 0.00010155
6165 | 2.751e-05 | 0.011837 | 3.2843 | 3.275 | 3.0192 | 0.00010129
6166 | 1.8378e-05 | 0.0080937 | 3.234 | 3.2749 | 3.0192 | 0.0001015
6167 | 1.8757e-05 | 0.0033239 | 3.1615 | 3.2748 | 3.0192 | 0.0001015
6168 | 2.4835e-05 | 0 | 3.0989 | 3.2747 | 3.0192 | 0.00010003
6169 | 2.8991e-05 | 0.0020771 | 3.1427 | 3.2745 | 3.0192 | 0.00010162
6170 | 3.0049e-05 | 0.0049044 | 3.1817 | 3.2744 | 3.0192 | 0.0001005
6171 | 2.9369e-05 | 0.0077147 | 3.2279 | 3.2743 | 3.0192 | 0.00010153
6172 | 2.8601e-05 | 0.0089158 | 3.2464 | 3.2741 | 3.0192 | 0.00010045
6173 | 3.8475e-05 | 0.0084474 | 3.2402 | 3.274 | 3.0192 | 0.00010178
6174 | 2.9973e-05 | 0.0096985 | 3.2565 | 3.2739 | 3.0192 | 0.00010175
6175 | 3.3507e-05 | 0.011737 | 3.283 | 3.2737 | 3.0192 | 0.00010013
6176 | 2.8427e-05 | 0.018863 | 3.36 | 3.2736 | 3.0192 | 0.0001
6177 | 2.4172e-05 | 0.030718 | 3.4519 | 3.2735 | 3.0192 | 9.9947e-05
6178 | 1.2137e-05 | 0.045451 | 3.5416 | 3.2733 | 3.0192 | 9.9264e-05
6179 | 2.2785e-05 | 0.041219 | 3.5136 | 3.2732 | 3.0192 | 0.00010022
6180 | 2.4695e-05 | 0.023226 | 3.3992 | 3.2731 | 3.0192 | 9.9378e-05
6181 | 4.0438e-05 | 0.045489 | 3.5416 | 3.2729 | 3.0192 | 9.8961e-05
6182 | 3.1646e-05 | 0.021591 | 3.3842 | 3.2728 | 3.0192 | 9.9496e-05
6183 | 2.4251e-05 | 0.04556 | 3.5416 | 3.2727 | 3.0192 | 9.8036e-05
6184 | 1.6528e-05 | 0.018838 | 3.3589 | 3.2725 | 3.0192 | 9.7961e-05
6185 | 1.6029e-05 | 0.014814 | 3.3191 | 3.2724 | 3.0192 | 0.00010492
6186 | 2.1887e-05 | 0.0052621 | 3.1877 | 3.2723 | 3.0192 | 0.0001086
6187 | 3.8109e-05 | 0.0057323 | 3.1961 | 3.2721 | 3.0192 | 0.00010954
6188 | 4.9121e-05 | 0.005735 | 3.1961 | 3.272 | 3.0192 | 0.00011207
6189 | 5.5771e-05 | 0.0014502 | 3.1322 | 3.2719 | 3.0192 | 0.00010482
6190 | 4.6752e-05 | 0.00077426 | 3.1206 | 3.2717 | 3.0192 | 0.00010229
6191 | 4.4967e-05 | 0 | 3.0842 | 3.2716 | 3.0192 | 0.00010203
6192 | 4.8974e-05 | 0 | 3.1046 | 3.2715 | 3.0192 | 0.00010261
6193 | 4.8543e-05 | 0 | 3.0752 | 3.2713 | 3.0192 | 0.00010047
6194 | 5.0404e-05 | 0 | 3.0819 | 3.2712 | 3.0192 | 0.00010169
6195 | 5.1916e-05 | 0 | 3.0842 | 3.2711 | 3.0192 | 0.00010079
6196 | 5.3675e-05 | 0 | 3.0842 | 3.2709 | 3.0192 | 0.00010226
6197 | 7.026e-05 | 0 | 3.0898 | 3.2708 | 3.0192 | 0.00010206
6198 | 6.1284e-05 | 0 | 3.0887 | 3.2705 | 3.0192 | 0.00010232
6199 | 5.1935e-05 | 0.0022138 | 3.1462 | 3.2703 | 3.0192 | 0.00010013
6200 | 3.4923e-05 | 0.0088968 | 3.2464 | 3.2701 | 3.0192 | 0.00010046
6201 | 3.1092e-05 | 0.015705 | 3.3282 | 3.2699 | 3.0192 | 0.00010073
6202 | 2.4873e-05 | 0.033535 | 3.4689 | 3.2696 | 3.0192 | 9.9106e-05
6203 | 2.1694e-05 | 0.03108 | 3.4533 | 3.2694 | 3.0192 | 9.9879e-05
6204 | 2.1202e-05 | 0.013894 | 3.3087 | 3.2692 | 3.0192 | 9.9624e-05
6205 | 2.3476e-05 | 0.017574 | 3.348 | 3.2689 | 3.0192 | 0.00010075
6206 | 2.5426e-05 | 0.025872 | 3.417 | 3.2687 | 3.0192 | 0.0001012
6207 | 2.2387e-05 | 0.029564 | 3.4435 | 3.2685 | 3.0192 | 9.6031e-05
6208 | 2.6691e-05 | 0.022674 | 3.3951 | 3.2683 | 3.0192 | 9.4144e-05
6209 | 2.688e-05 | 0.011803 | 3.2843 | 3.268 | 3.0192 | 9.9046e-05
6210 | 2.3926e-05 | 0.0029231 | 3.1567 | 3.2678 | 3.0192 | 0.00010267
6211 | 3.7595e-05 | 0.0014563 | 3.1357 | 3.2676 | 3.0192 | 0.0001118
6212 | 5.2872e-05 | 0.00062987 | 3.1172 | 3.2674 | 3.0192 | 0.00010452
6213 | 5.5932e-05 | 0.00085289 | 3.1218 | 3.2671 | 3.0192 | 0.00010195
6214 | 5.5298e-05 | 0.0011078 | 3.1275 | 3.2669 | 3.0192 | 0.00010115
6215 | 5.4384e-05 | 0.0015589 | 3.1357 | 3.2667 | 3.0192 | 0.00010152
6216 | 5.5816e-05 | 0.00085289 | 3.1218 | 3.2665 | 3.0192 | 0.00010037
6217 | 5.5294e-05 | 0 | 3.0989 | 3.2662 | 3.0192 | 0.00010183
6218 | 5.7005e-05 | 0 | 3.0797 | 3.266 | 3.0192 | 0.00010084
6219 | 5.9022e-05 | 0 | 3.0552 | 3.2658 | 3.0192 | 0.00010175
6220 | 6.2201e-05 | 0 | 3.0192 | 3.2655 | 3.0192 | 0.00010082
6221 | 6.4353e-05 | 0 | 2.9861 | 3.2653 | 3.0192 | 0.0001022
6222 | 7.1909e-05 | 0 | 2.9925 | 3.2651 | 3.0192 | 0.00010099
6223 | 9.246e-05 | 0 | 3.0797 | 3.2649 | 3.0192 | 0.00010062
6224 | 3.7835e-05 | 0.00293 | 3.1567 | 3.2646 | 3.0192 | 0.00010095
6225 | 2.8937e-05 | 0.0088424 | 3.2452 | 3.2644 | 3.0192 | 0.0001013
6226 | 2.7508e-05 | 0.015771 | 3.3296 | 3.2642 | 3.0192 | 0.00010111
6227 | 2.5476e-05 | 0.014952 | 3.3204 | 3.257 | 3.0192 | 0.00010047
6228 | 3.1682e-05 | 0.013728 | 3.3074 | 3.2443 | 3.0192 | 0.00010151
6229 | 3.5502e-05 | 0.018044 | 3.3533 | 3.2316 | 3.0192 | 0.00010142
6230 | 3.0899e-05 | 0.011066 | 3.2741 | 3.219 | 3.0192 | 0.00010042
6231 | 2.6921e-05 | 0.010795 | 3.2716 | 3.2065 | 3.0192 | 9.8276e-05
6232 | 2.7226e-05 | 0.013725 | 3.3074 | 3.1941 | 3.0192 | 9.9411e-05
6233 | 3.4194e-05 | 0.010784 | 3.2716 | 3.1818 | 3.0192 | 9.4793e-05
6234 | 2.4397e-05 | 0.0054107 | 3.1901 | 3.1696 | 3.0192 | 9.9785e-05
6235 | 4.333e-05 | 0 | 3.1012 | 3.1575 | 3.0192 | 0.00010438
6236 | 5.3605e-05 | 0 | 3.073 | 3.1454 | 3.0192 | 0.00010052
6237 | 7.0923e-05 | 0 | 3.0497 | 3.1426 | 3.0192 | 9.4952e-05
6238 | 5.5285e-05 | 0 | 3.0376 | 3.1423 | 3.0192 | 0.00010186
6239 | 5.4049e-05 | 0 | 3.0214 | 3.1421 | 3.0192 | 0.00010105
6240 | 5.6965e-05 | 0 | 3.0149 | 3.1419 | 3.0192 | 0.00010206
6241 | 5.6706e-05 | 0 | 3.0192 | 3.1416 | 3.0192 | 0.00010032
6242 | 5.7275e-05 | 0 | 2.9946 | 3.1414 | 3.0192 | 0.00010236
6243 | 5.8987e-05 | 0 | 3.0138 | 3.1412 | 3.0192 | 9.9801e-05
6244 | 6.1817e-05 | 0 | 3.0203 | 3.1409 | 3.0192 | 0.00010234
6245 | 6.1356e-05 | 0 | 3.0278 | 3.1407 | 3.0192 | 0.00010231
6246 | 6.8802e-05 | 0 | 3.0541 | 3.1405 | 3.0192 | 0.00010113
6247 | 5.8632e-05 | 0 | 3.073 | 3.1402 | 3.0192 | 0.00010111
6248 | 3.6314e-05 | 0 | 3.0774 | 3.14 | 3.0192 | 0.00010122
6249 | 2.8291e-05 | 0 | 3.0921 | 3.1398 | 3.0192 | 0.00010116
6250 | 2.3528e-05 | 0 | 3.0876 | 3.1395 | 3.0192 | 0.00010122
6251 | 3.3825e-05 | 0.00036588 | 3.1149 | 3.1393 | 3.0192 | 0.00010152
6252 | 4.1241e-05 | 0.0014017 | 3.131 | 3.1391 | 3.0192 | 0.00010114
6253 | 4.5203e-05 | 0.0054368 | 3.1901 | 3.1388 | 3.0192 | 0.000101
6254 | 3.6012e-05 | 0.0075627 | 3.2254 | 3.1386 | 3.0192 | 0.00010038
6255 | 2.5153e-05 | 0.0043421 | 3.1757 | 3.1384 | 3.0192 | 0.00010095
6256 | 2.4427e-05 | 0.0024925 | 3.1473 | 3.1381 | 3.0192 | 0.00010026
6257 | 2.829e-05 | 0 | 3.0786 | 3.1379 | 3.0192 | 0.00010117
6258 | 2.8383e-05 | 0 | 3.0497 | 3.1377 | 3.0192 | 9.9974e-05
6259 | 3.9113e-05 | 0 | 3.0596 | 3.1374 | 3.0192 | 0.00010157
6260 | 5.0022e-05 | 0 | 3.0475 | 3.1372 | 3.0192 | 0.00010159
6261 | 5.456e-05 | 0 | 3.0355 | 3.137 | 3.0192 | 0.00010157
6262 | 4.7551e-05 | 0 | 3.0289 | 3.1367 | 3.0192 | 0.0001022
6263 | 4.5302e-05 | 0 | 3.002 | 3.1365 | 3.0192 | 0.00010204
6264 | 4.7993e-05 | 0 | 3.002 | 3.1363 | 3.0192 | 0.00010229
6265 | 4.7911e-05 | 0 | 3.0376 | 3.1361 | 3.0192 | 0.00010208
6266 | 4.8178e-05 | 0 | 3.0541 | 3.1358 | 3.0192 | 0.00010231
6267 | 4.8654e-05 | 0 | 3.0268 | 3.1356 | 3.0192 | 0.00010215
6268 | 5.0656e-05 | 0 | 3.0149 | 3.1354 | 3.0192 | 0.00010186
6269 | 5.3755e-05 | 0 | 3.0409 | 3.1351 | 3.0192 | 0.00010232
6270 | 5.7615e-05 | 0 | 3.0786 | 3.1349 | 3.0192 | 0.00010243
6271 | 6.2424e-05 | 0.0030526 | 3.1579 | 3.1347 | 3.0192 | 0.00010011
6272 | 2.9332e-05 | 0.0060573 | 3.2034 | 3.1344 | 3.0192 | 0.00010107
6273 | 2.0997e-05 | 0.012348 | 3.292 | 3.1342 | 3.0192 | 0.00010122
6274 | 1.4242e-05 | 0.023392 | 3.4005 | 3.134 | 3.0192 | 0.00010022
6275 | 1.772e-05 | 0.016301 | 3.3361 | 3.1337 | 3.0192 | 0.00010097
6276 | 3.243e-05 | 0.028838 | 3.4365 | 3.1335 | 3.0192 | 0.00010093
6277 | 2.4685e-05 | 0.010033 | 3.2615 | 3.1333 | 3.0192 | 9.8115e-05
6278 | 2.3965e-05 | 0.015412 | 3.3256 | 3.133 | 3.0192 | 9.9804e-05
6279 | 2.2089e-05 | 0.010297 | 3.2653 | 3.1328 | 3.0192 | 9.6828e-05
6280 | 1.8082e-05 | 0.01228 | 3.2894 | 3.1326 | 3.0192 | 9.6463e-05
6281 | 1.5905e-05 | 0.0042805 | 3.1733 | 3.1323 | 3.0192 | 0.00010295
6282 | 3.1001e-05 | 0 | 3.1091 | 3.1321 | 3.0192 | 0.00010697
6283 | 3.2094e-05 | 0 | 3.0707 | 3.1319 | 3.0192 | 0.00011483
6284 | 4.2857e-05 | 0.0012456 | 3.1299 | 3.1317 | 3.0192 | 0.00010711
6285 | 4.5657e-05 | 0 | 3.1091 | 3.1314 | 3.0192 | 0.00010235
6286 | 3.866e-05 | 0 | 3.0966 | 3.1312 | 3.0192 | 0.00010299
6287 | 3.6476e-05 | 0 | 3.0596 | 3.131 | 3.0192 | 0.00010316
6288 | 3.969e-05 | 0 | 3.0376 | 3.1307 | 3.0192 | 0.00010267
6289 | 4.0265e-05 | 0 | 3.0224 | 3.1305 | 3.0192 | 0.00010249
6290 | 4.2126e-05 | 0 | 3.0246 | 3.1303 | 3.0192 | 0.00010245
6291 | 4.4142e-05 | 0 | 3.0052 | 3.13 | 3.0192 | 0.00010093
6292 | 4.7171e-05 | 0 | 3.0235 | 3.1298 | 3.0192 | 0.00010222
6293 | 4.7936e-05 | 0 | 3.0355 | 3.1296 | 3.0192 | 0.00010148
6294 | 6.4971e-05 | 0 | 3.0652 | 3.1293 | 3.0192 | 0.00010262
6295 | 4.8318e-05 | 0 | 3.0707 | 3.1291 | 3.0192 | 0.00010122
6296 | 3.1483e-05 | 0 | 3.1046 | 3.1289 | 3.0192 | 0.00010158
6297 | 1.8445e-05 | 0.0016969 | 3.1357 | 3.1286 | 3.0192 | 0.00010103
6298 | 1.4759e-05 | 0.0077551 | 3.2279 | 3.1284 | 3.0192 | 9.9529e-05
6299 | 2.0291e-05 | 0.017492 | 3.3467 | 3.1282 | 3.0192 | 0.00010013
6300 | 2.7448e-05 | 0.021966 | 3.3896 | 3.128 | 3.0192 | 9.9306e-05
6301 | 2.2839e-05 | 0.0049997 | 3.1817 | 3.1277 | 3.0192 | 9.9427e-05
6302 | 2.3852e-05 | 0.011307 | 3.2779 | 3.1275 | 3.0192 | 0.00010042
6303 | 3.5341e-05 | 0.0076924 | 3.2279 | 3.1273 | 3.0192 | 9.9448e-05
6304 | 2.1919e-05 | 0.0083718 | 3.239 | 3.127 | 3.0192 | 0.00010075
6305 | 1.7431e-05 | 0.005926 | 3.201 | 3.1268 | 3.0192 | 0.00010646
6306 | 1.6824e-05 | 0.0020607 | 3.1415 | 3.1266 | 3.0192 | 0.00010883
6307 | 2.142e-05 | 0 | 3.1023 | 3.1263 | 3.0192 | 0.00011394
6308 | 3.3894e-05 | 0 | 2.9809 | 3.1261 | 3.0192 | 0.00010684
6309 | 4.3456e-05 | 0 | 2.9211 | 3.1259 | 3.0192 | 0.00010414
6310 | 3.6655e-05 | 0 | 2.8852 | 3.1256 | 3.0192 | 0.00010405
6311 | 3.6106e-05 | 0 | 2.8464 | 3.1254 | 3.0192 | 0.00010357
6312 | 3.9593e-05 | 0 | 2.7845 | 3.1252 | 3.0192 | 0.00010115
6313 | 4.053e-05 | 0 | 2.769 | 3.125 | 3.0192 | 0.00010225
6314 | 4.3021e-05 | 0 | 2.7305 | 3.1247 | 3.0192 | 0.00010065
6315 | 4.6214e-05 | 0 | 2.7035 | 3.1245 | 3.0192 | 0.00010265
6316 | 5.0874e-05 | 0 | 2.6974 | 3.1243 | 3.0192 | 0.00010257
6317 | 6.755e-05 | 0 | 2.1382 | 3.124 | 3.0192 | 0.00010155
6318 | 7.0418e-05 | 0 | 2.1402 | 3.1238 | 3.0192 | 0.00010259
6319 | 5.1661e-05 | 0 | 2.7845 | 3.1236 | 3.0192 | 0.00010103
6320 | 3.1719e-05 | 0 | 2.9988 | 3.1233 | 3.0192 | 0.00010121
6321 | 3.3339e-05 | 0.0066653 | 3.2107 | 3.1231 | 3.0192 | 0.00010122
6322 | 1.8405e-05 | 0.016926 | 3.3414 | 3.1229 | 3.0192 | 0.00010079
6323 | 2.1418e-05 | 0.026087 | 3.4184 | 3.1227 | 3.0192 | 0.00010114
6324 | 2.3411e-05 | 0.018049 | 3.3533 | 3.1224 | 3.0192 | 0.00010107
6325 | 2.7658e-05 | 0.024606 | 3.4101 | 3.1222 | 3.0192 | 9.9885e-05
6326 | 2.4822e-05 | 0.035099 | 3.4789 | 3.122 | 3.0192 | 9.846e-05
6327 | 2.9108e-05 | 0.045846 | 3.5431 | 3.1217 | 3.0192 | 9.7766e-05
6328 | 1.5602e-05 | 0.023485 | 3.4019 | 3.1215 | 3.0192 | 9.8134e-05
6329 | 1.0683e-05 | 0.019413 | 3.3653 | 3.1213 | 3.0192 | 0.00010412
6330 | 1.1428e-05 | 0.0034727 | 3.1638 | 3.121 | 3.0192 | 0.00010697
6331 | 1.9742e-05 | 0 | 3.0333 | 3.1208 | 3.0192 | 0.00011485
6332 | 2.7902e-05 | 0 | 2.9548 | 3.1206 | 3.0192 | 0.00010667
6333 | 3.1818e-05 | 0 | 2.9211 | 3.1204 | 3.0192 | 0.00010376
6334 | 2.835e-05 | 0 | 2.8426 | 3.1201 | 3.0192 | 0.00010324
6335 | 2.8493e-05 | 0 | 2.8142 | 3.1199 | 3.0192 | 0.00010343
6336 | 3.2926e-05 | 0 | 2.802 | 3.1197 | 3.0192 | 0.00010312
6337 | 3.3802e-05 | 0 | 2.7367 | 3.1194 | 3.0192 | 0.00010261
6338 | 3.7179e-05 | 0 | 2.7412 | 3.1192 | 3.0192 | 0.00010203
6339 | 3.962e-05 | 0 | 2.7182 | 3.119 | 3.0192 | 0.00010229
6340 | 4.3025e-05 | 0 | 2.6906 | 3.1188 | 3.0192 | 0.00010225
6341 | 5.8262e-05 | 0 | 2.1436 | 3.1185 | 3.0192 | 0.00010162
6342 | 5.1237e-05 | 0 | 2.727 | 3.1183 | 3.0192 | 0.00010136
6343 | 4.5571e-05 | 0 | 2.857 | 3.1181 | 3.0192 | 0.0001006
6344 | 4.8924e-05 | 0 | 3.0376 | 3.1178 | 3.0192 | 0.00010103
6345 | 2.765e-05 | 0.0065473 | 3.2107 | 3.1176 | 3.0192 | 0.00010178
6346 | 1.2669e-05 | 0.019781 | 3.3694 | 3.1174 | 3.0192 | 0.00010142
6347 | 2.4764e-05 | 0.034245 | 3.476 | 3.1171 | 3.0192 | 0.0001013
6348 | 2.501e-05 | 0.046658 | 3.5475 | 3.1169 | 3.0192 | 0.00010063
6349 | 3.4642e-05 | 0.051402 | 3.5775 | 3.1167 | 3.0192 | 0.00010134
6350 | 2.001e-05 | 0.054896 | 3.5943 | 3.1165 | 3.0192 | 0.00010229
6351 | 1.9387e-05 | 0.051262 | 3.5775 | 3.1162 | 3.0192 | 9.5598e-05
6352 | 1.3001e-05 | 0.049888 | 3.57 | 3.116 | 3.0192 | 9.614e-05
6353 | 1.2485e-05 | 0.021093 | 3.3829 | 3.1158 | 3.0192 | 0.00010312
6354 | 2.3132e-05 | 0.0095904 | 3.2565 | 3.1155 | 3.0192 | 0.00010658
6355 | 1.957e-05 | 0 | 3.0663 | 3.1153 | 3.0192 | 0.00011575
6356 | 2.954e-05 | 0 | 2.9756 | 3.1151 | 3.0192 | 0.00010651
6357 | 3.2702e-05 | 0 | 2.9343 | 3.1149 | 3.0192 | 0.00010288
6358 | 2.874e-05 | 0 | 2.8912 | 3.1146 | 3.0192 | 0.00010287
6359 | 2.6717e-05 | 0 | 2.857 | 3.1144 | 3.0192 | 0.00010277
6360 | 3.0977e-05 | 0 | 2.8142 | 3.1142 | 3.0192 | 0.00010303
6361 | 3.29e-05 | 0 | 2.803 | 3.1139 | 3.0192 | 0.00010258
6362 | 3.5357e-05 | 0 | 2.7965 | 3.1137 | 3.0192 | 0.0001023
6363 | 3.824e-05 | 0 | 2.8142 | 3.1135 | 3.0192 | 0.00010293
6364 | 3.9626e-05 | 0 | 2.856 | 3.1133 | 3.0192 | 0.00010276
6365 | 4.1165e-05 | 0 | 2.8378 | 3.113 | 3.0192 | 0.00010291
6366 | 4.9777e-05 | 0 | 2.8311 | 3.1128 | 3.0192 | 0.00010287
6367 | 4.0357e-05 | 0 | 2.9809 | 3.1126 | 3.0192 | 0.0001016
6368 | 3.6618e-05 | 0.0015568 | 3.1357 | 3.1123 | 3.0192 | 0.00010226
6369 | 2.2273e-05 | 0.01392 | 3.3087 | 3.1121 | 3.0192 | 0.00010142
6370 | 1.9286e-05 | 0.026331 | 3.4198 | 3.1119 | 3.0192 | 9.9204e-05
6371 | 2.2184e-05 | 0.031024 | 3.4519 | 3.1117 | 3.0192 | 9.8764e-05
6372 | 2.1233e-05 | 0.037816 | 3.4947 | 3.1114 | 3.0192 | 0.00010018
6373 | 2.0309e-05 | 0.039625 | 3.5049 | 3.1112 | 3.0192 | 0.00010019
6374 | 1.7006e-05 | 0.042918 | 3.5268 | 3.111 | 3.0192 | 9.997e-05
6375 | 1.6588e-05 | 0.040436 | 3.5122 | 3.1107 | 3.0192 | 9.808e-05
6376 | 1.9855e-05 | 0.033683 | 3.4689 | 3.1105 | 3.0192 | 9.8929e-05
6377 | 3.2896e-05 | 0.024932 | 3.4129 | 3.1103 | 3.0192 | 0.00010529
6378 | 2.1493e-05 | 0.013898 | 3.3087 | 3.1101 | 3.0192 | 0.00010791
6379 | 2.486e-05 | 0.0079623 | 3.2328 | 3.1098 | 3.0192 | 0.0001148
6380 | 5.5144e-05 | 0.0081959 | 3.2353 | 3.1096 | 3.0192 | 0.00010749
6381 | 4.287e-05 | 0.006202 | 3.2046 | 3.1094 | 3.0192 | 0.00010585
6382 | 4.0109e-05 | 0.0027517 | 3.152 | 3.1091 | 3.0192 | 0.00010398
6383 | 4.093e-05 | 0.0032122 | 3.1579 | 3.1089 | 3.0192 | 0.00010385
6384 | 4.3808e-05 | 0.0020201 | 3.1415 | 3.1087 | 3.0192 | 0.00010385
6385 | 4.3666e-05 | 0.0015568 | 3.1357 | 3.1085 | 3.0192 | 0.0001038
6386 | 4.4855e-05 | 0.00071811 | 3.1195 | 3.1082 | 3.0192 | 0.00010332
6387 | 4.6573e-05 | 0.0011324 | 3.1275 | 3.108 | 3.0192 | 0.00010296
6388 | 4.8019e-05 | 0.0015049 | 3.1357 | 3.1078 | 3.0192 | 0.00010289
6389 | 5.1697e-05 | 0.00096309 | 3.1229 | 3.1075 | 3.0192 | 0.00010271
6390 | 6.7448e-05 | 0.0014696 | 3.1357 | 3.1073 | 3.0192 | 0.00010267
6391 | 5.243e-05 | 0.0034737 | 3.1638 | 3.1071 | 3.0192 | 0.00010148
6392 | 2.8801e-05 | 0.0064744 | 3.2107 | 3.1069 | 3.0192 | 0.0001012
6393 | 2.5329e-05 | 0.010067 | 3.2627 | 3.1066 | 3.0192 | 0.00010024
6394 | 1.6778e-05 | 0.010766 | 3.2716 | 3.1064 | 3.0192 | 9.3135e-05
6395 | 2.089e-05 | 0.013789 | 3.3074 | 3.1062 | 3.0192 | 9.8001e-05
6396 | 2.569e-05 | 0.014192 | 3.3126 | 3.106 | 3.0192 | 0.00010564
6397 | 3.0438e-05 | 0.013095 | 3.2984 | 3.1057 | 3.0192 | 0.0001052
6398 | 3.1142e-05 | 0.01825 | 3.3547 | 3.1055 | 3.0192 | 0.00010631
6399 | 2.5773e-05 | 0.016657 | 3.3401 | 3.1053 | 3.0192 | 0.00010393
6400 | 3.7283e-05 | 0.01575 | 3.3282 | 3.105 | 3.0192 | 0.00010345
6401 | 3.7654e-05 | 0.013948 | 3.3087 | 3.1048 | 3.0192 | 0.0001082
6402 | 2.3074e-05 | 0.0087022 | 3.244 | 3.1046 | 3.0192 | 0.00011033
6403 | 2.9842e-05 | 0.0074632 | 3.2229 | 3.1044 | 3.0192 | 0.00010957
6404 | 4.2439e-05 | 0.0082691 | 3.2353 | 3.1041 | 3.0192 | 0.00011225
6405 | 4.6983e-05 | 0.0081309 | 3.234 | 3.1039 | 3.0192 | 0.00010585
6406 | 3.9484e-05 | 0.0066111 | 3.2107 | 3.1037 | 3.0192 | 0.00010512
6407 | 3.662e-05 | 0.0049299 | 3.1817 | 3.1035 | 3.0192 | 0.0001085
6408 | 3.9903e-05 | 0.0053308 | 3.1877 | 3.1032 | 3.0192 | 0.00010638
6409 | 3.9765e-05 | 0.0051289 | 3.1865 | 3.103 | 3.0192 | 0.00010589
6410 | 4.0828e-05 | 0.002726 | 3.152 | 3.1028 | 3.0192 | 0.00010294
6411 | 4.3145e-05 | 0 | 3.1023 | 3.1025 | 3.0192 | 0.00010379
6412 | 4.7696e-05 | 0 | 3.0246 | 3.1023 | 3.0192 | 0.0001037
6413 | 5.5196e-05 | 0 | 2.9957 | 3.1021 | 3.0192 | 0.00010047
6414 | 6.3682e-05 | 0 | 3.0117 | 3.1019 | 3.0192 | 0.00010057
6415 | 6.2056e-05 | 0 | 3.0596 | 3.1016 | 3.0192 | 0.00010196
6416 | 4.8228e-05 | 0.0066111 | 3.2107 | 3.1014 | 3.0192 | 0.00010221
6417 | 4.1992e-05 | 0.013286 | 3.3022 | 3.1012 | 3.0192 | 0.0001008
6418 | 2.8598e-05 | 0.019478 | 3.3653 | 3.101 | 3.0192 | 9.7821e-05
6419 | 3.7229e-05 | 0.017076 | 3.344 | 3.1007 | 3.0192 | 9.9931e-05
6420 | 3.5099e-05 | 0.021075 | 3.3815 | 3.1005 | 3.0192 | 0.00010207
6421 | 3.683e-05 | 0.034193 | 3.4746 | 3.1003 | 3.0192 | 0.00010316
6422 | 5.1401e-05 | 0.031322 | 3.4533 | 3.1001 | 3.0192 | 0.00010427
6423 | 4.0541e-05 | 0.033662 | 3.4689 | 3.0998 | 3.0192 | 0.00010172
6424 | 2.658e-05 | 0.020157 | 3.3748 | 3.0996 | 3.0192 | 0.00010149
6425 | 2.7482e-05 | 0.013266 | 3.3022 | 3.0994 | 3.0192 | 0.00010667
6426 | 3.1567e-05 | 0.0085866 | 3.2415 | 3.0991 | 3.0192 | 0.00010912
6427 | 4.1523e-05 | 0.0033404 | 3.1615 | 3.0989 | 3.0192 | 0.00011292
6428 | 5.9529e-05 | 0 | 3.0235 | 3.0987 | 3.0192 | 0.00010751
6429 | 7.2528e-05 | 0 | 2.9662 | 3.0985 | 3.0192 | 0.0001063
6430 | 7.2198e-05 | 0 | 2.8793 | 3.0982 | 3.0192 | 0.00010484
6431 | 7.6501e-05 | 0 | 2.959 | 3.098 | 3.0192 | 0.00010434
6432 | 0.00019329 | 0 | 3.0398 | 3.0978 | 3.0192 | 9.9611e-05
6433 | 0.0001962 | 0 | 2.9978 | 3.0976 | 3.0192 | 0.00010405
6434 | 0.00020275 | 0 | 3.0074 | 3.0973 | 3.0192 | 0.00010326
6435 | 0.00020798 | 0 | 3.0149 | 3.0971 | 3.0192 | 0.00010367
6436 | 0.0002104 | 0 | 3.0344 | 3.0969 | 3.0192 | 0.00010327
6437 | 0.00019919 | 0 | 3.0497 | 3.0967 | 3.0192 | 0.00010303
6438 | 0.00018735 | 0 | 3.0663 | 3.0964 | 3.0192 | 0.00010296
6439 | 0.00016179 | 0 | 3.1103 | 3.0962 | 3.0192 | 0.00010035
6440 | 0.00010041 | 0.0022705 | 3.1462 | 3.096 | 3.0192 | 0.00010046
6441 | 7.7803e-05 | 0.0025698 | 3.1509 | 3.0957 | 3.0192 | 0.00010187
6442 | 6.2804e-05 | 0.0022624 | 3.1462 | 3.0955 | 3.0192 | 0.00010156
6443 | 6.4358e-05 | 0.0032855 | 3.1615 | 3.0953 | 3.0192 | 0.00010251
6444 | 9.7139e-05 | 0.0011324 | 3.1275 | 3.0951 | 3.0192 | 0.00010273
6445 | 7.0165e-05 | 0.0018364 | 3.1403 | 3.0948 | 3.0192 | 0.00010207
6446 | 6.6601e-05 | 0.0031289 | 3.1579 | 3.0946 | 3.0192 | 0.0001045
6447 | 5.8934e-05 | 0.0031438 | 3.1579 | 3.0944 | 3.0192 | 0.00010247
6448 | 5.5853e-05 | 0.0011324 | 3.1275 | 3.0942 | 3.0192 | 0.00010235
6449 | 5.3409e-05 | 0.00041406 | 3.116 | 3.0939 | 3.0192 | 0.0001078
6450 | 5.245e-05 | 0 | 3.1023 | 3.0937 | 3.0192 | 0.00011034
6451 | 7.3419e-05 | 0 | 3.0989 | 3.0935 | 3.0192 | 0.00011125
6452 | 9.2863e-05 | 0 | 3.0921 | 3.0933 | 3.0192 | 0.00011372
6453 | 0.00010049 | 0 | 3.0786 | 3.093 | 3.0192 | 0.00010629
6454 | 0.0001102 | 0 | 3.0797 | 3.0928 | 3.0192 | 0.00010446
6455 | 0.00012147 | 0 | 3.0786 | 3.0926 | 3.0192 | 0.00010458
6456 | 0.00013654 | 0 | 3.0842 | 3.0924 | 3.0192 | 0.00010492
6457 | 0.00014664 | 0 | 3.0989 | 3.0921 | 3.0192 | 0.00010468
6458 | 0.00015717 | 0 | 3.0674 | 3.0919 | 3.0192 | 0.00010481
6459 | 0.00015539 | 0 | 3.0652 | 3.0917 | 3.0192 | 0.00010425
6460 | 0.00017001 | 0 | 3.0497 | 3.0915 | 3.0192 | 0.00010442
6461 | 0.00018378 | 0 | 3.0278 | 3.0912 | 3.0192 | 0.00010106
6462 | 0.00019524 | 0 | 3.0117 | 3.091 | 3.0192 | 0.00010322
6463 | 0.00015285 | 0 | 3.0235 | 3.0908 | 3.0192 | 0.00010214
6464 | 0.00010325 | 0 | 3.0652 | 3.0906 | 3.0192 | 0.00010143
6465 | 9.4072e-05 | 0 | 3.0842 | 3.0903 | 3.0192 | 0.00010261
6466 | 6.2616e-05 | 0 | 3.1023 | 3.0901 | 3.0192 | 9.4981e-05
6467 | 5.7323e-05 | 0.0011324 | 3.1275 | 3.0899 | 3.0192 | 0.00010206
6468 | 6.166e-05 | 0.003905 | 3.1686 | 3.0897 | 3.0192 | 0.00010819
6469 | 6.5868e-05 | 0 | 3.0596 | 3.0894 | 3.0192 | 0.00010592
6470 | 5.7815e-05 | 0.0055758 | 3.1925 | 3.0891 | 3.0192 | 0.00010656
6471 | 4.9725e-05 | 0 | 3.0442 | 3.0889 | 3.0192 | 0.00010428
6472 | 6.3764e-05 | 0 | 3.0786 | 3.0886 | 3.0192 | 0.00010376
6473 | 5.2262e-05 | 0 | 3.0376 | 3.0883 | 3.0192 | 0.00010853
6474 | 5.6846e-05 | 0 | 3.001 | 3.088 | 3.0192 | 0.00011067
6475 | 6.6397e-05 | 0 | 2.961 | 3.0877 | 3.0192 | 0.00011069
6476 | 8.7095e-05 | 0 | 2.8608 | 3.0874 | 3.0192 | 0.0001123
6477 | 9.9181e-05 | 0 | 2.8715 | 3.0871 | 3.0192 | 0.00010413
6478 | 9.0547e-05 | 0 | 2.856 | 3.0868 | 3.0192 | 0.00010594
6479 | 9.6349e-05 | 0 | 2.8416 | 3.0865 | 3.0192 | 0.00011099
6480 | 0.00010856 | 0 | 2.9292 | 3.0863 | 3.0192 | 0.00010661
6481 | 0.00010674 | 0 | 2.9292 | 3.086 | 3.0192 | 0.00010504
6482 | 0.00011244 | 0 | 2.9262 | 3.0857 | 3.0192 | 0.00010552
6483 | 0.00013052 | 0 | 2.8961 | 3.0854 | 3.0192 | 0.00010497
6484 | 0.00015736 | 0 | 2.8991 | 3.0851 | 3.0192 | 0.00010335
6485 | 0.00015899 | 0 | 2.8941 | 3.0848 | 3.0192 | 0.00010479
6486 | 0.00016759 | 0 | 2.8912 | 3.0845 | 3.0192 | 0.00010465
6487 | 0.00012316 | 0 | 2.9011 | 3.0842 | 3.0192 | 0.000103
6488 | 0.00010978 | 0 | 2.9313 | 3.084 | 3.0192 | 0.00010321
6489 | 8.8658e-05 | 0 | 2.9756 | 3.0837 | 3.0192 | 0.00010452
6490 | 7.1358e-05 | 0 | 3.0268 | 3.0834 | 3.0192 | 0.00010443
6491 | 7.0172e-05 | 0 | 3.0707 | 3.0831 | 3.0192 | 0.00010462
6492 | 7.0622e-05 | 0 | 3.0842 | 3.0828 | 3.0192 | 0.00010483
6493 | 6.9118e-05 | 0.0055716 | 3.1925 | 3.0825 | 3.0192 | 0.00010494
6494 | 7.3689e-05 | 0.0039269 | 3.1686 | 3.0822 | 3.0192 | 0.00010445
6495 | 5.7668e-05 | 0.0072498 | 3.2217 | 3.0819 | 3.0192 | 0.00010182
6496 | 5.2014e-05 | 0.0044205 | 3.1757 | 3.0816 | 3.0192 | 9.6301e-05
6497 | 5.1319e-05 | 0 | 3.0719 | 3.0814 | 3.0192 | 0.0001032
6498 | 5.126e-05 | 0 | 2.9404 | 3.0811 | 3.0192 | 0.0001071
6499 | 8.6361e-05 | 0 | 2.8813 | 3.0808 | 3.0192 | 0.0001148
6500 | 0.00013209 | 0 | 2.8151 | 3.0805 | 3.0192 | 0.0001073
6501 | 0.00013958 | 0 | 2.8744 | 3.0802 | 3.0192 | 0.00010493
6502 | 0.00015627 | 0 | 2.8793 | 3.0799 | 3.0192 | 0.00010445
6503 | 0.00015976 | 0 | 2.8273 | 3.0796 | 3.0192 | 0.00010353
6504 | 0.00016746 | 0 | 2.7663 | 3.0793 | 3.0192 | 0.00010425
6505 | 0.00017897 | 0 | 2.7492 | 3.0791 | 3.0192 | 0.00010343
6506 | 0.00020118 | 0 | 2.7818 | 3.0788 | 3.0192 | 0.00010152
6507 | 0.00020879 | 0 | 2.7609 | 3.0785 | 3.0192 | 0.00010349
6508 | 0.00021646 | 0 | 2.7501 | 3.0782 | 3.0192 | 9.7293e-05
6509 | 0.00022312 | 0 | 2.7043 | 3.0779 | 3.0192 | 0.00010293
6510 | 0.00024602 | 0 | 2.7061 | 3.0776 | 3.0192 | 0.00010361
6511 | 0.0002172 | 0 | 2.7854 | 3.0773 | 3.0192 | 0.000102
6512 | 0.00016815 | 0 | 2.9456 | 3.077 | 3.0192 | 0.00010264
6513 | 0.0001241 | 0 | 3.063 | 3.0768 | 3.0192 | 0.00010238
6514 | 0.00010949 | 0.004596 | 3.1769 | 3.0765 | 3.0192 | 0.00010223
6515 | 9.1487e-05 | 0.0055822 | 3.1937 | 3.0762 | 3.0192 | 0.00010181
6516 | 8.4644e-05 | 0.012142 | 3.2881 | 3.0759 | 3.0192 | 0.00010191
6517 | 8.9409e-05 | 0.014855 | 3.3191 | 3.0756 | 3.0192 | 9.9228e-05
6518 | 6.7249e-05 | 0.016016 | 3.3335 | 3.0753 | 3.0192 | 9.9571e-05
6519 | 6.0074e-05 | 0.019701 | 3.3694 | 3.075 | 3.0192 | 0.00010022
6520 | 5.5303e-05 | 0.017137 | 3.344 | 3.0748 | 3.0192 | 0.00010159
6521 | 5.2529e-05 | 0.0055971 | 3.1937 | 3.0745 | 3.0192 | 0.00010747
6522 | 5.2133e-05 | 0.001652 | 3.1357 | 3.0742 | 3.0192 | 0.00011024
6523 | 7.6768e-05 | 0 | 3.1023 | 3.0739 | 3.0192 | 0.00011126
6524 | 9.659e-05 | 0 | 3.0214 | 3.0736 | 3.0192 | 0.00011256
6525 | 0.00012021 | 0 | 3.0063 | 3.0733 | 3.0192 | 0.00010552
6526 | 0.00013078 | 0 | 3.0235 | 3.073 | 3.0192 | 0.00010498
6527 | 0.0001462 | 0 | 3.0235 | 3.0727 | 3.0192 | 0.00010473
6528 | 0.00016119 | 0 | 3.0074 | 3.0725 | 3.0192 | 0.00010463
6529 | 0.00017444 | 0 | 2.9746 | 3.0722 | 3.0192 | 0.00010425
6530 | 0.00018004 | 0 | 2.961 | 3.0719 | 3.0192 | 0.0001037
6531 | 0.00019267 | 0 | 2.9111 | 3.0716 | 3.0192 | 0.00010356
6532 | 0.00020986 | 0 | 2.8647 | 3.0713 | 3.0192 | 0.00010333
6533 | 0.00023146 | 0 | 2.8104 | 3.071 | 3.0192 | 9.9916e-05
6534 | 0.00023229 | 0 | 2.8283 | 3.0707 | 3.0192 | 0.0001032
6535 | 0.00020998 | 0 | 2.9141 | 3.0705 | 3.0192 | 0.00010248
6536 | 0.00014477 | 0 | 3.0224 | 3.0702 | 3.0192 | 0.00010276
6537 | 0.00011109 | 0.005221 | 3.1865 | 3.0699 | 3.0192 | 0.00010217
6538 | 7.1396e-05 | 0.013995 | 3.31 | 3.0696 | 3.0192 | 0.00010142
6539 | 5.7466e-05 | 0.014111 | 3.3113 | 3.0693 | 3.0192 | 0.00010196
6540 | 4.8534e-05 | 0.025261 | 3.4143 | 3.069 | 3.0192 | 0.00010179
6541 | 4.7561e-05 | 0.025243 | 3.4143 | 3.0687 | 3.0192 | 0.00010051
6542 | 3.6402e-05 | 0.028432 | 3.4351 | 3.0685 | 3.0192 | 0.00010197
6543 | 3.7198e-05 | 0.024768 | 3.4101 | 3.0682 | 3.0192 | 0.00010154
6544 | 3.5705e-05 | 0.021223 | 3.3829 | 3.0679 | 3.0192 | 0.00010135
6545 | 4.1124e-05 | 0.0061918 | 3.2046 | 3.0676 | 3.0192 | 0.00010604
6546 | 4.0962e-05 | 0 | 3.0464 | 3.0673 | 3.0192 | 0.00010805
6547 | 6.0588e-05 | 0 | 3.0278 | 3.067 | 3.0192 | 0.00011639
6548 | 0.00010603 | 0 | 2.9746 | 3.0668 | 3.0192 | 0.00010768
6549 | 0.00012829 | 0 | 3.0442 | 3.0665 | 3.0192 | 0.00010533
6550 | 0.00014938 | 0 | 3.0552 | 3.0662 | 3.0192 | 0.00010477
6551 | 0.00016659 | 0 | 3.0977 | 3.0659 | 3.0192 | 0.00010479
6552 | 0.00018497 | 0 | 3.1046 | 3.0656 | 3.0192 | 0.00010424
6553 | 0.00019408 | 0.0011739 | 3.1299 | 3.0653 | 3.0192 | 0.00010434
6554 | 0.00020175 | 0.0014696 | 3.1357 | 3.065 | 3.0192 | 0.00010439
6555 | 0.00020759 | 0 | 3.0977 | 3.0648 | 3.0192 | 0.00010411
6556 | 0.00021313 | 0 | 3.0652 | 3.0645 | 3.0192 | 0.0001039
6557 | 0.00023431 | 0 | 3.0652 | 3.0642 | 3.0192 | 0.00010317
6558 | 0.00023525 | 0 | 3.0707 | 3.0639 | 3.0192 | 0.00010275
6559 | 0.00019282 | 0 | 3.0977 | 3.0636 | 3.0192 | 0.00010247
6560 | 0.00013846 | 0.0024332 | 3.1473 | 3.0633 | 3.0192 | 0.00010238
6561 | 0.00010777 | 0.0076276 | 3.2279 | 3.063 | 3.0192 | 0.0001029
6562 | 7.1966e-05 | 0.015484 | 3.3269 | 3.0628 | 3.0192 | 0.00010109
6563 | 6.3856e-05 | 0.022741 | 3.3964 | 3.0625 | 3.0192 | 0.00010041
6564 | 6.0138e-05 | 0.032045 | 3.459 | 3.0622 | 3.0192 | 0.00010209
6565 | 5.9525e-05 | 0.003237 | 3.1591 | 3.0619 | 3.0192 | 0.00010229
6566 | 6.9356e-05 | 0.013448 | 3.3035 | 3.0616 | 3.0192 | 0.0001047
6567 | 6.1508e-05 | 0.022233 | 3.391 | 3.0613 | 3.0192 | 0.00010216
6568 | 5.4852e-05 | 0.0078288 | 3.2316 | 3.0611 | 3.0192 | 0.00010132
6569 | 5.3524e-05 | 0.0075825 | 3.2279 | 3.0608 | 3.0192 | 0.00010549
6570 | 7.0649e-05 | 0 | 3.1114 | 3.0605 | 3.0192 | 0.00010776
6571 | 8.4785e-05 | 0.0034689 | 3.1638 | 3.0602 | 3.0192 | 0.00011562
6572 | 0.00012007 | 0.00073892 | 3.1206 | 3.0599 | 3.0192 | 0.00010738
6573 | 0.00012709 | 0.0029135 | 3.1567 | 3.0596 | 3.0192 | 0.00010432
6574 | 0.0001436 | 0.00073899 | 3.1195 | 3.0594 | 3.0192 | 0.0001053
6575 | 0.00015603 | 0.00028392 | 3.1149 | 3.0591 | 3.0192 | 0.00010569
6576 | 0.0001708 | 0.0020607 | 3.1415 | 3.0588 | 3.0192 | 0.00010554
6577 | 0.00018932 | 0.0013055 | 3.1299 | 3.0585 | 3.0192 | 0.00010567
6578 | 0.00019149 | 0.0022614 | 3.1462 | 3.0582 | 3.0192 | 0.00010534
6579 | 0.00019425 | 0.0028959 | 3.1544 | 3.0579 | 3.0192 | 0.00010507
6580 | 0.00019792 | 0.0028959 | 3.1544 | 3.0577 | 3.0192 | 0.00010057
6581 | 0.00020659 | 0 | 3.1046 | 3.0574 | 3.0192 | 0.00010509
6582 | 0.00023631 | 0.00087752 | 3.1218 | 3.0571 | 3.0192 | 0.00010122
6583 | 0.00017702 | 0.0061892 | 3.2046 | 3.0568 | 3.0192 | 0.00010377
6584 | 0.00012199 | 0.010619 | 3.2703 | 3.0565 | 3.0192 | 0.00010427
6585 | 7.9947e-05 | 0.021433 | 3.3842 | 3.0562 | 3.0192 | 0.00010399
6586 | 5.5432e-05 | 0.029649 | 3.4435 | 3.056 | 3.0192 | 0.00010402
6587 | 5.5571e-05 | 0.021443 | 3.3842 | 3.0557 | 3.0192 | 0.00010438
6588 | 5.8432e-05 | 0.013181 | 3.3022 | 3.0554 | 3.0192 | 0.00010358
6589 | 5.7189e-05 | 0.023729 | 3.4019 | 3.0551 | 3.0192 | 0.00010233
6590 | 4.7479e-05 | 0.018895 | 3.36 | 3.0548 | 3.0192 | 0.0001032
6591 | 3.8621e-05 | 0.029026 | 3.4393 | 3.0545 | 3.0192 | 0.0001021
6592 | 4.4388e-05 | 0.030579 | 3.4505 | 3.0543 | 3.0192 | 0.00010148
6593 | 4.7102e-05 | 0.015671 | 3.3282 | 3.054 | 3.0192 | 0.00010629
6594 | 3.2825e-05 | 0.0079421 | 3.2328 | 3.0537 | 3.0192 | 0.00010864
6595 | 5.7839e-05 | 0.0028257 | 3.1532 | 3.0534 | 3.0192 | 0.00011611
6596 | 7.9495e-05 | 0.00099138 | 3.1241 | 3.0531 | 3.0192 | 0.00010829
6597 | 0.00010067 | 0 | 3.0977 | 3.0528 | 3.0192 | 0.0001053
6598 | 0.00011097 | 0 | 3.1023 | 3.0526 | 3.0192 | 0.00010563
6599 | 0.00012532 | 0 | 3.0932 | 3.0523 | 3.0192 | 0.00010578
6600 | 0.00014389 | 0 | 3.0864 | 3.052 | 3.0192 | 0.00010602
6601 | 0.00015443 | 0 | 3.0719 | 3.0517 | 3.0192 | 0.00010581
6602 | 0.00017118 | 0 | 3.0652 | 3.0514 | 3.0192 | 0.0001058
6603 | 0.00018086 | 0 | 3.0181 | 3.0512 | 3.0192 | 0.00010564
6604 | 0.00019025 | 0 | 3.0652 | 3.0509 | 3.0192 | 0.00010469
6605 | 0.00020941 | 0 | 3.0497 | 3.0506 | 3.0192 | 0.0001047
6606 | 0.00020768 | 0 | 3.0663 | 3.0503 | 3.0192 | 0.00010521
6607 | 0.00018205 | 0.00040338 | 3.1149 | 3.05 | 3.0192 | 0.00010424
6608 | 0.00013295 | 0.005818 | 3.1961 | 3.0497 | 3.0192 | 0.00010437
6609 | 9.634e-05 | 0.014058 | 3.31 | 3.0495 | 3.0192 | 0.00010444
6610 | 6.8444e-05 | 0.023281 | 3.3992 | 3.0492 | 3.0192 | 0.00010365
6611 | 6.9961e-05 | 0.028309 | 3.4337 | 3.0489 | 3.0192 | 0.00010478
6612 | 5.4966e-05 | 0.031962 | 3.459 | 3.0486 | 3.0192 | 0.00010468
6613 | 4.9121e-05 | 0.037419 | 3.4907 | 3.0483 | 3.0192 | 0.00010361
6614 | 4.8768e-05 | 0.039427 | 3.5049 | 3.0481 | 3.0192 | 0.00010468
6615 | 4.6744e-05 | 0.031953 | 3.459 | 3.0478 | 3.0192 | 0.00010243
6616 | 2.9175e-05 | 0.025319 | 3.4143 | 3.0475 | 3.0192 | 0.00010228
6617 | 2.9347e-05 | 0.01374 | 3.3074 | 3.0472 | 3.0192 | 0.00010752
6618 | 4.1485e-05 | 0.0058882 | 3.1998 | 3.0469 | 3.0192 | 0.00010995
6619 | 5.616e-05 | 0 | 3.1114 | 3.0466 | 3.0192 | 0.00011364
6620 | 8.0517e-05 | 0 | 3.016 | 3.0464 | 3.0192 | 0.00011076
6621 | 9.7081e-05 | 0 | 2.9988 | 3.0461 | 3.0192 | 0.00010691
6622 | 0.00010498 | 0 | 2.9662 | 3.0458 | 3.0192 | 0.00010562
6623 | 0.00011562 | 0 | 2.961 | 3.0455 | 3.0192 | 0.00010621
6624 | 0.00012998 | 0 | 2.9861 | 3.0452 | 3.0192 | 0.00010647
6625 | 0.00014614 | 0 | 3.0398 | 3.045 | 3.0192 | 0.00010582
6626 | 0.00015092 | 0 | 3.0398 | 3.0447 | 3.0192 | 0.00010336
6627 | 0.00015735 | 0 | 3.0398 | 3.0444 | 3.0192 | 0.00010572
6628 | 0.00016612 | 0 | 3.0442 | 3.0441 | 3.0192 | 0.0001057
6629 | 0.00016833 | 0 | 3.0278 | 3.0438 | 3.0192 | 0.00010548
6630 | 0.00019582 | 0 | 2.9946 | 3.0436 | 3.0192 | 0.00010579
6631 | 0.00015294 | 0 | 3.0541 | 3.0433 | 3.0192 | 0.00010388
6632 | 0.00010605 | 0.00027004 | 3.1126 | 3.043 | 3.0192 | 0.00010409
6633 | 8.3365e-05 | 0.011153 | 3.2779 | 3.0427 | 3.0192 | 0.00010548
6634 | 7.8719e-05 | 0.028222 | 3.4337 | 3.0424 | 3.0192 | 0.00010526
6635 | 8.258e-05 | 0.038661 | 3.4991 | 3.0421 | 3.0192 | 0.00010584
6636 | 6.6482e-05 | 0.048498 | 3.561 | 3.0419 | 3.0192 | 0.00010524
6637 | 6.821e-05 | 0.051606 | 3.5775 | 3.0416 | 3.0192 | 0.00010576
6638 | 6.0658e-05 | 0.056984 | 3.6019 | 3.0413 | 3.0192 | 0.00010554
6639 | 5.0296e-05 | 0.056731 | 3.6019 | 3.041 | 3.0192 | 0.00010395
6640 | 4.8172e-05 | 0.038676 | 3.4996 | 3.0407 | 3.0192 | 0.00010317
6641 | 4.6838e-05 | 0.011947 | 3.2843 | 3.0405 | 3.0192 | 0.00010456
6642 | 5.8158e-05 | 0.0051944 | 3.1865 | 3.0402 | 3.0192 | 0.00010664
6643 | 9.452e-05 | 0 | 3.0596 | 3.0399 | 3.0192 | 0.00010663
6644 | 0.00012982 | 0 | 2.9935 | 3.0396 | 3.0192 | 0.0001048
6645 | 0.0001555 | 0 | 3.0117 | 3.0394 | 3.0192 | 0.00010333
6646 | 0.00017725 | 0 | 3.0376 | 3.0391 | 3.0192 | 0.00010574
6647 | 0.00016441 | 0 | 2.984 | 3.0388 | 3.0192 | 0.00010541
6648 | 0.00018208 | 0 | 3.0674 | 3.0386 | 3.0192 | 0.00010576
6649 | 0.00019063 | 0.00062987 | 3.1172 | 3.0383 | 3.0192 | 0.00010569
6650 | 0.00019773 | 0.0035172 | 3.165 | 3.038 | 3.0192 | 0.00010527
6651 | 0.00020277 | 0.0052999 | 3.1877 | 3.0378 | 3.0192 | 0.00010497
6652 | 0.00020135 | 0.0038581 | 3.1686 | 3.0375 | 3.0192 | 0.00010476
6653 | 0.00019923 | 0.0051736 | 3.1865 | 3.0372 | 3.0192 | 0.00010452
6654 | 0.00020793 | 0.0064883 | 3.2107 | 3.0369 | 3.0192 | 0.00010433
6655 | 0.00014451 | 0.010871 | 3.2728 | 3.0367 | 3.0192 | 0.0001023
6656 | 0.00013259 | 0.01595 | 3.3335 | 3.0364 | 3.0192 | 0.00010254
6657 | 0.00011402 | 0.01859 | 3.3587 | 3.0361 | 3.0192 | 0.0001032
6658 | 6.3668e-05 | 0.024691 | 3.4101 | 3.0359 | 3.0192 | 0.0001032
6659 | 5.1086e-05 | 0.034108 | 3.4718 | 3.0356 | 3.0192 | 0.00010331
6660 | 4.7817e-05 | 0.060591 | 3.6158 | 3.0353 | 3.0192 | 0.000103
6661 | 5.3617e-05 | 0.066104 | 3.647 | 3.0351 | 3.0192 | 0.00010314
6662 | 4.7081e-05 | 0.06143 | 3.622 | 3.0348 | 3.0192 | 0.00010428
6663 | 3.5131e-05 | 0.071231 | 3.6739 | 3.0345 | 3.0192 | 0.00010371
6664 | 2.9694e-05 | 0.055228 | 3.5958 | 3.0343 | 3.0192 | 0.00010278
6665 | 2.4307e-05 | 0.038403 | 3.4976 | 3.034 | 3.0192 | 9.9793e-05
6666 | 2.8491e-05 | 0.019144 | 3.3653 | 3.0337 | 3.0192 | 0.00010209
6667 | 8.1435e-05 | 0.047738 | 3.5565 | 3.0335 | 3.0192 | 0.0001056
6668 | 8.3757e-05 | 0.046646 | 3.5475 | 3.0332 | 3.0192 | 0.00010473
6669 | 9.7323e-05 | 0.047807 | 3.5565 | 3.0329 | 3.0192 | 0.00010461
6670 | 0.00010741 | 0.054694 | 3.5943 | 3.0327 | 3.0192 | 0.00010407
6671 | 0.00010707 | 0.019363 | 3.3653 | 3.0324 | 3.0192 | 0.00010397
6672 | 0.00012164 | 0.012173 | 3.2881 | 3.0321 | 3.0192 | 0.00010443
6673 | 0.00013531 | 0.0098372 | 3.2602 | 3.0319 | 3.0192 | 0.00010396
6674 | 0.0001445 | 0.0091617 | 3.2489 | 3.0316 | 3.0192 | 0.00010444
6675 | 0.00015661 | 0.006721 | 3.2119 | 3.0313 | 3.0192 | 0.00010465
6676 | 0.00016889 | 0.0060579 | 3.2022 | 3.0311 | 3.0192 | 0.00010431
6677 | 0.00017897 | 0.004691 | 3.1793 | 3.0308 | 3.0192 | 0.0001043
6678 | 0.00019144 | 0.0024177 | 3.1473 | 3.0305 | 3.0192 | 0.00010172
6679 | 0.00017357 | 0.0046579 | 3.1781 | 3.0303 | 3.0192 | 0.00010322
6680 | 0.00013483 | 0.0086465 | 3.244 | 3.03 | 3.0192 | 0.0001034
6681 | 0.00010434 | 0.014846 | 3.3191 | 3.0297 | 3.0192 | 0.00010346
6682 | 8.2454e-05 | 0.018689 | 3.3587 | 3.0295 | 3.0192 | 0.00010323
6683 | 7.2372e-05 | 0.024509 | 3.4088 | 3.0292 | 3.0192 | 0.00010334
6684 | 6.7691e-05 | 0.035795 | 3.4832 | 3.0289 | 3.0192 | 0.0001038
6685 | 6.7062e-05 | 0.037961 | 3.4947 | 3.0287 | 3.0192 | 0.00010385
6686 | 6.6352e-05 | 0.037116 | 3.4904 | 3.0284 | 3.0192 | 0.00010389
6687 | 5.9141e-05 | 0.039553 | 3.5049 | 3.0281 | 3.0192 | 0.00010364
6688 | 5.3388e-05 | 0.024244 | 3.4074 | 3.0279 | 3.0192 | 0.00010331
6689 | 5.7054e-05 | 0.0078675 | 3.2316 | 3.0276 | 3.0192 | 0.00010332
6690 | 7.5763e-05 | 0 | 3.0246 | 3.0273 | 3.0192 | 0.00010233
6691 | 0.00012834 | 0 | 2.9809 | 3.0271 | 3.0192 | 0.00010252
6692 | 0.00018208 | 0 | 2.9517 | 3.0268 | 3.0192 | 0.00010352
6693 | 0.00020253 | 0 | 2.8912 | 3.0265 | 3.0192 | 0.00010434
6694 | 0.00021845 | 0 | 2.857 | 3.0263 | 3.0192 | 0.00010473
6695 | 0.00023143 | 0 | 2.8628 | 3.026 | 3.0192 | 0.00010452
6696 | 0.0002428 | 0 | 2.7937 | 3.0257 | 3.0192 | 0.00010243
6697 | 0.00024641 | 0 | 2.7726 | 3.0255 | 3.0192 | 0.00010404
6698 | 0.00025043 | 0 | 2.7745 | 3.0252 | 3.0192 | 0.00010479
6699 | 0.00025228 | 0 | 2.7937 | 3.0249 | 3.0192 | 0.0001046
6700 | 0.00024821 | 0 | 2.7891 | 3.0247 | 3.0192 | 0.00010481
6701 | 0.00025056 | 0 | 2.7937 | 3.0244 | 3.0192 | 0.00010488
6702 | 0.00026057 | 0 | 2.8011 | 3.0241 | 3.0192 | 0.00010349
6703 | 0.00020921 | 0 | 2.9456 | 3.0239 | 3.0192 | 0.00010317
6704 | 0.00014014 | 0 | 3.0797 | 3.0236 | 3.0192 | 0.00010326
6705 | 9.4942e-05 | 0.0099258 | 3.2615 | 3.0233 | 3.0192 | 0.00010396
6706 | 7.4327e-05 | 0.020789 | 3.3774 | 3.0231 | 3.0192 | 0.00010383
6707 | 5.681e-05 | 0.028982 | 3.4393 | 3.0228 | 3.0192 | 0.00010387
6708 | 4.9833e-05 | 0.03658 | 3.4875 | 3.0225 | 3.0192 | 0.00010379
6709 | 4.3938e-05 | 0.042698 | 3.5239 | 3.0223 | 3.0192 | 0.00010312
6710 | 4.1874e-05 | 0.040911 | 3.5136 | 3.022 | 3.0192 | 0.00010422
6711 | 3.3621e-05 | 0.039648 | 3.5049 | 3.0217 | 3.0192 | 0.00010057
6712 | 2.4154e-05 | 0.032772 | 3.4618 | 3.0215 | 3.0192 | 9.7595e-05
6713 | 3.7182e-05 | 0.0087226 | 3.2452 | 3.0212 | 3.0192 | 9.7505e-05
6714 | 4.3708e-05 | 0 | 3.0819 | 3.0209 | 3.0192 | 0.00010745
6715 | 8.3364e-05 | 0 | 3.073 | 3.0207 | 3.0192 | 0.00010442
6716 | 0.00011981 | 0 | 2.9893 | 3.0204 | 3.0192 | 0.00010361
6717 | 0.00015398 | 0 | 2.9272 | 3.0201 | 3.0192 | 0.00010426
6718 | 0.0001725 | 0 | 2.9363 | 3.0199 | 3.0192 | 0.00010483
6719 | 0.0001827 | 0 | 2.9662 | 3.0196 | 3.0192 | 0.00010296
6720 | 0.00018742 | 0 | 2.9343 | 3.0193 | 3.0192 | 0.00010458
6721 | 0.00018473 | 0 | 2.9272 | 3.0191 | 3.0192 | 0.000104
6722 | 0.00018369 | 0 | 3.0333 | 3.0188 | 3.0192 | 0.00010482
6723 | 0.00018593 | 0.0013317 | 3.1299 | 3.0186 | 3.0192 | 0.00010486
6724 | 0.00018342 | 0.0015568 | 3.1357 | 3.0183 | 3.0192 | 0.00010485
6725 | 0.00019462 | 0.00091813 | 3.1229 | 3.018 | 3.0192 | 0.00010426
6726 | 0.00018583 | 0.00028392 | 3.1149 | 3.0178 | 3.0192 | 0.00010488
6727 | 0.0001514 | 0.0046098 | 3.1769 | 3.0175 | 3.0192 | 0.00010307
6728 | 0.0001036 | 0.0075731 | 3.2266 | 3.0172 | 3.0192 | 0.00010357
6729 | 7.9839e-05 | 0.011899 | 3.2843 | 3.017 | 3.0192 | 0.00010366
6730 | 7.8425e-05 | 0.002953 | 3.1567 | 3.0167 | 3.0192 | 0.00010397
6731 | 7.2134e-05 | 0.017521 | 3.3467 | 3.0164 | 3.0192 | 0.00010412
6732 | 7.8739e-05 | 0.024324 | 3.4074 | 3.0162 | 3.0192 | 0.00010298
6733 | 7.1215e-05 | 0.0052999 | 3.1877 | 3.0159 | 3.0192 | 0.00010409
6734 | 7.0782e-05 | 0.017265 | 3.3454 | 3.0156 | 3.0192 | 0.00010365
6735 | 6.0283e-05 | 0.020065 | 3.3721 | 3.0154 | 3.0192 | 0.0001021
6736 | 5.9734e-05 | 0.014685 | 3.3165 | 3.0151 | 3.0192 | 0.0001023
6737 | 5.5176e-05 | 0.0027009 | 3.152 | 3.0148 | 3.0192 | 0.00010154
6738 | 7.597e-05 | 0 | 3.0376 | 3.0146 | 3.0192 | 0.00010476
6739 | 0.00012533 | 0 | 2.9809 | 3.0143 | 3.0192 | 0.00010315
6740 | 0.00015511 | 0 | 3.0596 | 3.0141 | 3.0192 | 0.00010428
6741 | 0.00016739 | 0 | 2.8912 | 3.0138 | 3.0192 | 0.00010382
6742 | 0.00018056 | 0 | 2.8142 | 3.0135 | 3.0192 | 0.00010471
6743 | 0.00018687 | 0 | 2.8705 | 3.0133 | 3.0192 | 0.00010481
6744 | 0.00019195 | 0 | 2.802 | 3.013 | 3.0192 | 0.00010488
6745 | 0.00019195 | 0 | 2.7882 | 3.0127 | 3.0192 | 0.00010298
6746 | 0.00019118 | 0 | 2.7708 | 3.0125 | 3.0192 | 0.00010479
6747 | 0.0001899 | 0 | 2.7654 | 3.0122 | 3.0192 | 0.00010424
6748 | 0.00019064 | 0 | 2.7519 | 3.0119 | 3.0192 | 0.00010415
6749 | 0.00021579 | 0 | 2.76 | 3.0117 | 3.0192 | 0.00010383
6750 | 0.0002019 | 0 | 2.7421 | 3.0114 | 3.0192 | 0.00010459
6751 | 0.00016971 | 0 | 2.7609 | 3.0111 | 3.0192 | 0.00010262
6752 | 0.0001276 | 0 | 2.9343 | 3.0109 | 3.0192 | 0.00010358
6753 | 9.9004e-05 | 0 | 3.0842 | 3.0106 | 3.0192 | 0.00010395
6754 | 8.5844e-05 | 0.0072498 | 3.2217 | 3.0104 | 3.0192 | 0.00010347
6755 | 8.3849e-05 | 0.015241 | 3.3243 | 3.0101 | 3.0192 | 0.00010405
6756 | 8.3625e-05 | 0.02383 | 3.4019 | 3.0098 | 3.0192 | 0.00010308
6757 | 8.5025e-05 | 0.028852 | 3.4365 | 3.0096 | 3.0192 | 0.00010439
6758 | 8.0428e-05 | 0.026496 | 3.4226 | 3.0093 | 3.0192 | 0.00010425
6759 | 7.0064e-05 | 0.02581 | 3.417 | 3.009 | 3.0192 | 0.00010355
6760 | 8.0215e-05 | 0.01907 | 3.364 | 3.0088 | 3.0192 | 0.00010271
6761 | 6.2639e-05 | 0.0042713 | 3.1721 | 3.0085 | 3.0192 | 0.00010286
6762 | 7.5271e-05 | 0.00040334 | 3.116 | 3.0083 | 3.0192 | 0.0001037
6763 | 0.00010383 | 0 | 3.0596 | 3.008 | 3.0192 | 0.00010462
6764 | 0.00013923 | 0 | 3.0719 | 3.0077 | 3.0192 | 0.0001044
6765 | 0.00014609 | 0 | 2.9798 | 3.0075 | 3.0192 | 0.00010398
6766 | 0.00015451 | 0 | 2.9181 | 3.0072 | 3.0192 | 0.00010209
6767 | 0.00015937 | 0 | 2.9476 | 3.0069 | 3.0192 | 0.00010484
6768 | 0.00017016 | 0 | 2.9333 | 3.0067 | 3.0192 | 0.00010511
6769 | 0.00017529 | 0 | 2.7367 | 3.0064 | 3.0192 | 0.00010467
6770 | 0.00018799 | 0 | 2.7078 | 3.0061 | 3.0192 | 0.00010256
6771 | 0.00020009 | 0 | 2.7182 | 3.0059 | 3.0192 | 0.00010501
6772 | 0.00020408 | 0 | 2.7043 | 3.0056 | 3.0192 | 0.00010429
6773 | 0.00022433 | 0 | 2.1294 | 3.0054 | 3.0192 | 0.00010526
6774 | 0.00022592 | 0 | 2.6889 | 3.0051 | 3.0192 | 0.0001051
6775 | 0.00018041 | 0 | 2.857 | 3.0048 | 3.0192 | 0.00010314
6776 | 0.00013314 | 0 | 3.0453 | 3.0046 | 3.0192 | 0.00010355
6777 | 0.00011523 | 0.0073029 | 3.2217 | 3.0043 | 3.0192 | 0.00010419
6778 | 9.5053e-05 | 0.017591 | 3.348 | 3.004 | 3.0192 | 0.00010431
6779 | 8.6908e-05 | 0.027175 | 3.4267 | 3.0038 | 3.0192 | 0.00010473
6780 | 8.5952e-05 | 0.036561 | 3.4861 | 3.0035 | 3.0192 | 0.00010486
6781 | 8.1642e-05 | 0.037904 | 3.4947 | 3.0033 | 3.0192 | 0.00010463
6782 | 6.5599e-05 | 0.04003 | 3.5107 | 3.003 | 3.0192 | 0.00010409
6783 | 5.5117e-05 | 0.034407 | 3.476 | 3.0027 | 3.0192 | 0.00010352
6784 | 5.4847e-05 | 0.012145 | 3.2881 | 3.0025 | 3.0192 | 0.00010288
6785 | 7.3771e-05 | 0.0088303 | 3.2452 | 3.0022 | 3.0192 | 0.00010313
6786 | 6.9822e-05 | 0.0033282 | 3.1615 | 3.0019 | 3.0192 | 0.00010516
6787 | 0.00012635 | 0 | 3.0641 | 3.0017 | 3.0192 | 0.00010353
6788 | 0.00016702 | 0 | 3.0376 | 3.0014 | 3.0192 | 0.00010557
6789 | 0.00019556 | 0 | 3.0192 | 3.0012 | 3.0192 | 0.00010131
6790 | 0.00020941 | 0 | 2.9988 | 3.0009 | 3.0192 | 0.0001052
6791 | 0.00021693 | 0 | 2.9946 | 3.0006 | 3.0192 | 0.00010495
6792 | 0.00022443 | 0 | 2.9798 | 3.0004 | 3.0192 | 0.00010502
6793 | 0.00022688 | 0 | 2.9272 | 3.0001 | 3.0192 | 0.00010531
6794 | 0.00022908 | 0 | 2.9569 | 2.9999 | 3.0192 | 0.0001055
6795 | 0.00023734 | 0 | 2.7609 | 2.9996 | 3.0192 | 0.00010452
6796 | 0.00024458 | 0 | 2.7519 | 2.9993 | 3.0192 | 0.00010506
6797 | 0.00025775 | 0 | 2.7609 | 2.9991 | 3.0192 | 0.00010376
6798 | 0.00027316 | 0 | 2.7636 | 2.9988 | 3.0192 | 9.9496e-05
6799 | 0.00023716 | 0 | 2.8104 | 2.9985 | 3.0192 | 0.00010493
6800 | 0.00018625 | 0 | 2.961 | 2.9983 | 3.0192 | 0.00010492
6801 | 0.00014798 | 0.0039886 | 3.1709 | 2.998 | 3.0192 | 0.00010502
6802 | 0.00011233 | 0.0069316 | 3.2168 | 2.9978 | 3.0192 | 0.00010399
6803 | 9.0266e-05 | 0.01341 | 3.3035 | 2.9975 | 3.0192 | 0.00010449
6804 | 8.744e-05 | 0.015553 | 3.3269 | 2.9972 | 3.0192 | 0.00010455
6805 | 8.7668e-05 | 0.016586 | 3.3401 | 2.997 | 3.0192 | 0.0001041
6806 | 8.134e-05 | 0.019901 | 3.3721 | 2.9967 | 3.0192 | 0.00010378
6807 | 7.4412e-05 | 0.012796 | 3.2958 | 2.9965 | 3.0192 | 0.00010342
6808 | 8.1654e-05 | 0.016655 | 3.3401 | 2.9962 | 3.0192 | 0.00010178
6809 | 7.1033e-05 | 0 | 3.1091 | 2.9959 | 3.0192 | 0.00010304
6810 | 7.7184e-05 | 0 | 2.9735 | 2.9957 | 3.0192 | 0.00010358
6811 | 0.00013791 | 0 | 2.9071 | 2.9954 | 3.0192 | 0.00010397
6812 | 0.00015346 | 0 | 2.8207 | 2.9951 | 3.0192 | 0.00010475
6813 | 0.00017223 | 0 | 2.8189 | 2.9949 | 3.0192 | 0.00010488
6814 | 0.00017772 | 0 | 2.8435 | 2.9946 | 3.0192 | 0.00010524
6815 | 0.00018063 | 0 | 2.8273 | 2.9944 | 3.0192 | 0.00010524
6816 | 0.00018769 | 0 | 2.7226 | 2.9941 | 3.0192 | 0.00010521
6817 | 0.00019499 | 0 | 2.1382 | 2.9938 | 3.0192 | 0.00010532
6818 | 0.00020316 | 0 | 2.1207 | 2.9936 | 3.0192 | 0.00010546
6819 | 0.00021252 | 0 | 2.694 | 2.9933 | 3.0192 | 0.00010329
6820 | 0.0002167 | 0 | 2.1355 | 2.9931 | 3.0192 | 0.00010521
6821 | 0.00022216 | 0 | 2.1214 | 2.9928 | 3.0192 | 0.00010494
6822 | 0.00023859 | 0 | 2.1115 | 2.9925 | 3.0192 | 0.00010511
6823 | 0.00021798 | 0 | 2.1294 | 2.9923 | 3.0192 | 0.0001035
6824 | 0.00016185 | 0 | 2.8912 | 2.992 | 3.0192 | 0.0001041
6825 | 0.00013455 | 0 | 3.0464 | 2.9918 | 3.0192 | 0.0001046
6826 | 0.00011381 | 0.0027517 | 3.152 | 2.9915 | 3.0192 | 0.00010443
6827 | 0.00011077 | 0.008826 | 3.2452 | 2.9912 | 3.0192 | 0.00010469
6828 | 0.00011115 | 0.015439 | 3.3256 | 2.991 | 3.0192 | 0.00010487
6829 | 0.00011258 | 0.022317 | 3.391 | 2.9907 | 3.0192 | 0.00010515
6830 | 9.8602e-05 | 0.021873 | 3.3883 | 2.9905 | 3.0192 | 0.00010491
6831 | 9.6438e-05 | 0.021863 | 3.3883 | 2.9902 | 3.0192 | 0.00010417
6832 | 7.9891e-05 | 0.015155 | 3.3217 | 2.9899 | 3.0192 | 0.00010398
6833 | 8.3333e-05 | 0 | 3.1012 | 2.9897 | 3.0192 | 0.00010427
6834 | 0.00010425 | 0 | 3.0149 | 2.9894 | 3.0192 | 0.00010447
6835 | 0.0001399 | 0 | 2.9538 | 2.9892 | 3.0192 | 9.883e-05
6836 | 0.00019324 | 0 | 2.8951 | 2.9889 | 3.0192 | 0.00010515
6837 | 0.00018751 | 0 | 2.9031 | 2.9886 | 3.0192 | 0.00010542
6838 | 0.00019314 | 0 | 2.8912 | 2.9884 | 3.0192 | 0.00010551
6839 | 0.00019639 | 0 | 2.9061 | 2.9881 | 3.0192 | 0.00010531
6840 | 0.00020541 | 0 | 2.8912 | 2.9879 | 3.0192 | 0.00010553
6841 | 0.00020653 | 0 | 2.8599 | 2.9876 | 3.0192 | 0.00010568
6842 | 0.00020923 | 0 | 2.8283 | 2.9873 | 3.0192 | 0.00010424
6843 | 0.00021317 | 0 | 2.8579 | 2.9871 | 3.0192 | 0.00010451
6844 | 0.00021863 | 0 | 2.9181 | 2.9868 | 3.0192 | 0.00010567
6845 | 0.00021973 | 0 | 2.9946 | 2.9866 | 3.0192 | 0.00010575
6846 | 0.00024253 | 0 | 2.9988 | 2.9863 | 3.0192 | 0.0001039
6847 | 0.00019456 | 0 | 3.0246 | 2.986 | 3.0192 | 0.00010427
6848 | 0.00015289 | 0.0024332 | 3.1473 | 2.9858 | 3.0192 | 0.00010454
6849 | 0.000113 | 0.0059148 | 3.201 | 2.9855 | 3.0192 | 0.00010494
6850 | 8.4183e-05 | 0.014624 | 3.3165 | 2.9853 | 3.0192 | 0.000104
6851 | 7.7709e-05 | 0.030757 | 3.4519 | 2.985 | 3.0192 | 0.00010371
6852 | 6.4697e-05 | 0.020953 | 3.3801 | 2.9847 | 3.0192 | 0.00010054
6853 | 6.3545e-05 | 0.032682 | 3.4618 | 2.9845 | 3.0192 | 0.00010171
6854 | 7.1048e-05 | 0.026457 | 3.4226 | 2.9842 | 3.0192 | 0.00010292
6855 | 4.7002e-05 | 0.022326 | 3.391 | 2.984 | 3.0192 | 0.00010114
6856 | 4.8052e-05 | 0.014295 | 3.3138 | 2.9837 | 3.0192 | 0.00010055
6857 | 4.6201e-05 | 0.009351 | 3.2527 | 2.9835 | 3.0192 | 0.0001065
6858 | 4.6887e-05 | 0.0083243 | 3.2377 | 2.9832 | 3.0192 | 0.00010929
6859 | 6.8176e-05 | 0.0063254 | 3.2046 | 2.9829 | 3.0192 | 0.00011666
6860 | 9.9877e-05 | 0.0056988 | 3.1961 | 2.9827 | 3.0192 | 0.00010967
6861 | 0.0001269 | 0.0056733 | 3.1949 | 2.9824 | 3.0192 | 0.00010598
6862 | 0.00012897 | 0.0057749 | 3.1961 | 2.9822 | 3.0192 | 0.00010687
6863 | 0.00013388 | 0.0052999 | 3.1877 | 2.9819 | 3.0192 | 0.00010698
6864 | 0.00015851 | 0.0049603 | 3.1817 | 2.9816 | 3.0192 | 0.00010667
6865 | 0.00017098 | 0.0039809 | 3.1698 | 2.9814 | 3.0192 | 0.00010396
6866 | 0.00018153 | 0.0030712 | 3.1579 | 2.9811 | 3.0192 | 0.00010211
6867 | 0.00018317 | 0.0026855 | 3.152 | 2.9809 | 3.0192 | 0.00010577
6868 | 0.00018759 | 0.002341 | 3.1462 | 2.9806 | 3.0192 | 0.00010552
6869 | 0.00020274 | 0.0022705 | 3.1462 | 2.9803 | 3.0192 | 0.00010587
6870 | 0.00019112 | 0 | 3.0932 | 2.9801 | 3.0192 | 0.00010499
6871 | 0.00016773 | 0 | 3.0497 | 2.9798 | 3.0192 | 0.000104
6872 | 0.00010536 | 0.0019238 | 3.1415 | 2.9796 | 3.0192 | 0.00010452
6873 | 8.8392e-05 | 0.0075825 | 3.2279 | 2.9793 | 3.0192 | 0.00010497
6874 | 7.2537e-05 | 0.016459 | 3.3374 | 2.9791 | 3.0192 | 0.00010398
6875 | 6.3122e-05 | 0.019295 | 3.3653 | 2.9788 | 3.0192 | 0.0001049
6876 | 5.8641e-05 | 0.024733 | 3.4101 | 2.9785 | 3.0192 | 0.00010523
6877 | 5.9686e-05 | 0.03278 | 3.4618 | 2.9782 | 3.0192 | 0.00010532
6878 | 5.1613e-05 | 0.032538 | 3.4618 | 2.978 | 3.0192 | 0.00010507
6879 | 3.854e-05 | 0.027269 | 3.4267 | 2.9777 | 3.0192 | 0.00010427
6880 | 3.3323e-05 | 0.022706 | 3.3951 | 2.9774 | 3.0192 | 0.00010308
6881 | 5.6762e-05 | 0.019361 | 3.3653 | 2.9771 | 3.0192 | 0.00010402
6882 | 4.5492e-05 | 0.015199 | 3.323 | 2.9768 | 3.0192 | 0.00010408
6883 | 8.6898e-05 | 0.013215 | 3.3022 | 2.9765 | 3.0192 | 0.00010578
6884 | 0.00010883 | 0.01353 | 3.3048 | 2.9762 | 3.0192 | 0.00010292
6885 | 0.00011347 | 0.014689 | 3.3165 | 2.976 | 3.0192 | 9.7908e-05
6886 | 0.00012724 | 0.010176 | 3.264 | 2.9757 | 3.0192 | 0.00010537
6887 | 0.00013109 | 0.0026331 | 3.152 | 2.9754 | 3.0192 | 0.0001058
6888 | 0.00014478 | 0 | 3.0898 | 2.9751 | 3.0192 | 0.00010419
6889 | 0.00015565 | 0 | 3.0235 | 2.9748 | 3.0192 | 0.00010284
6890 | 0.00016577 | 0 | 3.0786 | 2.9745 | 3.0192 | 0.00010551
6891 | 0.00017124 | 0 | 3.0074 | 2.9742 | 3.0192 | 0.000104
6892 | 0.0001816 | 0 | 3.0074 | 2.974 | 3.0192 | 0.00010593
6893 | 0.00018962 | 0 | 2.9893 | 2.9737 | 3.0192 | 0.00010584
6894 | 0.00021004 | 0 | 3.0063 | 2.9734 | 3.0192 | 0.00010441
6895 | 0.00017096 | 0 | 3.0663 | 2.9731 | 3.0192 | 0.00010409
6896 | 0.00010527 | 0.0015589 | 3.1357 | 2.9728 | 3.0192 | 0.00010449
6897 | 8.6842e-05 | 0.0051736 | 3.1865 | 2.9725 | 3.0192 | 0.00010512
6898 | 7.3822e-05 | 0.012688 | 3.2958 | 2.9723 | 3.0192 | 0.00010471
6899 | 7.0232e-05 | 0.02484 | 3.4115 | 2.972 | 3.0192 | 0.00010511
6900 | 7.4918e-05 | 0.036504 | 3.4861 | 2.9717 | 3.0192 | 0.00010522
6901 | 7.5436e-05 | 0.047385 | 3.5535 | 2.9714 | 3.0192 | 0.00010567
6902 | 7.2317e-05 | 0.036188 | 3.4846 | 2.9711 | 3.0192 | 0.000105
6903 | 5.7104e-05 | 0.022415 | 3.391 | 2.9708 | 3.0192 | 0.00010504
6904 | 5.3178e-05 | 0.02335 | 3.3992 | 2.9705 | 3.0192 | 0.00010452
6905 | 7.4862e-05 | 0.022361 | 3.391 | 2.9703 | 3.0192 | 0.000105
6906 | 8.0716e-05 | 0.018848 | 3.3596 | 2.97 | 3.0192 | 0.00010505
6907 | 0.00010972 | 0.020574 | 3.3774 | 2.9697 | 3.0192 | 0.00010608
6908 | 0.00013215 | 0.013623 | 3.3061 | 2.9694 | 3.0192 | 0.00010137
6909 | 0.00014507 | 0.0082659 | 3.2353 | 2.9691 | 3.0192 | 0.00010604
6910 | 0.00015586 | 0.0018832 | 3.1415 | 2.9688 | 3.0192 | 0.00010588
6911 | 0.00016517 | 0 | 3.1091 | 2.9686 | 3.0192 | 0.00010571
6912 | 0.00018135 | 0.0032119 | 3.1591 | 2.9683 | 3.0192 | 0.00010445
6913 | 0.00018777 | 0 | 3.0864 | 2.968 | 3.0192 | 0.00010589
6914 | 0.00019369 | 0 | 3.0596 | 2.9677 | 3.0192 | 0.00010631
6915 | 0.00019944 | 0 | 3.0876 | 2.9674 | 3.0192 | 0.00010614
6916 | 0.00020516 | 0 | 3.1091 | 2.9671 | 3.0192 | 0.00010405
6917 | 0.00021731 | 0.0026331 | 3.152 | 2.9669 | 3.0192 | 0.00010589
6918 | 0.00022829 | 0.00077426 | 3.1206 | 2.9666 | 3.0192 | 0.00010617
6919 | 0.00018488 | 0.0037558 | 3.1662 | 2.9663 | 3.0192 | 0.00010481
6920 | 0.00013344 | 0.014431 | 3.3152 | 2.966 | 3.0192 | 0.00010526
6921 | 0.00010523 | 0.019327 | 3.3653 | 2.9657 | 3.0192 | 0.0001055
6922 | 8.7199e-05 | 0.03344 | 3.4689 | 2.9654 | 3.0192 | 0.00010514
6923 | 8.2068e-05 | 0.042544 | 3.5224 | 2.9652 | 3.0192 | 0.00010579
6924 | 7.7313e-05 | 0.044262 | 3.5327 | 2.9649 | 3.0192 | 0.00010582
6925 | 8.279e-05 | 0.05496 | 3.5943 | 2.9646 | 3.0192 | 0.00010595
6926 | 8.2412e-05 | 0.055534 | 3.5958 | 2.9643 | 3.0192 | 0.00010405
6927 | 6.3474e-05 | 0.050617 | 3.576 | 2.964 | 3.0192 | 0.00010554
6928 | 5.8916e-05 | 0.035822 | 3.4832 | 2.9637 | 3.0192 | 0.000105
6929 | 5.4061e-05 | 0.0093303 | 3.2527 | 2.9635 | 3.0192 | 0.00010547
6930 | 7.842e-05 | 0.0016584 | 3.1357 | 2.9632 | 3.0192 | 0.00010505
6931 | 0.00012227 | 0 | 3.0786 | 2.9629 | 3.0192 | 0.00010172
6932 | 0.00015312 | 0.0036185 | 3.165 | 2.9626 | 3.0192 | 0.00010645
6933 | 0.00016132 | 0.00257 | 3.1497 | 2.9623 | 3.0192 | 0.00010595
6934 | 0.00016908 | 0.0056237 | 3.1949 | 2.962 | 3.0192 | 0.00010339
6935 | 0.00017255 | 0.0093382 | 3.2527 | 2.9618 | 3.0192 | 0.00010627
6936 | 0.00017976 | 0.0061179 | 3.2046 | 2.9615 | 3.0192 | 0.00010626
6937 | 0.00018351 | 0.0043421 | 3.1757 | 2.9612 | 3.0192 | 0.00010644
6938 | 0.00018985 | 0.0022544 | 3.1462 | 2.9609 | 3.0192 | 0.00010448
6939 | 0.00019583 | 0.0005672 | 3.1172 | 2.9606 | 3.0192 | 0.00010643
6940 | 0.00020414 | 0 | 3.1069 | 2.9603 | 3.0192 | 0.00010631
6941 | 0.00022023 | 0 | 3.1023 | 2.9601 | 3.0192 | 0.00010662
6942 | 0.00023716 | 0 | 3.0955 | 2.9598 | 3.0192 | 0.00010379
6943 | 0.00020088 | 0.00055274 | 3.1172 | 2.9595 | 3.0192 | 0.00010531
6944 | 0.00013069 | 0.015847 | 3.3309 | 2.9592 | 3.0192 | 0.00010526
6945 | 0.00010868 | 0.042745 | 3.5268 | 2.9589 | 3.0192 | 0.00010587
6946 | 6.7918e-05 | 0.065321 | 3.6407 | 2.9586 | 3.0192 | 0.00010466
6947 | 5.1039e-05 | 0.079682 | 3.7373 | 2.9584 | 3.0192 | 0.00010545
6948 | 4.7308e-05 | 0.070988 | 3.6739 | 2.9581 | 3.0192 | 0.00010528
6949 | 4.6123e-05 | 0.06757 | 3.6549 | 2.9578 | 3.0192 | 0.00010333
6950 | 4.4651e-05 | 0.052477 | 3.5851 | 2.9575 | 3.0192 | 0.00010338
6951 | 3.8737e-05 | 0.048013 | 3.558 | 2.9572 | 3.0192 | 9.9197e-05
6952 | 3.6134e-05 | 0.045893 | 3.5431 | 2.957 | 3.0192 | 9.9303e-05
6953 | 5.5023e-05 | 0.041627 | 3.518 | 2.9567 | 3.0192 | 0.00010388
6954 | 5.4373e-05 | 0.0346 | 3.476 | 2.9564 | 3.0192 | 0.00010678
6955 | 6.2732e-05 | 0.027478 | 3.4281 | 2.9561 | 3.0192 | 0.00010904
6956 | 0.00010642 | 0.025366 | 3.4143 | 2.9558 | 3.0192 | 0.00010589
6957 | 0.00012032 | 0.024164 | 3.406 | 2.9555 | 3.0192 | 0.00010596
6958 | 0.00013953 | 0.016069 | 3.3335 | 2.9553 | 3.0192 | 0.00010617
6959 | 0.00015642 | 0.011201 | 3.2779 | 2.955 | 3.0192 | 0.00010616
6960 | 0.00017536 | 0.010755 | 3.2716 | 2.9547 | 3.0192 | 0.0001022
6961 | 0.00018527 | 0.010059 | 3.2627 | 2.9544 | 3.0192 | 0.00010477
6962 | 0.00019231 | 0.0071038 | 3.2168 | 2.9541 | 3.0192 | 0.000106
6963 | 0.00019475 | 0.0077634 | 3.2291 | 2.9539 | 3.0192 | 0.00010634
6964 | 0.000202 | 0.0028385 | 3.1532 | 2.9536 | 3.0192 | 0.00010565
6965 | 0.00020973 | 0.0059446 | 3.201 | 2.9533 | 3.0192 | 0.00010631
6966 | 0.00023011 | 0.0028969 | 3.1567 | 2.953 | 3.0192 | 0.00010658
6967 | 0.00018386 | 0.012123 | 3.2859 | 2.9527 | 3.0192 | 0.00010476
6968 | 0.0001302 | 0.012454 | 3.2932 | 2.9525 | 3.0192 | 0.00010473
6969 | 9.8415e-05 | 0.012141 | 3.2868 | 2.9522 | 3.0192 | 0.00010557
6970 | 7.3293e-05 | 0.020371 | 3.3761 | 2.9519 | 3.0192 | 0.00010501
6971 | 6.4512e-05 | 0.041762 | 3.5195 | 2.9516 | 3.0192 | 0.00010533
6972 | 6.2778e-05 | 0.050131 | 3.57 | 2.9513 | 3.0192 | 0.00010483
6973 | 6.3268e-05 | 0.048081 | 3.558 | 2.951 | 3.0192 | 0.00010354
6974 | 5.5802e-05 | 0.036001 | 3.4832 | 2.9508 | 3.0192 | 0.00010788
6975 | 5.0734e-05 | 0.031216 | 3.4533 | 2.9505 | 3.0192 | 0.00010029
6976 | 5.9908e-05 | 0.021301 | 3.3829 | 2.9502 | 3.0192 | 0.00010331
6977 | 6.8213e-05 | 0.0049699 | 3.1817 | 2.9499 | 3.0192 | 0.00010787
6978 | 5.9084e-05 | 0.0021983 | 3.1462 | 2.9496 | 3.0192 | 0.00010906
6979 | 9.0811e-05 | 0.0006154 | 3.1172 | 2.9494 | 3.0192 | 0.00011436
6980 | 0.00012354 | 0 | 3.001 | 2.9491 | 3.0192 | 0.00010814
6981 | 0.00014937 | 0 | 3.0333 | 2.9488 | 3.0192 | 0.00010809
6982 | 0.0001661 | 0 | 2.9725 | 2.9485 | 3.0192 | 0.00010834
6983 | 0.00017945 | 0 | 3.0117 | 2.9482 | 3.0192 | 0.00010598
6984 | 0.00019452 | 0 | 3.0842 | 2.948 | 3.0192 | 0.00010819
6985 | 0.00019656 | 0 | 2.9292 | 2.9477 | 3.0192 | 0.00010765
6986 | 0.00020327 | 0 | 3.0063 | 2.9474 | 3.0192 | 0.0001078
6987 | 0.00020624 | 0 | 3.0541 | 2.9471 | 3.0192 | 0.00010693
6988 | 0.00020683 | 0 | 3.0652 | 2.9468 | 3.0192 | 0.00010779
6989 | 0.00020983 | 0 | 3.0541 | 2.9466 | 3.0192 | 0.00010785
6990 | 0.00022537 | 0 | 3.0842 | 2.9463 | 3.0192 | 0.00010783
6991 | 0.00017446 | 0.001174 | 3.1287 | 2.946 | 3.0192 | 0.00010605
6992 | 0.00015583 | 0.0018832 | 3.1415 | 2.9457 | 3.0192 | 0.00010571
6993 | 0.0001103 | 0.0028566 | 3.1532 | 2.9454 | 3.0192 | 0.00010763
6994 | 0.00010361 | 0.004146 | 3.1721 | 2.9452 | 3.0192 | 0.00010691
6995 | 0.00010408 | 0.0041775 | 3.1721 | 2.9449 | 3.0192 | 0.00010591
6996 | 0.0001036 | 0.0070432 | 3.2168 | 2.9446 | 3.0192 | 0.00010698
6997 | 0.00010911 | 0.0055684 | 3.1925 | 2.9443 | 3.0192 | 0.00010684
6998 | 0.00011925 | 0.0082054 | 3.2353 | 2.944 | 3.0192 | 0.00010625
6999 | 9.5627e-05 | 0.0065196 | 3.2107 | 2.9438 | 3.0192 | 0.000106
7000 | 9.3195e-05 | 0.0012103 | 3.1299 | 2.9435 | 3.0192 | 0.00010488
7001 | 9.6904e-05 | 0 | 3.0486 | 2.9432 | 3.0192 | 0.00010571
7002 | 0.00010931 | 0 | 2.9893 | 2.9429 | 3.0192 | 0.00010603
7003 | 0.00017969 | 0 | 2.9704 | 2.9426 | 3.0192 | 0.00010607
7004 | 0.00019583 | 0 | 2.9476 | 2.9424 | 3.0192 | 0.00010564
7005 | 0.00021788 | 0 | 2.9262 | 2.9421 | 3.0192 | 0.00010661
7006 | 0.00022126 | 0 | 2.8735 | 2.9418 | 3.0192 | 0.00010622
7007 | 0.00022807 | 0 | 2.8579 | 2.9415 | 3.0192 | 0.00010532
7008 | 0.00023399 | 0 | 2.8686 | 2.9413 | 3.0192 | 0.00010633
7009 | 0.00023227 | 0 | 2.8657 | 2.941 | 3.0192 | 0.0001063
7010 | 0.00022898 | 0 | 2.8349 | 2.9407 | 3.0192 | 0.00010684
7011 | 0.00022684 | 0 | 2.8114 | 2.9404 | 3.0192 | 0.00010684
7012 | 0.00022792 | 0 | 2.7983 | 2.9401 | 3.0192 | 0.00010676
7013 | 0.00024375 | 0 | 2.7956 | 2.9399 | 3.0192 | 0.00010678
7014 | 0.00023361 | 0 | 2.7909 | 2.9396 | 3.0192 | 0.0001069
7015 | 0.00021187 | 0 | 2.8189 | 2.9393 | 3.0192 | 0.00010506
7016 | 0.00016187 | 0 | 2.8823 | 2.939 | 3.0192 | 0.00010525
7017 | 0.0001333 | 0 | 2.9756 | 2.9387 | 3.0192 | 0.0001057
7018 | 0.00013499 | 0 | 3.0774 | 2.9385 | 3.0192 | 0.00010609
7019 | 0.00013322 | 0.0027186 | 3.152 | 2.9382 | 3.0192 | 0.00010656
7020 | 0.00011006 | 0.0088541 | 3.2452 | 2.9379 | 3.0192 | 0.00010564
7021 | 0.00010206 | 0.01506 | 3.3204 | 2.9376 | 3.0192 | 0.00010592
7022 | 9.2748e-05 | 0.012869 | 3.2971 | 2.9374 | 3.0192 | 0.00010613
7023 | 8.5008e-05 | 0.0083116 | 3.2377 | 2.9371 | 3.0192 | 0.00010549
7024 | 8.9187e-05 | 0.0057637 | 3.1961 | 2.9368 | 3.0192 | 0.00010487
7025 | 7.9873e-05 | 0.0052472 | 3.1877 | 2.9365 | 3.0192 | 0.00010548
7026 | 8.8036e-05 | 0.0041775 | 3.1721 | 2.9362 | 3.0192 | 0.00010508
7027 | 0.00013304 | 0.0024925 | 3.1473 | 2.936 | 3.0192 | 0.00010512
7028 | 0.00016374 | 0 | 3.1057 | 2.9357 | 3.0192 | 0.00010658
7029 | 0.0001734 | 0 | 3.0921 | 2.9354 | 3.0192 | 0.00010679
7030 | 0.00017678 | 0 | 3.0289 | 2.9351 | 3.0192 | 0.00010683
7031 | 0.00017984 | 0 | 3.0596 | 2.9349 | 3.0192 | 0.00010671
7032 | 0.0001876 | 0 | 3.0224 | 2.9346 | 3.0192 | 0.00010657
7033 | 0.000191 | 0 | 3.0977 | 2.9343 | 3.0192 | 0.00010699
7034 | 0.00019204 | 0 | 3.0563 | 2.934 | 3.0192 | 0.00010166
7035 | 0.00019534 | 0 | 3.0674 | 2.9337 | 3.0192 | 0.0001065
7036 | 0.00020357 | 0.0017463 | 3.138 | 2.9335 | 3.0192 | 0.00010533
7037 | 0.00021671 | 0 | 3.0876 | 2.9332 | 3.0192 | 0.00010444
7038 | 0.00021353 | 0 | 3.0138 | 2.9329 | 3.0192 | 0.00010705
7039 | 0.00016791 | 0 | 2.9548 | 2.9326 | 3.0192 | 0.00010509
7040 | 0.00012541 | 0 | 3.0763 | 2.9324 | 3.0192 | 0.00010556
7041 | 0.00010636 | 0.0078861 | 3.2316 | 2.9321 | 3.0192 | 0.00010588
7042 | 8.8784e-05 | 0.014823 | 3.3191 | 2.9318 | 3.0192 | 0.00010612
7043 | 7.496e-05 | 0.021348 | 3.3842 | 2.9315 | 3.0192 | 0.00010578
7044 | 7.0689e-05 | 0.028516 | 3.4351 | 2.9312 | 3.0192 | 0.00010648
7045 | 7.432e-05 | 0.037682 | 3.4947 | 2.931 | 3.0192 | 0.00010627
7046 | 6.3212e-05 | 0.035909 | 3.4832 | 2.9307 | 3.0192 | 0.00010655
7047 | 5.1377e-05 | 0.029949 | 3.4477 | 2.9304 | 3.0192 | 0.00010595
7048 | 6.3713e-05 | 0.023529 | 3.4019 | 2.9301 | 3.0192 | 0.00010537
7049 | 6.2532e-05 | 0.019084 | 3.3653 | 2.9299 | 3.0192 | 0.00010555
7050 | 7.198e-05 | 0.014082 | 3.3113 | 2.9296 | 3.0192 | 0.00010546
7051 | 9.88e-05 | 0.0098176 | 3.2602 | 2.9293 | 3.0192 | 0.0001027
7052 | 0.00012564 | 0.0067423 | 3.2119 | 2.929 | 3.0192 | 0.00010521
7053 | 0.00014103 | 0.0057643 | 3.1961 | 2.9288 | 3.0192 | 0.0001066
7054 | 0.00015316 | 0.0023808 | 3.1473 | 2.9285 | 3.0192 | 0.00010676
7055 | 0.00016236 | 0.0021983 | 3.1462 | 2.9282 | 3.0192 | 0.00010615
7056 | 0.00018621 | 0.00087752 | 3.1218 | 2.9279 | 3.0192 | 0.00010723
7057 | 0.00020033 | 0 | 3.073 | 2.9276 | 3.0192 | 0.00010667
7058 | 0.00021116 | 0 | 3.0819 | 2.9274 | 3.0192 | 0.00010622
7059 | 0.00021619 | 0 | 3.0674 | 2.9271 | 3.0192 | 0.00010669
7060 | 0.00021729 | 0 | 3.0819 | 2.9268 | 3.0192 | 0.00010621
7061 | 0.00023238 | 0 | 3.0652 | 2.9265 | 3.0192 | 0.00010727
7062 | 0.00022366 | 0 | 2.9861 | 2.9263 | 3.0192 | 0.00010735
7063 | 0.00018096 | 0 | 3.0398 | 2.926 | 3.0192 | 0.00010538
7064 | 0.00012684 | 0.0089137 | 3.2464 | 2.9257 | 3.0192 | 0.00010614
7065 | 0.00011405 | 0.018887 | 3.36 | 2.9254 | 3.0192 | 0.00010669
7066 | 7.449e-05 | 0.043214 | 3.5283 | 2.9252 | 3.0192 | 0.00010588
7067 | 5.1751e-05 | 0.049131 | 3.5655 | 2.9249 | 3.0192 | 0.00010569
7068 | 5.1101e-05 | 0.041437 | 3.5151 | 2.9246 | 3.0192 | 0.00010589
7069 | 5.1792e-05 | 0.037875 | 3.4947 | 2.9243 | 3.0192 | 0.00010576
7070 | 6.3302e-05 | 0.036329 | 3.4846 | 2.9241 | 3.0192 | 0.0001061
7071 | 4.6115e-05 | 0.027729 | 3.4309 | 2.9238 | 3.0192 | 0.00010532
7072 | 4.589e-05 | 0.022402 | 3.391 | 2.9235 | 3.0192 | 0.00010511
7073 | 5.1451e-05 | 0.0068683 | 3.2168 | 2.9232 | 3.0192 | 0.00010561
7074 | 7.5327e-05 | 0.0055497 | 3.1913 | 2.923 | 3.0192 | 0.00010599
7075 | 0.00010563 | 0 | 3.0246 | 2.9227 | 3.0192 | 0.00010568
7076 | 0.00014568 | 0 | 3.0475 | 2.9224 | 3.0192 | 0.00010674
7077 | 0.00016197 | 0 | 3.0596 | 2.9221 | 3.0192 | 0.0001073
7078 | 0.0001735 | 0 | 3.016 | 2.9219 | 3.0192 | 0.00010729
7079 | 0.00017849 | 0 | 3.0106 | 2.9216 | 3.0192 | 0.00010527
7080 | 0.00019429 | 0 | 3.0431 | 2.9213 | 3.0192 | 0.00010751
7081 | 0.00019628 | 0 | 2.9904 | 2.9211 | 3.0192 | 0.00010693
7082 | 0.00020019 | 0 | 2.9652 | 2.9208 | 3.0192 | 0.0001069
7083 | 0.00020963 | 0 | 3.0268 | 2.9206 | 3.0192 | 0.00010734
7084 | 0.00020526 | 0 | 2.9538 | 2.9203 | 3.0192 | 0.00010731
7085 | 0.00020589 | 0 | 2.8833 | 2.92 | 3.0192 | 0.00010736
7086 | 0.00022172 | 0 | 2.9756 | 2.9198 | 3.0192 | 0.00010743
7087 | 0.00019593 | 0 | 3.0333 | 2.9195 | 3.0192 | 0.00010547
7088 | 0.00014563 | 0 | 3.0786 | 2.9193 | 3.0192 | 0.00010601
7089 | 0.00010111 | 0.0032631 | 3.1591 | 2.919 | 3.0192 | 0.00010622
7090 | 9.3324e-05 | 0.0098442 | 3.2615 | 2.9187 | 3.0192 | 0.00010656
7091 | 9.7746e-05 | 0.018408 | 3.3587 | 2.9185 | 3.0192 | 0.00010638
7092 | 8.9736e-05 | 0.03398 | 3.4703 | 2.9182 | 3.0192 | 0.00010698
7093 | 8.7097e-05 | 0.039407 | 3.5049 | 2.918 | 3.0192 | 0.00010717
7094 | 7.7257e-05 | 0.043802 | 3.5297 | 2.9177 | 3.0192 | 0.00010703
7095 | 6.4576e-05 | 0.038355 | 3.4976 | 2.9175 | 3.0192 | 0.00010633
7096 | 6.0127e-05 | 0.031699 | 3.459 | 2.9172 | 3.0192 | 0.00010551
7097 | 5.0142e-05 | 0.018387 | 3.3587 | 2.9169 | 3.0192 | 0.00010585
7098 | 7.7413e-05 | 0.016344 | 3.3374 | 2.9167 | 3.0192 | 0.00010607
7099 | 0.00011997 | 0.02437 | 3.4074 | 2.9164 | 3.0192 | 0.00010733
7100 | 0.0001384 | 0.021112 | 3.3829 | 2.9162 | 3.0192 | 0.00010598
7101 | 0.00015221 | 0.019816 | 3.3694 | 2.9159 | 3.0192 | 0.00010664
7102 | 0.00016356 | 0.013739 | 3.3074 | 2.9156 | 3.0192 | 0.0001068
7103 | 0.00017143 | 0.018637 | 3.3587 | 2.9154 | 3.0192 | 0.00010715
7104 | 0.00018052 | 0.013627 | 3.3074 | 2.9151 | 3.0192 | 0.00010759
7105 | 0.00018265 | 0.015014 | 3.3204 | 2.9149 | 3.0192 | 0.00010741
7106 | 0.00018955 | 0.0041453 | 3.1709 | 2.9146 | 3.0192 | 0.00010773
7107 | 0.00019796 | 0.0034166 | 3.1638 | 2.9144 | 3.0192 | 0.0001077
7108 | 0.00020992 | 0.010644 | 3.2703 | 2.9141 | 3.0192 | 0.00010734
7109 | 0.00020242 | 0.0094029 | 3.2527 | 2.9138 | 3.0192 | 0.00010763
7110 | 0.0002198 | 0.01484 | 3.3191 | 2.9136 | 3.0192 | 0.00010705
7111 | 0.00018286 | 0.017619 | 3.348 | 2.9133 | 3.0192 | 0.00010634
7112 | 0.0001211 | 0.02846 | 3.4351 | 2.9131 | 3.0192 | 0.00010614
7113 | 8.7439e-05 | 0.044065 | 3.5327 | 2.9128 | 3.0192 | 0.0001069
7114 | 7.0151e-05 | 0.050655 | 3.576 | 2.9126 | 3.0192 | 0.00010651
7115 | 6.9225e-05 | 0.048137 | 3.558 | 2.9123 | 3.0192 | 0.00010712
7116 | 7.0779e-05 | 0.060834 | 3.6158 | 2.912 | 3.0192 | 0.0001074
7117 | 7.7297e-05 | 0.046734 | 3.549 | 2.9118 | 3.0192 | 0.00010643
7118 | 7.4113e-05 | 0.040385 | 3.5107 | 2.9115 | 3.0192 | 0.00010728
7119 | 6.0497e-05 | 0.030841 | 3.4519 | 2.9113 | 3.0192 | 0.00010696
7120 | 6.0959e-05 | 0.024026 | 3.4033 | 2.911 | 3.0192 | 0.00010634
7121 | 6.4714e-05 | 0.012912 | 3.2971 | 2.9108 | 3.0192 | 0.00010694
7122 | 0.00010937 | 0.011361 | 3.2779 | 2.9105 | 3.0192 | 0.00010702
7123 | 0.00012595 | 0.013269 | 3.3022 | 2.9102 | 3.0192 | 0.00010401
7124 | 0.00014917 | 0.0085808 | 3.2415 | 2.91 | 3.0192 | 0.00010764
7125 | 0.00016451 | 0.0072498 | 3.2217 | 2.9097 | 3.0192 | 0.00010778
7126 | 0.00017826 | 0.0026221 | 3.1509 | 2.9095 | 3.0192 | 0.00010784
7127 | 0.00019188 | 0.006416 | 3.2095 | 2.9092 | 3.0192 | 0.00010756
7128 | 0.00020258 | 0.0084808 | 3.2402 | 2.909 | 3.0192 | 0.00010778
7129 | 0.00020382 | 0.0084936 | 3.2402 | 2.9087 | 3.0192 | 0.00010751
7130 | 0.00020616 | 0.0075825 | 3.2279 | 2.9085 | 3.0192 | 0.00010735
7131 | 0.00020904 | 0.0085116 | 3.2402 | 2.9082 | 3.0192 | 0.00010795
7132 | 0.0002148 | 0.011141 | 3.2754 | 2.9079 | 3.0192 | 0.00010734
7133 | 0.00021692 | 0.011002 | 3.2741 | 2.9077 | 3.0192 | 0.0001079
7134 | 0.00022653 | 0.01067 | 3.2703 | 2.9074 | 3.0192 | 0.00010801
7135 | 0.00020088 | 0.0094831 | 3.2539 | 2.9072 | 3.0192 | 0.00010713
7136 | 0.0001451 | 0.012796 | 3.2958 | 2.9069 | 3.0192 | 0.00010681
7137 | 0.00012182 | 0.022212 | 3.391 | 2.9067 | 3.0192 | 0.00010754
7138 | 0.00010046 | 0.017409 | 3.3467 | 2.9064 | 3.0192 | 0.00010681
7139 | 9.7167e-05 | 0.022291 | 3.391 | 2.9061 | 3.0192 | 0.00010776
7140 | 0.00010448 | 0.028085 | 3.4337 | 2.9059 | 3.0192 | 0.00010752
7141 | 0.00010708 | 0.031465 | 3.4533 | 2.9056 | 3.0192 | 0.00010746
7142 | 9.9543e-05 | 0.031359 | 3.4533 | 2.9054 | 3.0192 | 0.00010772
7143 | 8.4345e-05 | 0.027647 | 3.4295 | 2.9051 | 3.0192 | 0.00010749
7144 | 7.2739e-05 | 0.011321 | 3.2779 | 2.9049 | 3.0192 | 0.00010729
7145 | 7.9444e-05 | 0 | 3.0831 | 2.9046 | 3.0192 | 0.00010677
7146 | 0.00012869 | 0 | 2.9946 | 2.9044 | 3.0192 | 0.00010582
7147 | 0.00016996 | 0 | 3.0376 | 2.9041 | 3.0192 | 0.00010378
7148 | 0.00019927 | 0 | 2.9652 | 2.9038 | 3.0192 | 0.00010725
7149 | 0.00021176 | 0 | 2.9756 | 2.9036 | 3.0192 | 0.00010803
7150 | 0.00022203 | 0 | 2.9662 | 2.9033 | 3.0192 | 0.0001079
7151 | 0.00022521 | 0 | 2.8531 | 2.9031 | 3.0192 | 0.00010797
7152 | 0.00023923 | 0 | 2.8236 | 2.9028 | 3.0192 | 0.0001052
7153 | 0.00024648 | 0 | 2.7946 | 2.9026 | 3.0192 | 0.00010697
7154 | 0.00025193 | 0 | 2.8011 | 2.9023 | 3.0192 | 0.00010705
7155 | 0.00025542 | 0 | 2.8058 | 2.9021 | 3.0192 | 0.00010802
7156 | 0.00025954 | 0 | 2.7919 | 2.9018 | 3.0192 | 0.00010534
7157 | 0.0002602 | 0 | 2.8123 | 2.9015 | 3.0192 | 0.00010798
7158 | 0.00027993 | 0 | 2.8067 | 2.9013 | 3.0192 | 0.00010561
7159 | 0.00025456 | 0 | 2.8473 | 2.901 | 3.0192 | 0.00010722
7160 | 0.00018301 | 0 | 2.9988 | 2.9008 | 3.0192 | 0.00010775
7161 | 0.00014973 | 0.0042805 | 3.1733 | 2.9005 | 3.0192 | 0.00010735
7162 | 0.00014224 | 0.009515 | 3.2552 | 2.9003 | 3.0192 | 0.00010697
7163 | 0.00012282 | 0.028878 | 3.4365 | 2.9 | 3.0192 | 0.0001067
7164 | 0.000111 | 0.05296 | 3.5851 | 2.8998 | 3.0192 | 0.00010801
7165 | 0.0001109 | 0.072959 | 3.6852 | 2.8995 | 3.0192 | 0.00010739
7166 | 9.1573e-05 | 0.067362 | 3.6549 | 2.8992 | 3.0192 | 0.00010782
7167 | 7.8484e-05 | 0.065841 | 3.647 | 2.899 | 3.0192 | 0.00010721
7168 | 6.0975e-05 | 0.025678 | 3.4157 | 2.8987 | 3.0192 | 0.00010698
7169 | 5.9875e-05 | 0.019567 | 3.3653 | 2.8985 | 3.0192 | 0.00010689
7170 | 8.2709e-05 | 0.00919 | 3.2502 | 2.8982 | 3.0192 | 0.00010742
7171 | 0.00011046 | 0.0061567 | 3.2046 | 2.898 | 3.0192 | 0.00010832
7172 | 0.00014011 | 0.0028198 | 3.1532 | 2.8977 | 3.0192 | 0.00010834
7173 | 0.0001598 | 0.0017401 | 3.1368 | 2.8975 | 3.0192 | 0.00010811
7174 | 0.00015697 | 0.0018385 | 3.1403 | 2.8972 | 3.0192 | 0.00010815
7175 | 0.00015811 | 0.00062987 | 3.1172 | 2.897 | 3.0192 | 0.00010818
7176 | 0.00016719 | 0.0023287 | 3.1462 | 2.8967 | 3.0192 | 0.00010826
7177 | 0.00016614 | 0 | 3.0943 | 2.8964 | 3.0192 | 0.0001082
7178 | 0.00017476 | 0 | 3.0921 | 2.8962 | 3.0192 | 0.00010823
7179 | 0.00017948 | 0 | 3.0797 | 2.8959 | 3.0192 | 0.00010816
7180 | 0.00017785 | 0.0010566 | 3.1252 | 2.8957 | 3.0192 | 0.00010821
7181 | 0.00019457 | 0.00059773 | 3.1172 | 2.8954 | 3.0192 | 0.00010825
7182 | 0.00018888 | 0 | 3.0887 | 2.8952 | 3.0192 | 0.00010812
7183 | 0.00015399 | 0 | 3.0442 | 2.8949 | 3.0192 | 0.00010662
7184 | 0.00013069 | 0.0048766 | 3.1817 | 2.8947 | 3.0192 | 0.00010669
7185 | 9.0039e-05 | 0.020726 | 3.3774 | 2.8944 | 3.0192 | 0.00010743
7186 | 6.5632e-05 | 0.046771 | 3.549 | 2.8942 | 3.0192 | 0.00010655
7187 | 5.4274e-05 | 0.065898 | 3.647 | 2.8939 | 3.0192 | 0.00010628
7188 | 4.0575e-05 | 0.078506 | 3.7307 | 2.8937 | 3.0192 | 0.00010445
7189 | 4.81e-05 | 0.083568 | 3.7656 | 2.8934 | 3.0192 | 0.00010431
7190 | 4.193e-05 | 0.086013 | 3.7791 | 2.8931 | 3.0192 | 0.00010489
7191 | 2.8019e-05 | 0.070499 | 3.6708 | 2.8929 | 3.0192 | 0.00010261
7192 | 2.1411e-05 | 0.053003 | 3.5851 | 2.8926 | 3.0192 | 0.00010032
7193 | 2.3237e-05 | 0.045511 | 3.5416 | 2.8924 | 3.0192 | 0.00010702
7194 | 2.1135e-05 | 0.038369 | 3.4976 | 2.8921 | 3.0192 | 0.00010955
7195 | 3.6572e-05 | 0.024753 | 3.4101 | 2.8919 | 3.0192 | 0.00011867
7196 | 5.8727e-05 | 0.025518 | 3.4157 | 2.8916 | 3.0192 | 0.00011146
7197 | 7.0948e-05 | 0.014363 | 3.3139 | 2.8914 | 3.0192 | 0.00010927
7198 | 7.471e-05 | 0.014307 | 3.3139 | 2.8911 | 3.0192 | 0.00010882
7199 | 8.9626e-05 | 0.0064056 | 3.2058 | 2.8909 | 3.0192 | 0.00010902
7200 | 0.00011924 | 0.020561 | 3.3774 | 2.8906 | 3.0192 | 0.00010753
7201 | 0.00013072 | 0.017749 | 3.3493 | 2.8904 | 3.0192 | 0.00010906
7202 | 0.00013874 | 0.012384 | 3.292 | 2.8901 | 3.0192 | 0.00010866
7203 | 0.00015129 | 0.0046135 | 3.1769 | 2.8899 | 3.0192 | 0.00010681
7204 | 0.00016976 | 0.001926 | 3.1415 | 2.8896 | 3.0192 | 0.00010707
7205 | 0.00017774 | 0 | 3.1114 | 2.8893 | 3.0192 | 0.00010738
7206 | 0.00021334 | 0 | 3.0955 | 2.8891 | 3.0192 | 0.0001082
7207 | 0.00016097 | 0.00040334 | 3.116 | 2.8888 | 3.0192 | 0.00010647
7208 | 0.00010542 | 0.010184 | 3.264 | 2.8886 | 3.0192 | 0.00010691
7209 | 7.3783e-05 | 0.041025 | 3.5136 | 2.8883 | 3.0192 | 0.00010714
7210 | 4.1923e-05 | 0.084088 | 3.7673 | 2.8881 | 3.0192 | 0.00010631
7211 | 2.9648e-05 | 0.097958 | 3.8549 | 2.8878 | 3.0192 | 0.00010692
7212 | 2.6413e-05 | 0.10421 | 3.9065 | 2.8876 | 3.0192 | 0.00010716
7213 | 2.2845e-05 | 0.099488 | 3.869 | 2.8873 | 3.0192 | 0.00010645
7214 | 2.4386e-05 | 0.10183 | 3.8832 | 2.8871 | 3.0192 | 0.00010694
7215 | 1.6791e-05 | 0.085004 | 3.7723 | 2.8868 | 3.0192 | 0.00010522
7216 | 1.58e-05 | 0.053474 | 3.5897 | 2.8866 | 3.0192 | 0.00010261
7217 | 2.6569e-05 | 0.089256 | 3.8029 | 2.8863 | 3.0192 | 0.00010419
7218 | 3.4966e-05 | 0.080853 | 3.7472 | 2.8861 | 3.0192 | 0.00011036
7219 | 6.0303e-05 | 0.072389 | 3.6819 | 2.8858 | 3.0192 | 0.00010775
7220 | 8.6426e-05 | 0.06189 | 3.6251 | 2.8856 | 3.0192 | 0.0001073
7221 | 0.00011167 | 0.059577 | 3.6112 | 2.8853 | 3.0192 | 0.00010588
7222 | 0.00013632 | 0.047167 | 3.5505 | 2.8851 | 3.0192 | 0.00010681
7223 | 0.0001439 | 0.033955 | 3.4703 | 2.8848 | 3.0192 | 0.00010846
7224 | 0.00015587 | 0.015499 | 3.3269 | 2.8845 | 3.0192 | 0.00010793
7225 | 0.00017154 | 0.0083464 | 3.239 | 2.8843 | 3.0192 | 0.00010813
7226 | 0.00018855 | 0.0071 | 3.2168 | 2.884 | 3.0192 | 0.00010848
7227 | 0.00020402 | 0 | 3.108 | 2.8838 | 3.0192 | 0.00010809
7228 | 0.00021881 | 0 | 3.0652 | 2.8835 | 3.0192 | 0.00010691
7229 | 0.00023329 | 0 | 2.9946 | 2.8833 | 3.0192 | 0.00010669
7230 | 0.00026534 | 0 | 3.0235 | 2.883 | 3.0192 | 0.00010832
7231 | 0.00024419 | 0 | 3.0192 | 2.8828 | 3.0192 | 0.00010752
7232 | 0.00017921 | 0.00028392 | 3.1149 | 2.8825 | 3.0192 | 0.00010797
7233 | 0.00012921 | 0.014454 | 3.3152 | 2.8823 | 3.0192 | 0.00010818
7234 | 8.4429e-05 | 0.036585 | 3.489 | 2.882 | 3.0192 | 0.00010746
7235 | 5.9119e-05 | 0.057618 | 3.6065 | 2.8818 | 3.0192 | 0.00010783
7236 | 5.4443e-05 | 0.078639 | 3.7307 | 2.8815 | 3.0192 | 0.00010793
7237 | 5.9359e-05 | 0.078732 | 3.7307 | 2.8813 | 3.0192 | 0.00010675
7238 | 4.7643e-05 | 0.087096 | 3.7858 | 2.881 | 3.0192 | 0.00010745
7239 | 3.5895e-05 | 0.081086 | 3.7489 | 2.8808 | 3.0192 | 0.00010698
7240 | 2.7598e-05 | 0.049085 | 3.5655 | 2.8805 | 3.0192 | 0.00010567
7241 | 4.0809e-05 | 0.030361 | 3.4505 | 2.8803 | 3.0192 | 0.00010613
7242 | 5.2438e-05 | 0.017695 | 3.348 | 2.88 | 3.0192 | 0.00010799
7243 | 0.00011015 | 0.0088138 | 3.2452 | 2.8798 | 3.0192 | 0.00010838
7244 | 0.00014163 | 0.0081059 | 3.234 | 2.8795 | 3.0192 | 0.00010889
7245 | 0.00016839 | 0.0094831 | 3.2539 | 2.8793 | 3.0192 | 0.00010817
7246 | 0.00017173 | 0.0073869 | 3.2217 | 2.879 | 3.0192 | 0.00010797
7247 | 0.00017872 | 0.009334 | 3.2527 | 2.8788 | 3.0192 | 0.00010873
7248 | 0.00018601 | 0.016657 | 3.3401 | 2.8785 | 3.0192 | 0.00010884
7249 | 0.00018293 | 0.015626 | 3.3269 | 2.8783 | 3.0192 | 0.00010825
7250 | 0.00018431 | 0.010146 | 3.2627 | 2.878 | 3.0192 | 0.0001062
7251 | 0.00019072 | 0.0087056 | 3.2452 | 2.8778 | 3.0192 | 0.00010835
7252 | 0.00020102 | 0.0061131 | 3.2046 | 2.8775 | 3.0192 | 0.00010862
7253 | 0.00020782 | 0 | 3.1114 | 2.8773 | 3.0192 | 0.00010809
7254 | 0.00024344 | 0.0017462 | 3.1392 | 2.877 | 3.0192 | 0.00010715
7255 | 0.00019 | 0.0017462 | 3.1392 | 2.8767 | 3.0192 | 0.00010806
7256 | 0.00014066 | 0.011243 | 3.2779 | 2.8764 | 3.0192 | 0.0001082
7257 | 0.00011094 | 0.03481 | 3.4775 | 2.8761 | 3.0192 | 0.00010815
7258 | 7.3894e-05 | 0.052564 | 3.5851 | 2.8758 | 3.0192 | 0.00010768
7259 | 5.8002e-05 | 0.074288 | 3.6932 | 2.8755 | 3.0192 | 0.00010825
7260 | 5.6308e-05 | 0.084664 | 3.7706 | 2.8752 | 3.0192 | 0.00010838
7261 | 5.6672e-05 | 0.090785 | 3.8128 | 2.8749 | 3.0192 | 0.00010818
7262 | 4.7231e-05 | 0.083215 | 3.7639 | 2.8746 | 3.0192 | 0.00010808
7263 | 3.8741e-05 | 0.080294 | 3.7423 | 2.8743 | 3.0192 | 0.00010708
7264 | 3.4481e-05 | 0.040166 | 3.5107 | 2.874 | 3.0192 | 0.00010674
7265 | 3.8718e-05 | 0.016854 | 3.3414 | 2.8737 | 3.0192 | 0.00010677
7266 | 6.5117e-05 | 0.010383 | 3.2665 | 2.8734 | 3.0192 | 0.00010798
7267 | 9.6505e-05 | 0.0039445 | 3.1686 | 2.8731 | 3.0192 | 9.9952e-05
7268 | 0.00012096 | 0.0025107 | 3.1497 | 2.8728 | 3.0192 | 0.000108
7269 | 0.00013706 | 0 | 3.1057 | 2.8725 | 3.0192 | 0.00010879
7270 | 0.00014611 | 0.011617 | 3.283 | 2.8722 | 3.0192 | 0.00010889
7271 | 0.00014216 | 0.01997 | 3.3721 | 2.872 | 3.0192 | 0.00010833
7272 | 0.00014291 | 0.0091771 | 3.2489 | 2.8717 | 3.0192 | 0.00010901
7273 | 0.0001538 | 0 | 3.0932 | 2.8714 | 3.0192 | 0.00010852
7274 | 0.00017383 | 0 | 3.0864 | 2.8711 | 3.0192 | 0.00010686
7275 | 0.00018303 | 0 | 3.0497 | 2.8708 | 3.0192 | 0.00010889
7276 | 0.00018229 | 0 | 3.0409 | 2.8705 | 3.0192 | 0.00010899
7277 | 0.00020019 | 0 | 3.0063 | 2.8702 | 3.0192 | 0.00010902
7278 | 0.00019937 | 0 | 2.9725 | 2.8699 | 3.0192 | 0.0001091
7279 | 0.00016593 | 0 | 2.9999 | 2.8696 | 3.0192 | 0.00010798
7280 | 0.00012045 | 0 | 3.0497 | 2.8693 | 3.0192 | 0.00010788
7281 | 8.7241e-05 | 0 | 3.1069 | 2.869 | 3.0192 | 0.00010811
7282 | 7.2922e-05 | 0.0064123 | 3.2095 | 2.8687 | 3.0192 | 0.00010845
7283 | 6.43e-05 | 0.012141 | 3.2881 | 2.8684 | 3.0192 | 0.00010855
7284 | 6.1796e-05 | 0.026121 | 3.4184 | 2.8681 | 3.0192 | 0.00010811
7285 | 5.5168e-05 | 0.031566 | 3.4553 | 2.8678 | 3.0192 | 0.00010767
7286 | 4.4961e-05 | 0.031434 | 3.4533 | 2.8676 | 3.0192 | 0.00010771
7287 | 3.4018e-05 | 0.024108 | 3.406 | 2.8673 | 3.0192 | 0.0001065
7288 | 3.6609e-05 | 0.020251 | 3.3761 | 2.867 | 3.0192 | 0.00010701
7289 | 4.9773e-05 | 0.016441 | 3.3374 | 2.8667 | 3.0192 | 0.00010715
7290 | 4.2374e-05 | 0.013487 | 3.3044 | 2.8664 | 3.0192 | 0.00010802
7291 | 8.6061e-05 | 0.014512 | 3.3152 | 2.8661 | 3.0192 | 0.00010677
7292 | 0.00011558 | 0.011142 | 3.2779 | 2.8658 | 3.0192 | 0.00010948
7293 | 0.00013066 | 0.011507 | 3.2805 | 2.8655 | 3.0192 | 0.00010913
7294 | 0.00013617 | 0.0064622 | 3.2107 | 2.8652 | 3.0192 | 0.00010571
7295 | 0.00014233 | 0.0058792 | 3.1985 | 2.8649 | 3.0192 | 0.00010884
7296 | 0.00015257 | 0.0037985 | 3.1662 | 2.8646 | 3.0192 | 0.00010915
7297 | 0.00015815 | 0.0059622 | 3.201 | 2.8643 | 3.0192 | 0.00010917
7298 | 0.00016123 | 0.0092925 | 3.2514 | 2.864 | 3.0192 | 0.00010675
7299 | 0.00016204 | 0.0092851 | 3.2514 | 2.8637 | 3.0192 | 0.00010678
7300 | 0.00016634 | 0.010342 | 3.2653 | 2.8635 | 3.0192 | 0.00010908
7301 | 0.00018092 | 0.015572 | 3.3269 | 2.8632 | 3.0192 | 0.00010927
7302 | 0.00017452 | 0.01155 | 3.2805 | 2.8629 | 3.0192 | 0.00010879
7303 | 0.00015561 | 0.019768 | 3.3694 | 2.8626 | 3.0192 | 0.00010774
7304 | 9.5675e-05 | 0.033208 | 3.4675 | 2.8623 | 3.0192 | 0.00010823
7305 | 7.3727e-05 | 0.023716 | 3.4019 | 2.862 | 3.0192 | 0.00010858
7306 | 6.7007e-05 | 0.029181 | 3.4407 | 2.8617 | 3.0192 | 0.00010814
7307 | 6.5753e-05 | 0.032334 | 3.4618 | 2.8614 | 3.0192 | 0.00010753
7308 | 6.5971e-05 | 0.033336 | 3.4689 | 2.8611 | 3.0192 | 0.00010869
7309 | 7.3821e-05 | 0.039954 | 3.5092 | 2.8608 | 3.0192 | 0.00010871
7310 | 6.3249e-05 | 0.034713 | 3.4775 | 2.8605 | 3.0192 | 0.00010867
7311 | 5.3305e-05 | 0.027966 | 3.4337 | 2.8602 | 3.0192 | 0.00010798
7312 | 5.1159e-05 | 0.013438 | 3.3035 | 2.86 | 3.0192 | 0.00010765
7313 | 5.7233e-05 | 0.001174 | 3.1287 | 2.8597 | 3.0192 | 0.000108
7314 | 9.0249e-05 | 0.00282 | 3.152 | 2.8594 | 3.0192 | 0.00010839
7315 | 0.00011958 | 0 | 3.0552 | 2.8591 | 3.0192 | 0.00010753
7316 | 0.00014639 | 0 | 3.0966 | 2.8588 | 3.0192 | 0.00010956
7317 | 0.00015923 | 0 | 3.0921 | 2.8585 | 3.0192 | 0.00010676
7318 | 0.00016838 | 0.00062987 | 3.1172 | 2.8582 | 3.0192 | 0.00010855
7319 | 0.00016849 | 0.00082559 | 3.1218 | 2.8579 | 3.0192 | 0.00010687
7320 | 0.00017691 | 0.0036209 | 3.1662 | 2.8576 | 3.0192 | 0.0001078
7321 | 0.00017713 | 0.0037398 | 3.1662 | 2.8573 | 3.0192 | 0.00010486
7322 | 0.00018199 | 0.0023773 | 3.1462 | 2.857 | 3.0192 | 0.00010808
7323 | 0.0001849 | 0 | 3.1091 | 2.8568 | 3.0192 | 0.00010883
7324 | 0.00018965 | 0.0012456 | 3.1299 | 2.8565 | 3.0192 | 0.00010931
7325 | 0.00019931 | 0.0056269 | 3.1949 | 2.8562 | 3.0192 | 0.00010693
7326 | 0.00023162 | 0.0011937 | 3.1299 | 2.8559 | 3.0192 | 0.00010898
7327 | 0.00019155 | 0.0051033 | 3.1865 | 2.8556 | 3.0192 | 0.00010847
7328 | 0.00015076 | 0.0070166 | 3.2168 | 2.8553 | 3.0192 | 0.00010812
7329 | 0.00011198 | 0.0072498 | 3.2217 | 2.855 | 3.0192 | 0.00010904
7330 | 9.5525e-05 | 0.010383 | 3.2665 | 2.8547 | 3.0192 | 0.00010879
7331 | 8.1053e-05 | 0.011492 | 3.2792 | 2.8544 | 3.0192 | 0.0001084
7332 | 7.9784e-05 | 0.013435 | 3.3035 | 2.8541 | 3.0192 | 0.00010856
7333 | 8.6825e-05 | 0.01447 | 3.3152 | 2.8538 | 3.0192 | 0.00010701
7334 | 8.5933e-05 | 0.013055 | 3.2984 | 2.8536 | 3.0192 | 0.0001088
7335 | 9.1146e-05 | 0.0092075 | 3.2502 | 2.8533 | 3.0192 | 0.00010816
7336 | 7.2086e-05 | 0 | 3.0652 | 2.853 | 3.0192 | 0.00010774
7337 | 7.6698e-05 | 0 | 2.8961 | 2.8527 | 3.0192 | 0.00010786
7338 | 0.00011369 | 0 | 2.9211 | 2.8524 | 3.0192 | 0.00010384
7339 | 0.00016639 | 0 | 2.8961 | 2.8521 | 3.0192 | 0.00010656
7340 | 0.00021297 | 0 | 2.9001 | 2.8518 | 3.0192 | 0.00010829
7341 | 0.00023074 | 0 | 2.9363 | 2.8515 | 3.0192 | 0.00010753
7342 | 0.00022418 | 0 | 2.9476 | 2.8512 | 3.0192 | 0.00010491
7343 | 0.00022605 | 0 | 2.9662 | 2.8509 | 3.0192 | 0.00010827
7344 | 0.00023122 | 0 | 2.9819 | 2.8507 | 3.0192 | 0.00010899
7345 | 0.00023437 | 0 | 3.0063 | 2.8504 | 3.0192 | 0.00010947
7346 | 0.00023651 | 0 | 2.9809 | 2.8501 | 3.0192 | 0.0001095
7347 | 0.00023959 | 0 | 2.9777 | 2.8498 | 3.0192 | 0.00010966
7348 | 0.00024181 | 0 | 2.9694 | 2.8495 | 3.0192 | 0.00010957
7349 | 0.00026569 | 0 | 2.9777 | 2.8492 | 3.0192 | 0.00010932
7350 | 0.00025919 | 0 | 2.9746 | 2.8489 | 3.0192 | 0.00010794
7351 | 0.00023235 | 0 | 3.0106 | 2.8486 | 3.0192 | 0.00010875
7352 | 0.00019865 | 0 | 3.0887 | 2.8483 | 3.0192 | 0.00010948
7353 | 0.00015971 | 0.004501 | 3.1757 | 2.8481 | 3.0192 | 0.00010943
7354 | 0.00013323 | 0.0084379 | 3.2402 | 2.8478 | 3.0192 | 0.00010899
7355 | 0.00011542 | 0.011661 | 3.283 | 2.8475 | 3.0192 | 0.00010913
7356 | 0.00011833 | 0.011711 | 3.283 | 2.8472 | 3.0192 | 0.00010916
7357 | 0.00010607 | 0.010939 | 3.2741 | 2.8469 | 3.0192 | 0.00010889
7358 | 9.7931e-05 | 0.011935 | 3.2843 | 2.8466 | 3.0192 | 0.00010883
7359 | 0.00010284 | 0.009325 | 3.2527 | 2.8463 | 3.0192 | 0.00010804
7360 | 8.2318e-05 | 0.0071583 | 3.218 | 2.846 | 3.0192 | 0.00010775
7361 | 8.4065e-05 | 0.0059627 | 3.201 | 2.8457 | 3.0192 | 0.0001079
7362 | 9.727e-05 | 0.0090303 | 3.2489 | 2.8455 | 3.0192 | 0.0001089
7363 | 0.00013836 | 0.0072498 | 3.2217 | 2.8452 | 3.0192 | 0.00010626
7364 | 0.00017123 | 0.0039799 | 3.1698 | 2.8449 | 3.0192 | 0.00010989
7365 | 0.00018425 | 0.0030867 | 3.1579 | 2.8446 | 3.0192 | 0.00010862
7366 | 0.00019547 | 0.0026331 | 3.152 | 2.8443 | 3.0192 | 0.00010528
7367 | 0.00020072 | 0.0013317 | 3.1299 | 2.844 | 3.0192 | 0.0001049
7368 | 0.00020993 | 0.0013317 | 3.1299 | 2.8437 | 3.0192 | 0.0001076
7369 | 0.00021239 | 0.00099138 | 3.1241 | 2.8434 | 3.0192 | 0.00010885
7370 | 0.00021637 | 0 | 3.1069 | 2.8432 | 3.0192 | 0.00010965
7371 | 0.00021645 | 0 | 3.0977 | 2.8429 | 3.0192 | 0.00010592
7372 | 0.00022267 | 0 | 3.0876 | 2.8426 | 3.0192 | 0.00010816
7373 | 0.00022323 | 0 | 3.073 | 2.8423 | 3.0192 | 0.00010901
7374 | 0.00022962 | 0 | 3.053 | 2.842 | 3.0192 | 0.00010861
7375 | 0.00022144 | 0 | 3.0268 | 2.8417 | 3.0192 | 0.00010899
7376 | 0.00015248 | 0 | 3.0235 | 2.8414 | 3.0192 | 0.00010951
7377 | 0.00015008 | 0 | 3.0876 | 2.8411 | 3.0192 | 0.00010953
7378 | 0.00013455 | 0 | 3.1114 | 2.8408 | 3.0192 | 0.00010945
7379 | 0.00011988 | 0.00099138 | 3.1241 | 2.8406 | 3.0192 | 0.00010928
7380 | 0.00011455 | 0.0030867 | 3.1579 | 2.8403 | 3.0192 | 0.00010917
7381 | 0.00010398 | 0.0047203 | 3.1793 | 2.84 | 3.0192 | 0.00010896
7382 | 9.4763e-05 | 0.0058201 | 3.1973 | 2.8397 | 3.0192 | 0.00010895
7383 | 9.7388e-05 | 0.0046499 | 3.1781 | 2.8394 | 3.0192 | 0.00010771
7384 | 8.5759e-05 | 0 | 3.0707 | 2.8391 | 3.0192 | 0.00010729
7385 | 9.2318e-05 | 0 | 3.0376 | 2.8388 | 3.0192 | 0.0001081
7386 | 0.00010946 | 0 | 2.9988 | 2.8385 | 3.0192 | 0.00010742
7387 | 0.00013862 | 0 | 2.9746 | 2.8383 | 3.0192 | 0.00010792
7388 | 0.00015608 | 0 | 2.9445 | 2.838 | 3.0192 | 0.00010859
7389 | 0.00017469 | 0 | 2.9445 | 2.8377 | 3.0192 | 0.00010933
7390 | 0.00018248 | 0 | 2.8011 | 2.8374 | 3.0192 | 0.00010872
7391 | 0.00019144 | 0 | 2.727 | 2.8371 | 3.0192 | 0.00010877
7392 | 0.00020732 | 0 | 2.7519 | 2.8368 | 3.0192 | 0.0001084
7393 | 0.00021236 | 0 | 2.7113 | 2.8365 | 3.0192 | 0.00010878
7394 | 0.00021919 | 0 | 2.1301 | 2.8363 | 3.0192 | 0.0001057
7395 | 0.00022708 | 0 | 2.1167 | 2.836 | 3.0192 | 0.0001097
7396 | 0.00023701 | 0 | 2.1154 | 2.8357 | 3.0192 | 0.00010989
7397 | 0.00024019 | 0 | 2.1207 | 2.8354 | 3.0192 | 0.00010996
7398 | 0.00025881 | 0 | 2.0906 | 2.8351 | 3.0192 | 0.00010941
7399 | 0.00024717 | 0 | 2.1121 | 2.8348 | 3.0192 | 0.00010955
7400 | 0.00019364 | 0 | 2.7919 | 2.8345 | 3.0192 | 0.00010962
7401 | 0.00017515 | 0 | 2.9081 | 2.8342 | 3.0192 | 0.00010965
7402 | 0.00016088 | 0 | 3.0042 | 2.834 | 3.0192 | 0.00010924
7403 | 0.00014438 | 0 | 3.0989 | 2.8337 | 3.0192 | 0.00010958
7404 | 0.00013934 | 0.0016044 | 3.1357 | 2.8334 | 3.0192 | 0.0001096
7405 | 0.00012942 | 0.0041395 | 3.1709 | 2.8331 | 3.0192 | 0.00010911
7406 | 0.00012496 | 0.0020607 | 3.1415 | 2.8328 | 3.0192 | 0.00010937
7407 | 0.00011972 | 0 | 3.1114 | 2.8325 | 3.0192 | 0.00010926
7408 | 0.00011089 | 0 | 3.0246 | 2.8322 | 3.0192 | 0.00010852
7409 | 0.00011361 | 0 | 2.9988 | 2.832 | 3.0192 | 0.00010849
7410 | 0.00012262 | 0 | 2.9292 | 2.8317 | 3.0192 | 0.00010866
7411 | 0.00017317 | 0 | 2.9662 | 2.8314 | 3.0192 | 9.6999e-05
7412 | 0.00019479 | 0 | 2.9746 | 2.8311 | 3.0192 | 0.00010969
7413 | 0.00020099 | 0 | 2.9809 | 2.8308 | 3.0192 | 0.00010705
7414 | 0.00019808 | 0 | 2.984 | 2.8305 | 3.0192 | 0.00010914
7415 | 0.00019707 | 0 | 2.9999 | 2.8302 | 3.0192 | 0.00010974
7416 | 0.00020556 | 0 | 3.0127 | 2.83 | 3.0192 | 0.00011019
7417 | 0.00020906 | 0 | 2.9988 | 2.8297 | 3.0192 | 0.00011022
7418 | 0.00021608 | 0 | 3.0117 | 2.8294 | 3.0192 | 0.00010995
7419 | 0.00021664 | 0 | 2.9683 | 2.8291 | 3.0192 | 0.00010912
7420 | 0.00022023 | 0 | 2.9569 | 2.8288 | 3.0192 | 0.00011019
7421 | 0.00024384 | 0 | 2.961 | 2.8285 | 3.0192 | 0.00010962
7422 | 0.00023628 | 0 | 2.9809 | 2.8283 | 3.0192 | 0.00011035
7423 | 0.00018908 | 0 | 2.9809 | 2.828 | 3.0192 | 0.00010954
7424 | 0.00015467 | 0 | 3.0117 | 2.8277 | 3.0192 | 0.00010887
7425 | 0.00014343 | 0 | 3.0707 | 2.8274 | 3.0192 | 0.00010967
7426 | 0.00013796 | 0.002511 | 3.1485 | 2.8271 | 3.0192 | 0.00010965
7427 | 0.00013717 | 0 | 3.1114 | 2.8268 | 3.0192 | 0.00010977
7428 | 0.00013494 | 0.0070294 | 3.2168 | 2.8265 | 3.0192 | 0.00010985
7429 | 0.00013016 | 0.0054645 | 3.1913 | 2.8263 | 3.0192 | 0.00010923
7430 | 0.00012693 | 0.0050349 | 3.1817 | 2.826 | 3.0192 | 0.00010978
7431 | 0.00011069 | 0.0019351 | 3.1415 | 2.8257 | 3.0192 | 0.00010922
7432 | 0.00010457 | 0 | 3.0842 | 2.8254 | 3.0192 | 0.00010902
7433 | 0.00011182 | 0 | 3.0674 | 2.8251 | 3.0192 | 0.00010937
7434 | 0.00011249 | 0 | 3.0842 | 2.8248 | 3.0192 | 0.00010785
7435 | 0.00016843 | 0 | 3.0063 | 2.8246 | 3.0192 | 0.00010035
7436 | 0.00019302 | 0 | 2.9735 | 2.8243 | 3.0192 | 0.00010929
7437 | 0.00020963 | 0 | 2.9988 | 2.824 | 3.0192 | 0.00010896
7438 | 0.00021056 | 0 | 3.0563 | 2.8237 | 3.0192 | 0.00010906
7439 | 0.00020952 | 0 | 3.0442 | 2.8234 | 3.0192 | 0.00011033
7440 | 0.00021932 | 0 | 3.1 | 2.8231 | 3.0192 | 0.00011034
7441 | 0.00021953 | 0.00046977 | 3.116 | 2.8228 | 3.0192 | 0.00010864
7442 | 0.00022235 | 0.0019238 | 3.1415 | 2.8226 | 3.0192 | 0.00011048
7443 | 0.00022236 | 0.0031604 | 3.1579 | 2.8223 | 3.0192 | 0.00011048
7444 | 0.00022421 | 0.003349 | 3.1615 | 2.822 | 3.0192 | 0.00010889
7445 | 0.00024045 | 0.0024444 | 3.1473 | 2.8217 | 3.0192 | 0.00010938
7446 | 0.00023428 | 0.0030397 | 3.1579 | 2.8214 | 3.0192 | 0.0001102
7447 | 0.00019593 | 0.0032887 | 3.1615 | 2.8211 | 3.0192 | 0.00010984
7448 | 0.00015317 | 0.0047838 | 3.1793 | 2.8209 | 3.0192 | 0.00010947
7449 | 0.00014014 | 0.0056269 | 3.1949 | 2.8206 | 3.0192 | 0.00011024
7450 | 0.00012005 | 0.0073847 | 3.2217 | 2.8203 | 3.0192 | 0.00010982
7451 | 0.00012875 | 0.010909 | 3.2728 | 2.82 | 3.0192 | 0.00011017
7452 | 0.00012496 | 0.012748 | 3.2958 | 2.8197 | 3.0192 | 0.0001103
7453 | 0.00011772 | 0.012772 | 3.2958 | 2.8194 | 3.0192 | 0.00011017
7454 | 0.00011662 | 0.01209 | 3.2856 | 2.8191 | 3.0192 | 0.0001095
7455 | 9.9909e-05 | 0.010713 | 3.2703 | 2.8188 | 3.0192 | 0.0001097
7456 | 0.00010066 | 0.0088727 | 3.2452 | 2.8185 | 3.0192 | 0.00010916
7457 | 9.3292e-05 | 0.0076775 | 3.2279 | 2.8182 | 3.0192 | 0.00010983
7458 | 0.00010949 | 0.007914 | 3.2328 | 2.8179 | 3.0192 | 0.00010976
7459 | 0.0001545 | 0.0084379 | 3.2402 | 2.8176 | 3.0192 | 0.00010685
7460 | 0.00018131 | 0.0099274 | 3.2615 | 2.8173 | 3.0192 | 0.00010574
7461 | 0.00018476 | 0.0096508 | 3.2565 | 2.817 | 3.0192 | 0.0001067
7462 | 0.00019006 | 0.013736 | 3.3074 | 2.8168 | 3.0192 | 0.0001094
7463 | 0.0001905 | 0.01081 | 3.2716 | 2.8165 | 3.0192 | 0.00011025
7464 | 0.00021135 | 0.010039 | 3.2627 | 2.8162 | 3.0192 | 0.00011013
7465 | 0.00021491 | 0.0024984 | 3.1473 | 2.8159 | 3.0192 | 0.00011015
7466 | 0.00021714 | 0 | 3.0752 | 2.8156 | 3.0192 | 0.00011032
7467 | 0.00022407 | 0 | 3.0333 | 2.8153 | 3.0192 | 0.00011054
7468 | 0.00022978 | 0 | 3.063 | 2.815 | 3.0192 | 0.00010931
7469 | 0.00023193 | 0 | 3.0149 | 2.8147 | 3.0192 | 0.00011009
7470 | 0.00025492 | 0 | 2.9662 | 2.8144 | 3.0192 | 0.00010867
7471 | 0.00019337 | 0 | 2.984 | 2.8141 | 3.0192 | 0.00010951
7472 | 0.00014331 | 0 | 3.1 | 2.8138 | 3.0192 | 0.00010974
7473 | 0.00012975 | 0.004652 | 3.1781 | 2.8135 | 3.0192 | 0.00011039
7474 | 0.00012819 | 0.012743 | 3.2958 | 2.8132 | 3.0192 | 0.00010978
7475 | 0.00010927 | 0.018662 | 3.3587 | 2.8129 | 3.0192 | 0.0001103
7476 | 0.0001102 | 0.027952 | 3.4337 | 2.8126 | 3.0192 | 0.00011039
7477 | 0.00011105 | 0.030994 | 3.4519 | 2.8124 | 3.0192 | 0.00011054
7478 | 0.00010382 | 0.027766 | 3.4323 | 2.8121 | 3.0192 | 0.0001105
7479 | 9.043e-05 | 0.017942 | 3.352 | 2.8118 | 3.0192 | 0.00010954
7480 | 8.4651e-05 | 0.011586 | 3.2817 | 2.8115 | 3.0192 | 0.00010956
7481 | 0.00011053 | 0.0063471 | 3.2058 | 2.8112 | 3.0192 | 0.00011021
7482 | 0.00011938 | 0.0104 | 3.2665 | 2.8109 | 3.0192 | 0.00011038
7483 | 0.0001526 | 0.010463 | 3.2678 | 2.8106 | 3.0192 | 0.0001086
7484 | 0.00018601 | 0.0090578 | 3.2489 | 2.8103 | 3.0192 | 0.00010992
7485 | 0.0001974 | 0.0048025 | 3.1805 | 2.81 | 3.0192 | 0.00011074
7486 | 0.00020626 | 0.0096079 | 3.2565 | 2.8097 | 3.0192 | 0.00010897
7487 | 0.00020691 | 0.0096275 | 3.2565 | 2.8094 | 3.0192 | 0.00010712
7488 | 0.00021309 | 0.0074001 | 3.2217 | 2.8091 | 3.0192 | 0.00011033
7489 | 0.00021678 | 0.0078511 | 3.2316 | 2.8088 | 3.0192 | 0.00011022
7490 | 0.00022019 | 0.010359 | 3.2665 | 2.8086 | 3.0192 | 0.0001088
7491 | 0.00022422 | 0.0089736 | 3.2464 | 2.8083 | 3.0192 | 0.00010961
7492 | 0.0002271 | 0.0056977 | 3.1949 | 2.808 | 3.0192 | 0.00010816
7493 | 0.00023214 | 0.010898 | 3.2728 | 2.8077 | 3.0192 | 0.0001083
7494 | 0.00024345 | 0.013394 | 3.3035 | 2.8074 | 3.0192 | 0.00010885
7495 | 0.00020448 | 0.010338 | 3.2653 | 2.8071 | 3.0192 | 0.00011054
7496 | 0.00017545 | 0.0067495 | 3.2144 | 2.8068 | 3.0192 | 0.00011065
7497 | 0.00013199 | 0.013745 | 3.3074 | 2.8065 | 3.0192 | 0.00011072
7498 | 0.00013294 | 0.015142 | 3.3217 | 2.8062 | 3.0192 | 0.00011069
7499 | 0.0001148 | 0.017876 | 3.352 | 2.8059 | 3.0192 | 0.00011067
7500 | 0.00010568 | 0.017212 | 3.344 | 2.8056 | 3.0192 | 0.00011009
7501 | 0.00010353 | 0.022295 | 3.391 | 2.8053 | 3.0192 | 0.00010957
7502 | 9.2194e-05 | 0.018944 | 3.36 | 2.8051 | 3.0192 | 0.00011028
7503 | 8.4749e-05 | 0.016316 | 3.3374 | 2.8048 | 3.0192 | 0.00011001
7504 | 8.867e-05 | 0.010678 | 3.2703 | 2.8045 | 3.0192 | 0.00010946
7505 | 8.0739e-05 | 0.0095159 | 3.2539 | 2.8042 | 3.0192 | 0.00010994
7506 | 9.59e-05 | 0.0068196 | 3.2156 | 2.8039 | 3.0192 | 0.00010865
7507 | 0.00015616 | 0.0062929 | 3.2046 | 2.8036 | 3.0192 | 0.00010919
7508 | 0.00016906 | 0.0042864 | 3.1733 | 2.8033 | 3.0192 | 0.00011122
7509 | 0.00018378 | 0.0026331 | 3.152 | 2.803 | 3.0192 | 0.00011037
7510 | 0.00019265 | 0.00042477 | 3.116 | 2.8027 | 3.0192 | 0.00010616
7511 | 0.00020015 | 0 | 3.0786 | 2.8024 | 3.0192 | 0.00010986
7512 | 0.00021379 | 0 | 3.0442 | 2.8021 | 3.0192 | 0.00011095
7513 | 0.0002215 | 0 | 3.0214 | 2.8018 | 3.0192 | 0.00011113
7514 | 0.00022777 | 0 | 2.9735 | 2.8016 | 3.0192 | 0.00011069
7515 | 0.00023743 | 0 | 2.9767 | 2.8013 | 3.0192 | 0.00011111
7516 | 0.00024043 | 0 | 2.9861 | 2.801 | 3.0192 | 0.00011058
7517 | 0.00024651 | 0 | 3.001 | 2.8007 | 3.0192 | 0.00011091
7518 | 0.00025476 | 0 | 3.0031 | 2.8004 | 3.0192 | 0.0001108
7519 | 0.00023802 | 0 | 3.0333 | 2.8001 | 3.0192 | 0.00011037
7520 | 0.00016986 | 0 | 3.0497 | 2.7998 | 3.0192 | 0.00011038
7521 | 0.00012492 | 0.00042477 | 3.116 | 2.7995 | 3.0192 | 0.00011074
7522 | 0.00011175 | 0.0051694 | 3.1865 | 2.7992 | 3.0192 | 0.00010961
7523 | 0.00010603 | 0.00861 | 3.2415 | 2.7989 | 3.0192 | 0.00011045
7524 | 0.00010263 | 0.012776 | 3.2958 | 2.7987 | 3.0192 | 0.00010801
7525 | 0.00011104 | 0.015313 | 3.3256 | 2.7984 | 3.0192 | 0.00011031
7526 | 8.0496e-05 | 0.01534 | 3.3256 | 2.7981 | 3.0192 | 0.00011054
7527 | 6.1182e-05 | 0.014103 | 3.3113 | 2.7978 | 3.0192 | 0.00011003
7528 | 5.7657e-05 | 0.0093462 | 3.2527 | 2.7975 | 3.0192 | 0.00010978
7529 | 5.7128e-05 | 0.0038981 | 3.1686 | 2.7972 | 3.0192 | 0.00011014
7530 | 7.095e-05 | 0.0020618 | 3.1415 | 2.7969 | 3.0192 | 0.00011043
7531 | 0.00010965 | 0.0021983 | 3.1462 | 2.7966 | 3.0192 | 0.00011059
7532 | 0.00013434 | 0 | 3.1114 | 2.7963 | 3.0192 | 0.00010998
7533 | 0.00014835 | 0.0014151 | 3.131 | 2.796 | 3.0192 | 0.00011104
7534 | 0.00015824 | 0 | 3.073 | 2.7958 | 3.0192 | 0.00011103
7535 | 0.00016089 | 0 | 3.0398 | 2.7955 | 3.0192 | 0.00011087
7536 | 0.00017737 | 0 | 3.0063 | 2.7952 | 3.0192 | 0.00011042
7537 | 0.0001814 | 0 | 2.9683 | 2.7949 | 3.0192 | 0.00011042
7538 | 0.00018643 | 0 | 2.9445 | 2.7946 | 3.0192 | 0.00011124
7539 | 0.00019017 | 0 | 2.9528 | 2.7943 | 3.0192 | 0.0001108
7540 | 0.00019167 | 0 | 2.9559 | 2.794 | 3.0192 | 0.00011088
7541 | 0.0002069 | 0 | 2.8991 | 2.7937 | 3.0192 | 0.0001112
7542 | 0.00019986 | 0 | 2.8406 | 2.7934 | 3.0192 | 0.00011121
7543 | 0.00016344 | 0 | 2.9476 | 2.7932 | 3.0192 | 0.00010959
7544 | 0.00011844 | 0 | 2.9673 | 2.7929 | 3.0192 | 0.00010977
7545 | 9.7341e-05 | 0 | 3.0333 | 2.7926 | 3.0192 | 0.00011053
7546 | 8.9447e-05 | 0 | 3.1046 | 2.7923 | 3.0192 | 0.00011031
7547 | 8.1415e-05 | 0.0035791 | 3.165 | 2.792 | 3.0192 | 0.00011068
7548 | 8.0691e-05 | 0.0075652 | 3.2266 | 2.7917 | 3.0192 | 0.00011075
7549 | 8.1308e-05 | 0.0097659 | 3.2577 | 2.7914 | 3.0192 | 0.00010992
7550 | 7.0461e-05 | 0.011624 | 3.283 | 2.7911 | 3.0192 | 0.00011044
7551 | 6.3014e-05 | 0.010495 | 3.2678 | 2.7908 | 3.0192 | 0.00010985
7552 | 5.8018e-05 | 0 | 3.0707 | 2.7906 | 3.0192 | 0.00010976
7553 | 8.958e-05 | 0 | 2.9111 | 2.7903 | 3.0192 | 0.00011013
7554 | 9.2476e-05 | 0 | 2.8426 | 2.79 | 3.0192 | 0.00011011
7555 | 0.00013209 | 0 | 2.8283 | 2.7897 | 3.0192 | 0.00011053
7556 | 0.00015126 | 0 | 2.779 | 2.7894 | 3.0192 | 0.00010965
7557 | 0.00016761 | 0 | 2.7965 | 2.7891 | 3.0192 | 0.00010997
7558 | 0.00017639 | 0 | 2.7818 | 2.7888 | 3.0192 | 0.00010955
7559 | 0.00017921 | 0 | 2.779 | 2.7885 | 3.0192 | 0.00011085
7560 | 0.00018719 | 0 | 2.7323 | 2.7883 | 3.0192 | 0.00011132
7561 | 0.00019284 | 0 | 2.1321 | 2.788 | 3.0192 | 0.0001114
7562 | 0.00019838 | 0 | 2.7026 | 2.7877 | 3.0192 | 0.00011037
7563 | 0.00020243 | 0 | 2.1341 | 2.7874 | 3.0192 | 0.00011125
7564 | 0.00020827 | 0 | 2.1287 | 2.7871 | 3.0192 | 0.00010431
7565 | 0.00022645 | 0 | 2.1294 | 2.7868 | 3.0192 | 0.00011131
7566 | 0.00022372 | 0 | 2.0538 | 2.7865 | 3.0192 | 0.00011099
7567 | 0.00020087 | 0 | 2.0358 | 2.7862 | 3.0192 | 0.00010993
7568 | 0.00015683 | 0 | 2.0977 | 2.786 | 3.0192 | 0.00011004
7569 | 0.00013813 | 0 | 2.8236 | 2.7857 | 3.0192 | 0.00011069
7570 | 0.0001261 | 0 | 2.9528 | 2.7854 | 3.0192 | 0.00011021
7571 | 0.00012198 | 0 | 3.0786 | 2.7851 | 3.0192 | 0.00011076
7572 | 0.0001228 | 0 | 3.1069 | 2.7848 | 3.0192 | 0.00011054
7573 | 0.0001298 | 0.002953 | 3.1567 | 2.7845 | 3.0192 | 0.00011106
7574 | 0.00012941 | 0.0013152 | 3.1299 | 2.7842 | 3.0192 | 0.00011118
7575 | 0.00012015 | 0 | 3.073 | 2.7839 | 3.0192 | 0.00011097
7576 | 0.00011494 | 0 | 3.0192 | 2.7837 | 3.0192 | 0.00011074
7577 | 0.0001207 | 0 | 2.8608 | 2.7834 | 3.0192 | 0.00011018
7578 | 0.00014794 | 0 | 2.802 | 2.7831 | 3.0192 | 0.00010998
7579 | 0.00019919 | 0 | 2.7681 | 2.7828 | 3.0192 | 0.00010669
7580 | 0.00022343 | 0 | 2.7305 | 2.7825 | 3.0192 | 0.00011137
7581 | 0.00023726 | 0 | 2.7909 | 2.7822 | 3.0192 | 0.0001083
7582 | 0.00023981 | 0 | 2.7226 | 2.7819 | 3.0192 | 0.00011113
7583 | 0.00024304 | 0 | 2.7591 | 2.7817 | 3.0192 | 0.00011157
7584 | 0.00024915 | 0 | 2.6931 | 2.7814 | 3.0192 | 0.00011154
7585 | 0.0002524 | 0 | 2.7421 | 2.7811 | 3.0192 | 0.00011173
7586 | 0.00025614 | 0 | 2.6897 | 2.7808 | 3.0192 | 0.00011013
7587 | 0.00025882 | 0 | 2.1355 | 2.7805 | 3.0192 | 0.00011162
7588 | 0.00026377 | 0 | 2.1141 | 2.7802 | 3.0192 | 0.00011167
7589 | 0.00028958 | 0 | 2.0758 | 2.7799 | 3.0192 | 0.00011125
7590 | 0.00027656 | 0 | 2.0765 | 2.7796 | 3.0192 | 0.00011111
7591 | 0.0002487 | 0 | 2.0261 | 2.7794 | 3.0192 | 0.00011063
7592 | 0.00017537 | 0 | 2.0765 | 2.7791 | 3.0192 | 0.00011077
7593 | 0.00015716 | 0 | 2.76 | 2.7788 | 3.0192 | 0.00011123
7594 | 0.00014407 | 0 | 2.8686 | 2.7785 | 3.0192 | 0.00011115
7595 | 0.00013177 | 0 | 2.9798 | 2.7782 | 3.0192 | 0.00011123
7596 | 0.00012885 | 0 | 3.1114 | 2.7779 | 3.0192 | 0.00011024
7597 | 0.00013584 | 0.0049933 | 3.1817 | 2.7776 | 3.0192 | 0.00011131
7598 | 0.00013377 | 0.0029674 | 3.1567 | 2.7774 | 3.0192 | 0.00011124
7599 | 0.00010243 | 0 | 3.0376 | 2.7771 | 3.0192 | 0.00011057
7600 | 0.00010484 | 0 | 2.8696 | 2.7768 | 3.0192 | 0.00011067
7601 | 0.00012516 | 0 | 2.8349 | 2.7765 | 3.0192 | 0.00011046
7602 | 0.00013415 | 0 | 2.8359 | 2.7762 | 3.0192 | 0.0001112
7603 | 0.00017959 | 0 | 2.8378 | 2.7759 | 3.0192 | 0.00010771
7604 | 0.00021911 | 0 | 2.8686 | 2.7757 | 3.0192 | 0.00010676
7605 | 0.00022231 | 0 | 2.8872 | 2.7754 | 3.0192 | 0.00011133
7606 | 0.00023487 | 0 | 2.8862 | 2.7751 | 3.0192 | 0.00011178
7607 | 0.00023663 | 0 | 2.8784 | 2.7748 | 3.0192 | 0.0001118
7608 | 0.00024534 | 0 | 2.8764 | 2.7745 | 3.0192 | 0.00011058
7609 | 0.00024742 | 0 | 2.8686 | 2.7742 | 3.0192 | 0.00011033
7610 | 0.00025175 | 0 | 2.8493 | 2.7739 | 3.0192 | 0.00011116
7611 | 0.00025474 | 0 | 2.8349 | 2.7737 | 3.0192 | 0.00011189
7612 | 0.00026016 | 0 | 2.834 | 2.7734 | 3.0192 | 0.00011091
7613 | 0.00027069 | 0 | 2.8142 | 2.7731 | 3.0192 | 0.00011174
7614 | 0.00028463 | 0 | 2.7882 | 2.7728 | 3.0192 | 0.00010973
7615 | 0.00023943 | 0 | 2.7882 | 2.7725 | 3.0192 | 0.00011098
7616 | 0.000183 | 0 | 2.7965 | 2.7722 | 3.0192 | 0.0001105
7617 | 0.0001554 | 0 | 2.8067 | 2.7719 | 3.0192 | 0.00011137
7618 | 0.00015021 | 0 | 2.8823 | 2.7717 | 3.0192 | 0.0001114
7619 | 0.00014235 | 0 | 2.9282 | 2.7714 | 3.0192 | 0.00011133
7620 | 0.00014363 | 0 | 2.9704 | 2.7711 | 3.0192 | 0.00011171
7621 | 0.00014131 | 0 | 2.9935 | 2.7708 | 3.0192 | 0.00011121
7622 | 0.00014294 | 0 | 3.001 | 2.7705 | 3.0192 | 0.00011158
7623 | 0.0001273 | 0 | 2.9548 | 2.7702 | 3.0192 | 0.00011123
7624 | 0.00011647 | 0 | 2.8608 | 2.77 | 3.0192 | 0.00011051
7625 | 0.00012964 | 0 | 2.856 | 2.7697 | 3.0192 | 0.0001109
7626 | 0.00013937 | 0 | 2.8189 | 2.7694 | 3.0192 | 0.00011095
7627 | 0.00017591 | 0 | 2.9211 | 2.7691 | 3.0192 | 0.00010847
7628 | 0.0002047 | 0 | 2.9151 | 2.7688 | 3.0192 | 0.00011185
7629 | 0.00021456 | 0 | 2.9374 | 2.7685 | 3.0192 | 0.00011177
7630 | 0.00021713 | 0 | 2.9404 | 2.7683 | 3.0192 | 0.00010879
7631 | 0.00021702 | 0 | 2.9262 | 2.768 | 3.0192 | 0.00011185
7632 | 0.00022668 | 0 | 2.9001 | 2.7677 | 3.0192 | 0.00011198
7633 | 0.00023058 | 0 | 2.9394 | 2.7674 | 3.0192 | 0.00010954
7634 | 0.0002316 | 0 | 2.9704 | 2.7671 | 3.0192 | 0.0001119
7635 | 0.00023261 | 0 | 2.9904 | 2.7668 | 3.0192 | 0.00011127
7636 | 0.00023506 | 0 | 3.0278 | 2.7666 | 3.0192 | 0.0001117
7637 | 0.00024784 | 0 | 3.0652 | 2.7663 | 3.0192 | 0.00011053
7638 | 0.0002432 | 0 | 3.0797 | 2.766 | 3.0192 | 0.00011197
7639 | 0.00020852 | 0 | 3.108 | 2.7657 | 3.0192 | 0.00011073
7640 | 0.00015098 | 0.0015589 | 3.1357 | 2.7654 | 3.0192 | 0.00011095
7641 | 0.00012398 | 0.0033823 | 3.1626 | 2.765 | 3.0192 | 0.000111
7642 | 0.0001176 | 0.0097869 | 3.2602 | 2.7647 | 3.0192 | 0.00011144
7643 | 0.0001111 | 0.01582 | 3.3309 | 2.7644 | 3.0192 | 0.00011156
7644 | 0.00011617 | 0.018902 | 3.36 | 2.7641 | 3.0192 | 0.00011166
7645 | 0.00012217 | 0.01822 | 3.3547 | 2.7638 | 3.0192 | 0.00011132
7646 | 0.00011326 | 0.011385 | 3.2779 | 2.7635 | 3.0192 | 0.00011122
7647 | 9.4681e-05 | 0.0043815 | 3.1757 | 2.7632 | 3.0192 | 0.00011106
7648 | 9.6087e-05 | 0 | 3.073 | 2.7629 | 3.0192 | 0.00011067
7649 | 9.5417e-05 | 0 | 3.0552 | 2.7626 | 3.0192 | 0.00011106
7650 | 0.00013924 | 0 | 3.073 | 2.7623 | 3.0192 | 0.0001112
7651 | 0.00016573 | 0 | 3.1091 | 2.762 | 3.0192 | 0.00011154
7652 | 0.0001846 | 0.0015589 | 3.1357 | 2.7617 | 3.0192 | 0.00011107
7653 | 0.0001986 | 0.0044583 | 3.1757 | 2.7614 | 3.0192 | 0.0001109
7654 | 0.00020578 | 0.0027677 | 3.152 | 2.7611 | 3.0192 | 0.00011216
7655 | 0.00021095 | 0.0044828 | 3.1757 | 2.7608 | 3.0192 | 0.00010814
7656 | 0.00021535 | 0 | 3.1012 | 2.7605 | 3.0192 | 0.00011172
7657 | 0.00021844 | 0 | 3.0842 | 2.7602 | 3.0192 | 0.000111
7658 | 0.00022385 | 0 | 3.1012 | 2.7599 | 3.0192 | 0.00011199
7659 | 0.00022664 | 0 | 3.073 | 2.7596 | 3.0192 | 0.00011226
7660 | 0.0002298 | 0 | 3.0552 | 2.7593 | 3.0192 | 0.00011229
7661 | 0.00025552 | 0 | 3.0453 | 2.759 | 3.0192 | 0.00011214
7662 | 0.00024733 | 0 | 3.0475 | 2.7586 | 3.0192 | 0.00011198
7663 | 0.00023102 | 0 | 3.0464 | 2.7583 | 3.0192 | 0.00011159
7664 | 0.00018228 | 0 | 3.0475 | 2.758 | 3.0192 | 0.00011165
7665 | 0.00015188 | 0 | 3.0508 | 2.7577 | 3.0192 | 0.00011185
7666 | 0.00014538 | 0 | 3.0618 | 2.7574 | 3.0192 | 0.0001123
7667 | 0.00013813 | 0 | 3.0932 | 2.7571 | 3.0192 | 0.00011197
7668 | 0.00014108 | 0.0011324 | 3.1275 | 2.7568 | 3.0192 | 0.00011159
7669 | 0.00014305 | 0.00099138 | 3.1241 | 2.7565 | 3.0192 | 0.00011118
7670 | 0.00012984 | 0 | 3.0552 | 2.7562 | 3.0192 | 0.00011178
7671 | 0.00012865 | 0 | 2.9809 | 2.7559 | 3.0192 | 0.00011106
7672 | 0.00010996 | 0 | 2.9363 | 2.7556 | 3.0192 | 0.00011104
7673 | 0.00011721 | 0 | 2.9262 | 2.7553 | 3.0192 | 0.00011151
7674 | 0.00014037 | 0 | 2.9051 | 2.755 | 3.0192 | 0.00011162
7675 | 0.00019155 | 0 | 2.9011 | 2.7547 | 3.0192 | 0.00011155
7676 | 0.00020583 | 0 | 2.9061 | 2.7544 | 3.0192 | 0.00010599
7677 | 0.00021744 | 0 | 2.9061 | 2.7541 | 3.0192 | 0.00011232
7678 | 0.00022691 | 0 | 2.9111 | 2.7538 | 3.0192 | 0.00011227
7679 | 0.00022801 | 0 | 2.9061 | 2.7535 | 3.0192 | 0.00011181
7680 | 0.00023531 | 0 | 2.9061 | 2.7532 | 3.0192 | 0.00011227
7681 | 0.00023809 | 0 | 2.8892 | 2.7529 | 3.0192 | 0.00011223
7682 | 0.00024099 | 0 | 2.8823 | 2.7526 | 3.0192 | 0.00011242
7683 | 0.00024566 | 0 | 2.8715 | 2.7523 | 3.0192 | 0.00011248
7684 | 0.00025381 | 0 | 2.8406 | 2.752 | 3.0192 | 0.00010876
7685 | 0.000282 | 0 | 2.8283 | 2.7517 | 3.0192 | 0.0001126
7686 | 0.00027694 | 0 | 2.816 | 2.7514 | 3.0192 | 0.00011224
7687 | 0.00025346 | 0 | 2.8067 | 2.7511 | 3.0192 | 0.00011182
7688 | 0.00021866 | 0 | 2.8123 | 2.7508 | 3.0192 | 0.00011136
7689 | 0.00018702 | 0 | 2.8142 | 2.7505 | 3.0192 | 0.00011188
7690 | 0.00017733 | 0 | 2.8123 | 2.7502 | 3.0192 | 0.00011075
7691 | 0.00016057 | 0 | 2.8179 | 2.7499 | 3.0192 | 0.00011214
7692 | 0.00014952 | 0 | 2.8189 | 2.7496 | 3.0192 | 0.00011175
7693 | 0.00015031 | 0 | 2.8198 | 2.7493 | 3.0192 | 0.00011163
7694 | 0.00015065 | 0 | 2.8406 | 2.749 | 3.0192 | 0.0001116
7695 | 0.00012482 | 0 | 2.8406 | 2.7487 | 3.0192 | 0.00011091
7696 | 0.00012519 | 0 | 2.834 | 2.7483 | 3.0192 | 0.00011086
7697 | 0.00012938 | 0 | 2.8397 | 2.748 | 3.0192 | 0.00011114
7698 | 0.00014437 | 0 | 2.8397 | 2.7477 | 3.0192 | 0.00011074
7699 | 0.00018722 | 0 | 2.8435 | 2.7474 | 3.0192 | 0.0001102
7700 | 0.00023246 | 0 | 2.8426 | 2.7471 | 3.0192 | 0.0001125
7701 | 0.00024747 | 0 | 2.8426 | 2.7468 | 3.0192 | 0.00011191
7702 | 0.00025319 | 0 | 2.8426 | 2.7465 | 3.0192 | 0.00011181
7703 | 0.00025437 | 0 | 2.8521 | 2.7462 | 3.0192 | 0.00011005
7704 | 0.00025115 | 0 | 2.8387 | 2.7459 | 3.0192 | 0.00011249
7705 | 0.00025063 | 0 | 2.834 | 2.7456 | 3.0192 | 0.00011223
7706 | 0.00025494 | 0 | 2.8189 | 2.7453 | 3.0192 | 0.00011244
7707 | 0.00025964 | 0 | 2.8142 | 2.745 | 3.0192 | 0.00011265
7708 | 0.00026302 | 0 | 2.802 | 2.7447 | 3.0192 | 0.0001115
7709 | 0.0002627 | 0 | 2.7891 | 2.7444 | 3.0192 | 0.00011261
7710 | 0.00026856 | 0 | 2.7735 | 2.7441 | 3.0192 | 0.00011253
7711 | 0.00025979 | 0 | 2.76 | 2.7438 | 3.0192 | 0.00011108
7712 | 0.00017769 | 0 | 2.7528 | 2.7435 | 3.0192 | 0.0001111
7713 | 0.00015435 | 0 | 2.7314 | 2.7432 | 3.0192 | 0.00011181
7714 | 0.00014791 | 0 | 2.7139 | 2.7429 | 3.0192 | 0.00011185
7715 | 0.00014722 | 0 | 2.6992 | 2.7426 | 3.0192 | 0.00011194
7716 | 0.00015186 | 0 | 2.1409 | 2.7423 | 3.0192 | 0.00011204
7717 | 0.00015763 | 0 | 2.1314 | 2.742 | 3.0192 | 0.00011221
7718 | 0.00015218 | 0 | 2.1214 | 2.7417 | 3.0192 | 0.00011126
7719 | 0.00014703 | 0 | 2.1154 | 2.7414 | 3.0192 | 0.00011128
7720 | 0.00014446 | 0 | 2.1023 | 2.7411 | 3.0192 | 0.0001116
7721 | 0.00016023 | 0 | 2.0912 | 2.7408 | 3.0192 | 0.00011169
7722 | 0.00016853 | 0 | 2.0873 | 2.7405 | 3.0192 | 0.00011226
7723 | 0.0002125 | 0 | 2.0809 | 2.7402 | 3.0192 | 0.00011008
7724 | 0.00024343 | 0 | 2.0771 | 2.7399 | 3.0192 | 0.0001122
7725 | 0.00025826 | 0 | 2.0707 | 2.7396 | 3.0192 | 0.00011228
7726 | 0.00027453 | 0 | 2.0669 | 2.7393 | 3.0192 | 0.00011277
7727 | 0.00028618 | 0 | 2.0588 | 2.739 | 3.0192 | 0.0001122
7728 | 0.0002981 | 0 | 2.0525 | 2.7387 | 3.0192 | 0.0001129
7729 | 0.00030158 | 0 | 2.0255 | 2.7384 | 3.0192 | 0.00011294
7730 | 0.00030667 | 0 | 2.0021 | 2.7381 | 3.0192 | 0.00011207
7731 | 0.00031173 | 0 | 1.9882 | 2.7336 | 3.014 | 0.00011281
7732 | 0.00031995 | 0 | 1.9626 | 2.7123 | 2.9879 | 0.00011248
7733 | 0.00033413 | 0 | 1.9554 | 2.7061 | 2.9806 | 0.00011275
7734 | 0.00033503 | 0 | 1.9459 | 2.6979 | 2.9708 | 0.00011135
7735 | 0.00031248 | 0 | 1.9388 | 2.6918 | 2.9636 | 0.00011237
7736 | 0.00025671 | 0 | 1.9482 | 2.6993 | 2.9733 | 0.00011243
7737 | 0.00022482 | 0 | 2.0044 | 2.736 | 3.0192 | 0.00011204
7738 | 0.00019395 | 0 | 2.037 | 2.7357 | 3.0192 | 0.00011245
7739 | 0.00018195 | 0 | 2.0676 | 2.7354 | 3.0192 | 0.00011268
7740 | 0.00018156 | 0 | 2.0964 | 2.7351 | 3.0192 | 0.00011282
7741 | 0.00018695 | 0 | 2.1174 | 2.7348 | 3.0192 | 0.00011271
7742 | 0.00018515 | 0 | 2.1241 | 2.7345 | 3.0192 | 0.00011269
7743 | 0.00015739 | 0 | 2.1241 | 2.7342 | 3.0192 | 0.00011196
7744 | 0.00015847 | 0 | 2.0861 | 2.7339 | 3.0192 | 0.00011219
7745 | 0.00015787 | 0 | 2.0104 | 2.7336 | 3.0192 | 0.00011253
7746 | 0.00018194 | 0 | 1.9 | 2.6561 | 2.9233 | 0.00011268
7747 | 0.00024226 | 0 | 1.9365 | 2.6864 | 2.9612 | 0.00011277
7748 | 0.00026936 | 0 | 1.9079 | 2.6622 | 2.9315 | 0.00011268
7749 | 0.00028646 | 0 | 1.8682 | 2.6283 | 2.89 | 0.00011289
7750 | 0.00029936 | 0 | 1.8544 | 2.6162 | 2.8753 | 0.00011216
7751 | 0.00030599 | 0 | 1.8922 | 2.6481 | 2.9152 | 0.00011292
7752 | 0.00031717 | 0 | 1.9112 | 2.6639 | 2.935 | 0.00011243
7753 | 0.00032112 | 0 | 1.9295 | 2.6789 | 2.954 | 0.00011091
7754 | 0.00032367 | 0 | 1.9506 | 2.6961 | 2.9757 | 0.0001115
7755 | 0.00032396 | 0 | 1.9956 | 2.7307 | 3.0192 | 0.00011173
7756 | 0.00032828 | 0 | 1.9734 | 2.7142 | 2.999 | 0.00011213
7757 | 0.0003435 | 0 | 1.9857 | 2.7239 | 3.0115 | 0.00011232
7758 | 0.00034293 | 0 | 1.9919 | 2.7286 | 3.0178 | 0.00011134
7759 | 0.0003053 | 0 | 1.982 | 2.7203 | 3.0077 | 0.00011248
7760 | 0.0002379 | 0 | 1.9931 | 2.729 | 3.019 | 0.0001127
7761 | 0.0002077 | 0 | 2.0194 | 2.7289 | 3.0192 | 0.00011262
7762 | 0.00018968 | 0 | 2.0707 | 2.7286 | 3.0192 | 0.00011292
7763 | 0.00019326 | 0 | 2.0606 | 2.7283 | 3.0192 | 0.00011236
7764 | 0.00019303 | 0 | 2.0739 | 2.728 | 3.0192 | 0.00011122
7765 | 0.00019729 | 0 | 2.1049 | 2.7277 | 3.0192 | 0.00011303
7766 | 0.00017503 | 0 | 2.1049 | 2.7274 | 3.0192 | 0.00011261
7767 | 0.00014445 | 0 | 2.0663 | 2.7271 | 3.0192 | 0.00011248
7768 | 0.00014756 | 0 | 2.0482 | 2.7268 | 3.0192 | 0.0001118
7769 | 0.00014618 | 0 | 2.0451 | 2.7265 | 3.0192 | 0.00011264
7770 | 0.00017485 | 0 | 2.0638 | 2.7262 | 3.0192 | 0.0001125
7771 | 0.00021975 | 0 | 2.0707 | 2.7259 | 3.0192 | 0.00011299
7772 | 0.00024982 | 0 | 2.0669 | 2.7256 | 3.0192 | 0.00011346
7773 | 0.00026507 | 0 | 2.0707 | 2.7253 | 3.0192 | 0.00011284
7774 | 0.00026967 | 0 | 2.0733 | 2.725 | 3.0192 | 0.00010875
7775 | 0.00027437 | 0 | 2.0848 | 2.7248 | 3.0192 | 0.00011237
7776 | 0.00028347 | 0 | 2.0835 | 2.7246 | 3.0192 | 0.00011153
7777 | 0.00028696 | 0 | 2.079 | 2.7244 | 3.0192 | 0.00011085
7778 | 0.00029115 | 0 | 2.0279 | 2.7242 | 3.0192 | 0.00011143
7779 | 0.00029657 | 0 | 2.0062 | 2.724 | 3.0192 | 0.00011142
7780 | 0.000303 | 0 | 2.0056 | 2.7238 | 3.0192 | 0.00011138
7781 | 0.0003191 | 0 | 1.9845 | 2.7165 | 3.0102 | 0.00010991
7782 | 0.00033175 | 0 | 1.9226 | 2.6657 | 2.9468 | 0.0001109
7783 | 0.00028126 | 0 | 1.933 | 2.6741 | 2.9576 | 0.00011241
7784 | 0.00023908 | 0 | 1.9158 | 2.6597 | 2.9397 | 0.00011232
7785 | 0.00022773 | 0 | 2.0364 | 2.7229 | 3.0192 | 0.00011316
7786 | 0.00021536 | 0 | 2.0893 | 2.7227 | 3.0192 | 0.00011319
7787 | 0.00020236 | 0 | 2.1221 | 2.7225 | 3.0192 | 0.00011314
7788 | 0.00018239 | 0 | 2.7191 | 2.7224 | 3.0192 | 0.00011288
7789 | 0.00017616 | 0 | 2.72 | 2.7222 | 3.0192 | 0.000113
7790 | 0.00016257 | 0 | 2.7191 | 2.722 | 3.0192 | 0.00011211
7791 | 0.00014825 | 0 | 2.147 | 2.7218 | 3.0192 | 0.00011245
7792 | 0.00014499 | 0 | 2.1368 | 2.7216 | 3.0192 | 0.00011191
7793 | 0.00015774 | 0 | 2.1174 | 2.7214 | 3.0192 | 0.00011184
7794 | 0.00018084 | 0 | 2.0951 | 2.7212 | 3.0192 | 0.000112
7795 | 0.00022249 | 0 | 2.055 | 2.7211 | 3.0192 | 0.00011256
7796 | 0.0002472 | 0 | 2.0676 | 2.7209 | 3.0192 | 0.00011367
7797 | 0.00026834 | 0 | 2.0867 | 2.7207 | 3.0192 | 0.00011324
7798 | 0.00027603 | 0 | 2.0984 | 2.7205 | 3.0192 | 0.00011234
7799 | 0.00028386 | 0 | 2.0958 | 2.7203 | 3.0192 | 0.00010927
7800 | 0.00029849 | 0 | 2.1023 | 2.7201 | 3.0192 | 0.00011168
7801 | 0.00030704 | 0 | 2.1174 | 2.7199 | 3.0192 | 0.00010935
7802 | 0.00031371 | 0 | 2.1321 | 2.7198 | 3.0192 | 0.00010957
7803 | 0.00031972 | 0 | 2.1241 | 2.7196 | 3.0192 | 0.00010887
7804 | 0.00032724 | 0 | 2.1234 | 2.7194 | 3.0192 | 0.00010846
7805 | 0.00032869 | 0 | 2.1234 | 2.7192 | 3.0192 | 0.00010756
7806 | 0.0003441 | 0 | 2.1436 | 2.719 | 3.0192 | 0.00010768
7807 | 0.00030742 | 0 | 2.6974 | 2.7188 | 3.0192 | 0.00011285
7808 | 0.00025777 | 0 | 2.7367 | 2.7186 | 3.0192 | 0.00011319
7809 | 0.00022751 | 0 | 2.7946 | 2.7185 | 3.0192 | 0.00011348
7810 | 0.00021667 | 0 | 2.8912 | 2.7183 | 3.0192 | 0.00011315
7811 | 0.00020739 | 0 | 2.9673 | 2.7181 | 3.0192 | 0.00011111
7812 | 0.00020573 | 0 | 2.9861 | 2.7179 | 3.0192 | 0.00011265
7813 | 0.00019932 | 0 | 2.9988 | 2.7177 | 3.0192 | 0.00011339
7814 | 0.00019873 | 0 | 2.9861 | 2.7175 | 3.0192 | 0.00011348
7815 | 0.00018321 | 0 | 2.9476 | 2.7173 | 3.0192 | 0.00011268
7816 | 0.00017365 | 0 | 2.9292 | 2.7172 | 3.0192 | 0.000113
7817 | 0.00018341 | 0 | 2.8823 | 2.717 | 3.0192 | 0.0001134
7818 | 0.00018723 | 0 | 2.9051 | 2.7168 | 3.0192 | 0.00011316
7819 | 0.0002155 | 0 | 2.8784 | 2.7166 | 3.0192 | 0.00011396
7820 | 0.00024422 | 0 | 2.8735 | 2.7164 | 3.0192 | 0.00011188
7821 | 0.0002613 | 0 | 2.8647 | 2.7162 | 3.0192 | 0.00011077
7822 | 0.00025951 | 0 | 2.8784 | 2.7161 | 3.0192 | 0.00011122
7823 | 0.00026122 | 0 | 2.8764 | 2.7159 | 3.0192 | 0.00011011
7824 | 0.00026762 | 0 | 2.8676 | 2.7157 | 3.0192 | 0.00011154
7825 | 0.00026934 | 0 | 2.9211 | 2.7155 | 3.0192 | 0.00011134
7826 | 0.00027004 | 0 | 2.9333 | 2.7153 | 3.0192 | 0.00011056
7827 | 0.00027076 | 0 | 2.9211 | 2.7151 | 3.0192 | 0.00010845
7828 | 0.00027285 | 0 | 2.9201 | 2.7149 | 3.0192 | 0.00011119
7829 | 0.00027881 | 0 | 2.9041 | 2.7148 | 3.0192 | 0.00010992
7830 | 0.00029629 | 0 | 2.8647 | 2.7146 | 3.0192 | 0.0001111
7831 | 0.0002673 | 0 | 2.9061 | 2.7144 | 3.0192 | 0.00011297
7832 | 0.00021958 | 0 | 2.9211 | 2.7142 | 3.0192 | 0.00011269
7833 | 0.00018724 | 0 | 2.9569 | 2.714 | 3.0192 | 0.00011298
7834 | 0.00018798 | 0 | 2.983 | 2.7138 | 3.0192 | 0.00011355
7835 | 0.00017665 | 0 | 2.9999 | 2.7136 | 3.0192 | 0.00011308
7836 | 0.00017085 | 0 | 3.0596 | 2.7135 | 3.0192 | 0.0001131
7837 | 0.00016641 | 0 | 3.0989 | 2.7133 | 3.0192 | 0.00011354
7838 | 0.00015495 | 0 | 3.0596 | 2.7131 | 3.0192 | 0.00011351
7839 | 0.00013317 | 0 | 2.9714 | 2.7129 | 3.0192 | 0.00011303
7840 | 0.00013604 | 0 | 2.9211 | 2.7127 | 3.0192 | 0.00011309
7841 | 0.00015144 | 0 | 2.8058 | 2.7125 | 3.0192 | 0.00011349
7842 | 0.00014738 | 0 | 2.8095 | 2.7124 | 3.0192 | 0.00011299
7843 | 0.00020445 | 0 | 2.8991 | 2.7122 | 3.0192 | 0.00011221
7844 | 0.00021299 | 0 | 2.8823 | 2.712 | 3.0192 | 0.0001058
7845 | 0.00023354 | 0 | 2.8725 | 2.7118 | 3.0192 | 0.00011315
7846 | 0.00022541 | 0 | 2.9111 | 2.7116 | 3.0192 | 0.00011371
7847 | 0.00022584 | 0 | 2.8686 | 2.7114 | 3.0192 | 0.00011388
7848 | 0.00023436 | 0 | 2.7845 | 2.7112 | 3.0192 | 0.00011284
7849 | 0.00023999 | 0 | 2.7891 | 2.7111 | 3.0192 | 0.00011277
7850 | 0.00024442 | 0 | 2.779 | 2.7109 | 3.0192 | 0.0001139
7851 | 0.0002497 | 0 | 2.8464 | 2.7107 | 3.0192 | 0.00011338
7852 | 0.00025114 | 0 | 2.8735 | 2.7105 | 3.0192 | 0.00011376
7853 | 0.00027255 | 0 | 2.8941 | 2.7103 | 3.0192 | 0.00010904
7854 | 0.00026689 | 0 | 2.8872 | 2.7101 | 3.0192 | 0.00011362
7855 | 0.00022302 | 0 | 2.856 | 2.71 | 3.0192 | 0.00011321
7856 | 0.00020055 | 0 | 2.8686 | 2.7098 | 3.0192 | 0.00011286
7857 | 0.00018211 | 0 | 2.9798 | 2.7096 | 3.0192 | 0.0001136
7858 | 0.00018006 | 0 | 2.9861 | 2.7094 | 3.0192 | 0.00011323
7859 | 0.00016387 | 0 | 3.0074 | 2.7092 | 3.0192 | 0.00011361
7860 | 0.00015285 | 0 | 3.0149 | 2.709 | 3.0192 | 0.00011252
7861 | 0.00015805 | 0 | 3.0192 | 2.7089 | 3.0192 | 0.00011338
7862 | 0.00014474 | 0 | 3.0192 | 2.7087 | 3.0192 | 0.00011244
7863 | 0.00013228 | 0 | 2.9384 | 2.7085 | 3.0192 | 0.00011288
7864 | 0.0001272 | 0 | 2.8189 | 2.7083 | 3.0192 | 0.00011296
7865 | 0.00013857 | 0 | 2.7627 | 2.7081 | 3.0192 | 0.00011333
7866 | 0.00014527 | 0 | 2.7854 | 2.7079 | 3.0192 | 0.00011356
7867 | 0.00018752 | 0 | 2.7061 | 2.7077 | 3.0192 | 0.00011273
7868 | 0.00022989 | 0 | 2.1388 | 2.7076 | 3.0192 | 0.00011093
7869 | 0.0002366 | 0 | 2.0631 | 2.7074 | 3.0192 | 0.00011234
7870 | 0.0002497 | 0 | 2.147 | 2.7072 | 3.0192 | 0.00011394
7871 | 0.0002489 | 0 | 2.7253 | 2.707 | 3.0192 | 0.00011317
7872 | 0.00025366 | 0 | 2.1449 | 2.7068 | 3.0192 | 0.00011301
7873 | 0.00025622 | 0 | 2.1214 | 2.7066 | 3.0192 | 0.00011315
7874 | 0.00026035 | 0 | 2.7323 | 2.7065 | 3.0192 | 0.00011403
7875 | 0.0002622 | 0 | 2.7726 | 2.7063 | 3.0192 | 0.0001141
7876 | 0.00026658 | 0 | 2.7492 | 2.7061 | 3.0192 | 0.00011396
7877 | 0.00028156 | 0 | 2.7564 | 2.7059 | 3.0192 | 0.00011383
7878 | 0.00030189 | 0 | 2.8273 | 2.7057 | 3.0192 | 0.00011312
7879 | 0.00025908 | 0 | 2.8378 | 2.7055 | 3.0192 | 0.00011311
7880 | 0.00019208 | 0 | 2.8359 | 2.7054 | 3.0192 | 0.00011312
7881 | 0.00017067 | 0 | 2.8735 | 2.7052 | 3.0192 | 0.00011357
7882 | 0.0001599 | 0 | 2.9404 | 2.705 | 3.0192 | 0.00011326
7883 | 0.00015623 | 0 | 3.0117 | 2.7048 | 3.0192 | 0.00011361
7884 | 0.00014985 | 0 | 3.0674 | 2.7046 | 3.0192 | 0.00011309
7885 | 0.00015199 | 0 | 3.0853 | 2.7044 | 3.0192 | 0.00011379
7886 | 0.00013521 | 0 | 3.0786 | 2.7043 | 3.0192 | 0.00011357
7887 | 0.00010897 | 0 | 3.0563 | 2.7041 | 3.0192 | 0.00011316
7888 | 0.00010575 | 0 | 3.0063 | 2.7039 | 3.0192 | 0.00011301
7889 | 0.00011941 | 0 | 2.9946 | 2.7037 | 3.0192 | 0.00011336
7890 | 0.0001466 | 0 | 2.9559 | 2.7035 | 3.0192 | 0.00011359
7891 | 0.00017566 | 0 | 2.9343 | 2.7033 | 3.0192 | 0.00011068
7892 | 0.00020872 | 0 | 2.8599 | 2.7032 | 3.0192 | 0.00011286
7893 | 0.00022437 | 0 | 2.8599 | 2.703 | 3.0192 | 0.00011391
7894 | 0.00023873 | 0 | 2.8058 | 2.7028 | 3.0192 | 0.00011336
7895 | 0.00024669 | 0 | 2.7836 | 2.7026 | 3.0192 | 0.00011397
7896 | 0.00025683 | 0 | 2.7618 | 2.7024 | 3.0192 | 0.0001116
7897 | 0.00026327 | 0 | 2.1088 | 2.7022 | 3.0192 | 0.00011411
7898 | 0.00027224 | 0 | 2.1321 | 2.7021 | 3.0192 | 0.00011384
7899 | 0.00028301 | 0 | 2.727 | 2.7019 | 3.0192 | 0.00011256
7900 | 0.00028559 | 0 | 2.7 | 2.7017 | 3.0192 | 0.00011211
7901 | 0.00030015 | 0 | 2.1436 | 2.7015 | 3.0192 | 0.00011418
7902 | 0.00030391 | 0 | 2.7412 | 2.7013 | 3.0192 | 0.00011326
7903 | 0.00026855 | 0 | 2.7818 | 2.7011 | 3.0192 | 0.00011334
7904 | 0.00020259 | 0 | 2.8011 | 2.701 | 3.0192 | 0.00011318
7905 | 0.0001846 | 0 | 2.8207 | 2.7008 | 3.0192 | 0.00011395
7906 | 0.00017692 | 0 | 2.8676 | 2.7006 | 3.0192 | 0.00011391
7907 | 0.00017162 | 0 | 2.9091 | 2.7004 | 3.0192 | 0.00011383
7908 | 0.00016802 | 0 | 2.9262 | 2.7002 | 3.0192 | 0.00011382
7909 | 0.00016734 | 0 | 2.9476 | 2.7 | 3.0192 | 0.00011372
7910 | 0.00015661 | 0 | 2.9476 | 2.6999 | 3.0192 | 0.00011398
7911 | 0.00014466 | 0 | 2.9181 | 2.6997 | 3.0192 | 0.00011327
7912 | 0.00013145 | 0 | 2.9081 | 2.6995 | 3.0192 | 0.00011338
7913 | 0.00015651 | 0 | 2.9111 | 2.6993 | 3.0192 | 0.00011358
7914 | 0.00016683 | 0 | 2.8951 | 2.6991 | 3.0192 | 0.00011341
7915 | 0.00020086 | 0 | 2.9081 | 2.6989 | 3.0192 | 0.00011104
7916 | 0.00022677 | 0 | 2.8179 | 2.6988 | 3.0192 | 0.00011295
7917 | 0.00024706 | 0 | 2.8104 | 2.6986 | 3.0192 | 0.00011366
7918 | 0.00026387 | 0 | 2.779 | 2.6984 | 3.0192 | 0.00011436
7919 | 0.00026757 | 0 | 2.8104 | 2.6982 | 3.0192 | 0.00011439
7920 | 0.0002742 | 0 | 2.779 | 2.698 | 3.0192 | 0.00011336
7921 | 0.00027624 | 0 | 2.779 | 2.6979 | 3.0192 | 0.0001137
7922 | 0.00028125 | 0 | 2.7672 | 2.6977 | 3.0192 | 0.00011456
7923 | 0.00028227 | 0 | 2.7182 | 2.6975 | 3.0192 | 0.0001128
7924 | 0.00028935 | 0 | 2.6854 | 2.6973 | 3.0192 | 0.0001143
7925 | 0.00030622 | 0 | 2.1141 | 2.6971 | 3.0192 | 0.00011409
7926 | 0.00030493 | 0 | 2.1036 | 2.6969 | 3.0192 | 0.00011403
7927 | 0.00028843 | 0 | 2.1307 | 2.6968 | 3.0192 | 0.00011374
7928 | 0.00021978 | 0 | 2.0701 | 2.6966 | 3.0192 | 0.00011318
7929 | 0.00019915 | 0 | 2.6923 | 2.6964 | 3.0192 | 0.00011404
7930 | 0.00018994 | 0 | 2.7965 | 2.6962 | 3.0192 | 0.00011177
7931 | 0.00017714 | 0 | 2.8823 | 2.696 | 3.0192 | 0.00011382
7932 | 0.00016979 | 0 | 2.8823 | 2.6958 | 3.0192 | 0.00011417
7933 | 0.0001822 | 0 | 2.9011 | 2.6957 | 3.0192 | 0.0001142
7934 | 0.0001654 | 0 | 2.9061 | 2.6955 | 3.0192 | 0.00011384
7935 | 0.0001487 | 0 | 2.9011 | 2.6953 | 3.0192 | 0.00011359
7936 | 0.0001403 | 0 | 2.9181 | 2.695 | 3.0192 | 0.00011395
7937 | 0.00015136 | 0 | 2.8872 | 2.6948 | 3.0192 | 0.00011318
7938 | 0.00018026 | 0 | 2.8784 | 2.6945 | 3.0192 | 0.00011417
7939 | 0.00021561 | 0 | 2.8784 | 2.6943 | 3.0192 | 0.00011403
7940 | 0.00025084 | 0 | 2.8823 | 2.6941 | 3.0192 | 0.00011412
7941 | 0.00025986 | 0 | 2.8579 | 2.6938 | 3.0192 | 0.00011346
7942 | 0.00026879 | 0 | 2.8464 | 2.6936 | 3.0192 | 0.00011357
7943 | 0.00027126 | 0 | 2.8378 | 2.6933 | 3.0192 | 0.00011457
7944 | 0.00028008 | 0 | 2.8378 | 2.6931 | 3.0192 | 0.00011371
7945 | 0.00028319 | 0 | 2.8464 | 2.6929 | 3.0192 | 0.00011308
7946 | 0.00028557 | 0 | 2.8579 | 2.6926 | 3.0192 | 0.00011471
7947 | 0.00028924 | 0 | 2.8686 | 2.6924 | 3.0192 | 0.00011456
7948 | 0.00029259 | 0 | 2.8473 | 2.6921 | 3.0192 | 0.0001146
7949 | 0.00030938 | 0 | 2.8236 | 2.6919 | 3.0192 | 0.00011445
7950 | 0.00030446 | 0 | 2.803 | 2.6916 | 3.0192 | 0.00011204
7951 | 0.00025947 | 0 | 2.8086 | 2.6914 | 3.0192 | 0.00011367
7952 | 0.00021623 | 0 | 2.802 | 2.6912 | 3.0192 | 0.00011391
7953 | 0.0001874 | 0 | 2.8142 | 2.6909 | 3.0192 | 0.00011439
7954 | 0.00018042 | 0 | 2.8151 | 2.6907 | 3.0192 | 0.00011319
7955 | 0.00018151 | 0 | 2.8349 | 2.6904 | 3.0192 | 0.00011439
7956 | 0.00019396 | 0 | 2.8464 | 2.6902 | 3.0192 | 0.00011315
7957 | 0.00019964 | 0 | 2.856 | 2.69 | 3.0192 | 0.00011436
7958 | 0.00019679 | 0 | 2.8647 | 2.6897 | 3.0192 | 0.00011458
7959 | 0.00017529 | 0 | 2.8521 | 2.6895 | 3.0192 | 0.00011397
7960 | 0.00017157 | 0 | 2.8406 | 2.6892 | 3.0192 | 0.00011364
7961 | 0.00018291 | 0 | 2.8321 | 2.689 | 3.0192 | 0.00011448
7962 | 0.00018561 | 0 | 2.8321 | 2.6888 | 3.0192 | 0.00011295
7963 | 0.00022194 | 0 | 2.8283 | 2.6885 | 3.0192 | 0.00011427
7964 | 0.00025103 | 0 | 2.8283 | 2.6883 | 3.0192 | 0.0001136
7965 | 0.00026075 | 0 | 2.833 | 2.688 | 3.0192 | 0.00011459
7966 | 0.00026444 | 0 | 2.8321 | 2.6878 | 3.0192 | 0.00011481
7967 | 0.0002651 | 0 | 2.8406 | 2.6875 | 3.0192 | 0.00011483
7968 | 0.00027058 | 0 | 2.8368 | 2.6873 | 3.0192 | 0.00011488
7969 | 0.00026967 | 0 | 2.8311 | 2.6871 | 3.0192 | 0.00011326
7970 | 0.00026817 | 0 | 2.8321 | 2.6868 | 3.0192 | 0.00011477
7971 | 0.00026649 | 0 | 2.8321 | 2.6866 | 3.0192 | 0.00011485
7972 | 0.00026431 | 0 | 2.8464 | 2.6863 | 3.0192 | 0.0001145
7973 | 0.00026789 | 0 | 2.8464 | 2.6861 | 3.0192 | 0.0001149
7974 | 0.00028384 | 0 | 2.8493 | 2.6859 | 3.0192 | 0.00011488
7975 | 0.00024092 | 0 | 2.855 | 2.6856 | 3.0192 | 0.0001138
7976 | 0.00018937 | 0 | 2.8686 | 2.6854 | 3.0192 | 0.00011392
7977 | 0.0001553 | 0 | 2.8833 | 2.6851 | 3.0192 | 0.0001144
7978 | 0.00013642 | 0 | 2.9061 | 2.6849 | 3.0192 | 0.00011421
7979 | 0.00013204 | 0 | 2.9343 | 2.6847 | 3.0192 | 0.00011414
7980 | 0.00013077 | 0 | 2.9404 | 2.6844 | 3.0192 | 0.00011138
7981 | 0.00014239 | 0 | 2.9621 | 2.6842 | 3.0192 | 0.00011458
7982 | 0.00012914 | 0 | 2.9631 | 2.6839 | 3.0192 | 0.00011406
7983 | 0.00010317 | 0 | 2.9631 | 2.6837 | 3.0192 | 0.00011395
7984 | 0.00010381 | 0 | 2.9528 | 2.6835 | 3.0192 | 0.00011382
7985 | 0.00013057 | 0 | 2.9528 | 2.6832 | 3.0192 | 0.00011449
7986 | 0.00013244 | 0 | 2.9476 | 2.683 | 3.0192 | 0.00011458
7987 | 0.00018977 | 0 | 2.9476 | 2.6827 | 3.0192 | 0.00011134
7988 | 0.00021561 | 0 | 2.9282 | 2.6825 | 3.0192 | 0.00011528
7989 | 0.00023777 | 0 | 2.9091 | 2.6823 | 3.0192 | 0.00010808
7990 | 0.0002479 | 0 | 2.8862 | 2.682 | 3.0192 | 0.00011471
7991 | 0.00025359 | 0 | 2.8608 | 2.6818 | 3.0192 | 0.00011481
7992 | 0.00026541 | 0 | 2.8512 | 2.6816 | 3.0192 | 0.00011437
7993 | 0.00027029 | 0 | 2.8426 | 2.6813 | 3.0192 | 0.0001081
7994 | 0.00027277 | 0 | 2.8406 | 2.6811 | 3.0192 | 0.0001129
7995 | 0.00027561 | 0 | 2.8283 | 2.6808 | 3.0192 | 0.00011224
7996 | 0.00027989 | 0 | 2.8095 | 2.6806 | 3.0192 | 0.00011191
7997 | 0.00030052 | 0 | 2.7919 | 2.6804 | 3.0192 | 0.00011254
7998 | 0.00031038 | 0 | 2.7854 | 2.6801 | 3.0192 | 0.00011147
7999 | 0.00026331 | 0 | 2.7836 | 2.6799 | 3.0192 | 0.00011465
8000 | 0.00021764 | 0 | 2.779 | 2.6796 | 3.0192 | 0.00011392
8001 | 0.00017883 | 0 | 2.7836 | 2.6794 | 3.0192 | 0.00011502
8002 | 0.00016133 | 0 | 2.779 | 2.6792 | 3.0192 | 0.00011502
8003 | 0.00015378 | 0 | 2.7663 | 2.6789 | 3.0192 | 0.00011503
8004 | 0.00015594 | 0 | 2.7836 | 2.6787 | 3.0192 | 0.00011384
8005 | 0.00016883 | 0 | 2.7909 | 2.6784 | 3.0192 | 0.0001148
8006 | 0.0001578 | 0 | 2.8002 | 2.6782 | 3.0192 | 0.00011325
8007 | 0.00015039 | 0 | 2.7993 | 2.678 | 3.0192 | 0.00011432
8008 | 0.00014723 | 0 | 2.7965 | 2.6777 | 3.0192 | 0.0001142
8009 | 0.00014839 | 0 | 2.7983 | 2.6775 | 3.0192 | 0.00011472
8010 | 0.00017452 | 0 | 2.7965 | 2.6773 | 3.0192 | 0.00011382
8011 | 0.00019758 | 0 | 2.8011 | 2.677 | 3.0192 | 0.00011539
8012 | 0.00022725 | 0 | 2.7993 | 2.6768 | 3.0192 | 0.00011365
8013 | 0.00023249 | 0 | 2.7974 | 2.6765 | 3.0192 | 0.00011015
8014 | 0.00023639 | 0 | 2.7882 | 2.6763 | 3.0192 | 0.00011173
8015 | 0.00023448 | 0 | 2.7909 | 2.6761 | 3.0192 | 0.00011174
8016 | 0.00024116 | 0 | 2.7818 | 2.6758 | 3.0192 | 0.00011276
8017 | 0.00024298 | 0 | 2.7726 | 2.6756 | 3.0192 | 0.00010928
8018 | 0.00024566 | 0 | 2.7663 | 2.6753 | 3.0192 | 0.00011134
8019 | 0.00024855 | 0 | 2.7672 | 2.6751 | 3.0192 | 0.0001096
8020 | 0.00025181 | 0 | 2.7618 | 2.6749 | 3.0192 | 0.00011127
8021 | 0.00026704 | 0 | 2.7627 | 2.6746 | 3.0192 | 0.0001087
8022 | 0.00026374 | 0 | 2.7672 | 2.6744 | 3.0192 | 0.00011082
8023 | 0.00022912 | 0 | 2.7618 | 2.6742 | 3.0192 | 0.00011459
8024 | 0.00019286 | 0 | 2.7618 | 2.6739 | 3.0192 | 0.00011509
8025 | 0.00017874 | 0 | 2.7672 | 2.6737 | 3.0192 | 0.0001132
8026 | 0.00017528 | 0 | 2.7726 | 2.6734 | 3.0192 | 0.00011488
8027 | 0.00016912 | 0 | 2.7726 | 2.6732 | 3.0192 | 0.00011244
8028 | 0.00016788 | 0 | 2.7456 | 2.673 | 3.0192 | 0.00011233
8029 | 0.00017663 | 0 | 2.7456 | 2.6727 | 3.0192 | 0.00011527
8030 | 0.00018842 | 0 | 2.7501 | 2.6725 | 3.0192 | 0.00011525
8031 | 0.00016563 | 0 | 2.7456 | 2.6722 | 3.0192 | 0.00011449
8032 | 0.00015994 | 0 | 2.727 | 2.672 | 3.0192 | 0.00011503
8033 | 0.00015576 | 0 | 2.7156 | 2.6718 | 3.0192 | 0.0001145
8034 | 0.00015951 | 0 | 2.7 | 2.6715 | 3.0192 | 0.00011507
8035 | 0.00019673 | 0 | 2.7043 | 2.6713 | 3.0192 | 0.00011401
8036 | 0.00023365 | 0 | 2.6897 | 2.6711 | 3.0192 | 0.00011521
8037 | 0.00023925 | 0 | 2.1443 | 2.6708 | 3.0192 | 0.0001118
8038 | 0.00023752 | 0 | 2.1388 | 2.6706 | 3.0192 | 0.00011488
8039 | 0.00023925 | 0 | 2.1281 | 2.6703 | 3.0192 | 0.00011366
8040 | 0.00025139 | 0 | 2.1247 | 2.6701 | 3.0192 | 0.00011471
8041 | 0.00025569 | 0 | 2.1207 | 2.6699 | 3.0192 | 0.00011379
8042 | 0.0002619 | 0 | 2.1234 | 2.6696 | 3.0192 | 0.00011394
8043 | 0.00026585 | 0 | 2.1187 | 2.6694 | 3.0192 | 0.00011297
8044 | 0.00027149 | 0 | 2.1194 | 2.6692 | 3.0192 | 0.00011269
8045 | 0.00027771 | 0 | 2.1148 | 2.6689 | 3.0192 | 0.00011161
8046 | 0.00028619 | 0 | 2.1088 | 2.6687 | 3.0192 | 0.00011268
8047 | 0.00025255 | 0 | 2.1016 | 2.6685 | 3.0192 | 0.000115
8048 | 0.00020487 | 0 | 2.0938 | 2.6682 | 3.0192 | 0.00011442
8049 | 0.0001858 | 0 | 2.0971 | 2.668 | 3.0192 | 0.00011374
8050 | 0.00017874 | 0 | 2.1023 | 2.6677 | 3.0192 | 0.00011526
8051 | 0.00017656 | 0 | 2.1088 | 2.6675 | 3.0192 | 0.00011532
8052 | 0.00015047 | 0 | 2.1148 | 2.6673 | 3.0192 | 0.00011491
8053 | 0.00013766 | 0 | 2.1201 | 2.667 | 3.0192 | 0.00011528
8054 | 0.00013584 | 0 | 2.1261 | 2.6668 | 3.0192 | 0.00011465
8055 | 0.00013029 | 0 | 2.1214 | 2.6666 | 3.0192 | 0.00011515
8056 | 0.00013572 | 0 | 2.1201 | 2.6663 | 3.0192 | 0.00011489
8057 | 0.00014221 | 0 | 2.1187 | 2.6661 | 3.0192 | 0.00011501
8058 | 0.00014507 | 0 | 2.1201 | 2.6658 | 3.0192 | 0.00011537
8059 | 0.00018987 | 0 | 2.1148 | 2.6656 | 3.0192 | 0.00011403
8060 | 0.00021251 | 0 | 2.1148 | 2.6654 | 3.0192 | 0.00011482
8061 | 0.00022842 | 0 | 2.1121 | 2.6651 | 3.0192 | 0.00011547
8062 | 0.0002336 | 0 | 2.1161 | 2.6649 | 3.0192 | 0.00011558
8063 | 0.00023888 | 0 | 2.1141 | 2.6647 | 3.0192 | 0.00011331
8064 | 0.0002475 | 0 | 2.1148 | 2.6644 | 3.0192 | 0.00011575
8065 | 0.00025011 | 0 | 2.1095 | 2.6642 | 3.0192 | 0.00011069
8066 | 0.00025457 | 0 | 2.0971 | 2.664 | 3.0192 | 0.00011564
8067 | 0.00025873 | 0 | 2.088 | 2.6637 | 3.0192 | 0.00011547
8068 | 0.00026441 | 0 | 2.0765 | 2.6635 | 3.0192 | 0.0001156
8069 | 0.00026711 | 0 | 2.0739 | 2.6632 | 3.0192 | 0.00011369
8070 | 0.00027533 | 0 | 2.0676 | 2.663 | 3.0192 | 0.00011529
8071 | 0.00025817 | 0 | 2.055 | 2.6628 | 3.0192 | 0.00011484
8072 | 0.000198 | 0 | 2.0506 | 2.6625 | 3.0192 | 0.00011519
8073 | 0.00017388 | 0 | 2.0383 | 2.6623 | 3.0192 | 0.00011542
8074 | 0.00015381 | 0 | 2.0383 | 2.6621 | 3.0192 | 0.00011476
8075 | 0.00015807 | 0 | 2.0383 | 2.6618 | 3.0192 | 0.00011525
8076 | 0.00016343 | 0 | 2.0482 | 2.6616 | 3.0192 | 0.00011475
8077 | 0.00017671 | 0 | 2.0438 | 2.6614 | 3.0192 | 0.00011369
8078 | 0.00017229 | 0 | 2.0444 | 2.6611 | 3.0192 | 0.00011473
8079 | 0.00016121 | 0 | 2.034 | 2.6609 | 3.0192 | 0.00011467
8080 | 0.00016466 | 0 | 2.0395 | 2.6607 | 3.0192 | 0.00011461
8081 | 0.00017055 | 0 | 2.0401 | 2.6604 | 3.0192 | 0.00011411
8082 | 0.0001601 | 0 | 2.0401 | 2.6602 | 3.0192 | 0.00011534
8083 | 0.00020479 | 0 | 2.034 | 2.6599 | 3.0192 | 0.00011387
8084 | 0.00023414 | 0 | 2.034 | 2.6597 | 3.0192 | 0.0001149
8085 | 0.00025164 | 0 | 2.0414 | 2.6595 | 3.0192 | 0.00011473
8086 | 0.00025594 | 0 | 2.0401 | 2.6592 | 3.0192 | 0.00011456
8087 | 0.00026076 | 0 | 2.0407 | 2.659 | 3.0192 | 0.0001149
8088 | 0.0002717 | 0 | 2.0414 | 2.6589 | 3.0192 | 0.0001149
8089 | 0.00027644 | 0 | 2.037 | 2.6588 | 3.0192 | 0.00011546
8090 | 0.00028117 | 0 | 2.0451 | 2.6587 | 3.0192 | 0.00011574
8091 | 0.00028695 | 0 | 2.0444 | 2.6586 | 3.0192 | 0.00011465
8092 | 0.00029537 | 0 | 2.0328 | 2.6584 | 3.0192 | 0.00011546
8093 | 0.00029898 | 0 | 2.0444 | 2.6583 | 3.0192 | 0.00011502
8094 | 0.00032147 | 0 | 2.0482 | 2.6582 | 3.0192 | 0.00011536
8095 | 0.00029523 | 0 | 2.0525 | 2.6581 | 3.0192 | 0.00011528
8096 | 0.00022576 | 0 | 2.0638 | 2.658 | 3.0192 | 0.00011537
8097 | 0.00018812 | 0 | 2.0707 | 2.6579 | 3.0192 | 0.0001156
8098 | 0.00016914 | 0 | 2.0964 | 2.6577 | 3.0192 | 0.0001157
8099 | 0.00014658 | 0 | 2.0964 | 2.6576 | 3.0192 | 0.00011568
8100 | 0.0001404 | 0 | 2.099 | 2.6575 | 3.0192 | 0.00011566
8101 | 0.00014019 | 0 | 2.0964 | 2.6574 | 3.0192 | 0.00011562
8102 | 0.00012773 | 0 | 2.0964 | 2.6573 | 3.0192 | 0.00011477
8103 | 0.00011374 | 0 | 2.0997 | 2.6571 | 3.0192 | 0.00011537
8104 | 0.00010772 | 0 | 2.1088 | 2.657 | 3.0192 | 0.00011459
8105 | 0.00012394 | 0 | 2.1141 | 2.6569 | 3.0192 | 0.00011538
8106 | 0.00014248 | 0 | 2.1174 | 2.6568 | 3.0192 | 0.00011417
8107 | 0.00019433 | 0 | 2.1174 | 2.6567 | 3.0192 | 0.00011554
8108 | 0.00021554 | 0 | 2.1261 | 2.6566 | 3.0192 | 0.00011546
8109 | 0.00023691 | 0 | 2.1334 | 2.6564 | 3.0192 | 0.00011539
8110 | 0.0002387 | 0 | 2.1402 | 2.6563 | 3.0192 | 0.00011545
8111 | 0.00024332 | 0 | 2.6897 | 2.6562 | 3.0192 | 0.00011509
8112 | 0.00025417 | 0 | 2.7043 | 2.6561 | 3.0192 | 0.00011596
8113 | 0.0002589 | 0 | 2.7069 | 2.656 | 3.0192 | 0.0001156
8114 | 0.00026458 | 0 | 2.7043 | 2.6558 | 3.0192 | 0.00011563
8115 | 0.00026872 | 0 | 2.6966 | 2.6557 | 3.0192 | 0.00011574
8116 | 0.00027383 | 0 | 2.6906 | 2.6556 | 3.0192 | 0.00011417
8117 | 0.00028989 | 0 | 2.6931 | 2.6555 | 3.0192 | 0.0001143
8118 | 0.00029927 | 0 | 2.6992 | 2.6554 | 3.0192 | 0.00011367
8119 | 0.00025018 | 0 | 2.7061 | 2.6553 | 3.0192 | 0.00011561
8120 | 0.00019777 | 0 | 2.7139 | 2.6551 | 3.0192 | 0.00011514
8121 | 0.00016359 | 0 | 2.7139 | 2.655 | 3.0192 | 0.00011578
8122 | 0.00015104 | 0 | 2.6897 | 2.6549 | 3.0192 | 0.00011564
8123 | 0.00013705 | 0 | 2.1429 | 2.6548 | 3.0192 | 0.00011568
8124 | 0.00013833 | 0 | 2.1382 | 2.6547 | 3.0192 | 0.00011581
8125 | 0.00013524 | 0 | 2.1301 | 2.6546 | 3.0192 | 0.00011563
8126 | 0.00012719 | 0 | 2.1167 | 2.6544 | 3.0192 | 0.00011551
8127 | 0.00011113 | 0 | 2.0945 | 2.6543 | 3.0192 | 0.00011476
8128 | 0.00010917 | 0 | 2.0809 | 2.6542 | 3.0192 | 0.00011487
8129 | 0.00014039 | 0 | 2.0796 | 2.6541 | 3.0192 | 0.00011501
8130 | 0.00015043 | 0 | 2.0739 | 2.654 | 3.0192 | 0.00011477
8131 | 0.00020505 | 0 | 2.0777 | 2.6538 | 3.0192 | 0.00011398
8132 | 0.00023348 | 0 | 2.0771 | 2.6537 | 3.0192 | 0.0001075
8133 | 0.00025558 | 0 | 2.0784 | 2.6536 | 3.0192 | 0.00011495
8134 | 0.00026502 | 0 | 2.079 | 2.6535 | 3.0192 | 0.00011476
8135 | 0.00027112 | 0 | 2.0841 | 2.6534 | 3.0192 | 0.00011431
8136 | 0.00028173 | 0 | 2.0828 | 2.6533 | 3.0192 | 0.00011515
8137 | 0.00028522 | 0 | 2.088 | 2.6531 | 3.0192 | 0.00011165
8138 | 0.0002892 | 0 | 2.1082 | 2.653 | 3.0192 | 0.00011401
8139 | 0.00029263 | 0 | 2.1355 | 2.6529 | 3.0192 | 0.00011379
8140 | 0.00029626 | 0 | 2.7043 | 2.6528 | 3.0192 | 0.00011357
8141 | 0.00029403 | 0 | 2.7376 | 2.6527 | 3.0192 | 0.00011395
8142 | 0.00031149 | 0 | 2.7385 | 2.6526 | 3.0192 | 0.00011253
8143 | 0.00027903 | 0 | 2.7385 | 2.6524 | 3.0192 | 0.0001159
8144 | 0.00020677 | 0 | 2.7341 | 2.6523 | 3.0192 | 0.00011603
8145 | 0.00019047 | 0 | 2.7421 | 2.6522 | 3.0192 | 0.00011618
8146 | 0.0001783 | 0 | 2.76 | 2.6521 | 3.0192 | 0.00011564
8147 | 0.00016945 | 0 | 2.7726 | 2.652 | 3.0192 | 0.00011612
8148 | 0.00015847 | 0 | 2.7863 | 2.6518 | 3.0192 | 0.00011606
8149 | 0.000173 | 0 | 2.7882 | 2.6517 | 3.0192 | 0.00011608
8150 | 0.00016505 | 0 | 2.7799 | 2.6516 | 3.0192 | 0.00011607
8151 | 0.00015607 | 0 | 2.7519 | 2.6515 | 3.0192 | 0.00011517
8152 | 0.00017315 | 0 | 2.1436 | 2.6514 | 3.0192 | 0.00011578
8153 | 0.00016046 | 0 | 2.1049 | 2.6513 | 3.0192 | 0.00011598
8154 | 0.00016202 | 0 | 2.0906 | 2.6511 | 3.0192 | 0.00011602
8155 | 0.00021799 | 0 | 2.0695 | 2.651 | 3.0192 | 0.00010964
8156 | 0.00024202 | 0 | 2.1115 | 2.6509 | 3.0192 | 0.00011668
8157 | 0.00025217 | 0 | 2.7465 | 2.6508 | 3.0192 | 0.0001135
8158 | 0.00025347 | 0 | 2.727 | 2.6507 | 3.0192 | 0.00011491
8159 | 0.00025606 | 0 | 2.7672 | 2.6506 | 3.0192 | 0.00011613
8160 | 0.00026459 | 0 | 2.7808 | 2.6504 | 3.0192 | 0.00011601
8161 | 0.00026777 | 0 | 2.7564 | 2.6503 | 3.0192 | 0.00011307
8162 | 0.00027144 | 0 | 2.7261 | 2.6502 | 3.0192 | 0.00011589
8163 | 0.00027567 | 0 | 2.7061 | 2.6501 | 3.0192 | 0.00011525
8164 | 0.00028205 | 0 | 2.6966 | 2.65 | 3.0192 | 0.00011466
8165 | 0.000284 | 0 | 2.7139 | 2.6499 | 3.0192 | 0.00011251
8166 | 0.00029535 | 0 | 2.6983 | 2.6497 | 3.0192 | 0.00011508
8167 | 0.00026926 | 0 | 2.6957 | 2.6496 | 3.0192 | 0.00011594
8168 | 0.00024365 | 0 | 2.6846 | 2.6495 | 3.0192 | 0.00011559
8169 | 0.0001943 | 0 | 2.7182 | 2.6494 | 3.0192 | 0.00011626
8170 | 0.00018328 | 0 | 2.7519 | 2.6493 | 3.0192 | 0.00011482
8171 | 0.00017313 | 0 | 2.7564 | 2.6491 | 3.0192 | 0.00011612
8172 | 0.0001675 | 0 | 2.7891 | 2.649 | 3.0192 | 0.00011416
8173 | 0.00018237 | 0 | 2.7564 | 2.6489 | 3.0192 | 0.00011546
8174 | 0.00017302 | 0 | 2.7663 | 2.6488 | 3.0192 | 0.00011634
8175 | 0.00015776 | 0 | 2.7519 | 2.6487 | 3.0192 | 0.00011617
8176 | 0.00015424 | 0 | 2.7421 | 2.6486 | 3.0192 | 0.00011533
8177 | 0.00015286 | 0 | 2.7069 | 2.6484 | 3.0192 | 0.00011582
8178 | 0.00016649 | 0 | 2.7139 | 2.6483 | 3.0192 | 0.00011568
8179 | 0.0002216 | 0 | 2.688 | 2.6482 | 3.0192 | 0.00011688
8180 | 0.00024192 | 0 | 2.1429 | 2.6481 | 3.0192 | 0.00011662
8181 | 0.00025732 | 0 | 2.688 | 2.648 | 3.0192 | 0.00011392
8182 | 0.00026489 | 0 | 2.6992 | 2.6479 | 3.0192 | 0.00011455
8183 | 0.00026801 | 0 | 2.688 | 2.6477 | 3.0192 | 0.00011255
8184 | 0.00027881 | 0 | 2.688 | 2.6476 | 3.0192 | 0.0001147
8185 | 0.00028265 | 0 | 2.6854 | 2.6475 | 3.0192 | 0.00011035
8186 | 0.00028641 | 0 | 2.1321 | 2.6474 | 3.0192 | 0.00011407
8187 | 0.00029153 | 0 | 2.1436 | 2.6473 | 3.0192 | 0.00010986
8188 | 0.00029661 | 0 | 2.1436 | 2.6472 | 3.0192 | 0.00011182
8189 | 0.00029661 | 0 | 2.694 | 2.647 | 3.0192 | 0.00011367
8190 | 0.00030183 | 0 | 2.1355 | 2.6469 | 3.0192 | 0.00011263
8191 | 0.00028359 | 0 | 2.694 | 2.6468 | 3.0192 | 0.00011619
8192 | 0.00026045 | 0 | 2.6949 | 2.6467 | 3.0192 | 0.00011651
8193 | 0.00022227 | 0 | 2.6854 | 2.6466 | 3.0192 | 0.00011578
8194 | 0.00021114 | 0 | 2.7009 | 2.6465 | 3.0192 | 0.00011624
8195 | 0.00020574 | 0 | 2.7139 | 2.6463 | 3.0192 | 0.0001158
8196 | 0.00020588 | 0 | 2.7226 | 2.6462 | 3.0192 | 0.00011647
8197 | 0.0002015 | 0 | 2.7226 | 2.6461 | 3.0192 | 0.00011623
8198 | 0.00019488 | 0 | 2.7035 | 2.646 | 3.0192 | 0.00011662
8199 | 0.00018221 | 0 | 2.0977 | 2.6459 | 3.0192 | 0.00011648
8200 | 0.00018787 | 0 | 2.0816 | 2.6458 | 3.0192 | 0.00011593
8201 | 0.00018473 | 0 | 2.0893 | 2.6456 | 3.0192 | 0.00011649
8202 | 0.00018539 | 0 | 2.1082 | 2.6455 | 3.0192 | 0.00011626
8203 | 0.00022904 | 0 | 2.1134 | 2.6454 | 3.0192 | 0.00011529
8204 | 0.00026277 | 0 | 2.1328 | 2.6453 | 3.0192 | 0.0001158
8205 | 0.00027181 | 0 | 2.1141 | 2.6452 | 3.0192 | 0.00011387
8206 | 0.00027595 | 0 | 2.0364 | 2.6451 | 3.0192 | 0.00011369
8207 | 0.00028211 | 0 | 2.0707 | 2.6449 | 3.0192 | 0.00011348
8208 | 0.00029697 | 0 | 2.0261 | 2.6448 | 3.0192 | 0.00011104
8209 | 0.00029861 | 0 | 1.9906 | 2.6427 | 3.0165 | 0.0001127
8210 | 0.00030702 | 0 | 2.0158 | 2.6446 | 3.0192 | 0.00011233
8211 | 0.00031047 | 0 | 2.0676 | 2.6445 | 3.0192 | 0.00011212
8212 | 0.00031574 | 0 | 2.0707 | 2.6444 | 3.0192 | 0.00011065
8213 | 0.00031819 | 0 | 2.0525 | 2.6442 | 3.0192 | 0.00011122
8214 | 0.0003426 | 0 | 2.0752 | 2.6441 | 3.0192 | 0.00011064
8215 | 0.00030192 | 0 | 2.0588 | 2.644 | 3.0192 | 0.00011545
8216 | 0.00026054 | 0 | 2.0588 | 2.6439 | 3.0192 | 0.0001159
8217 | 0.00024836 | 0 | 2.0588 | 2.6438 | 3.0192 | 0.00011672
8218 | 0.00023229 | 0 | 2.0588 | 2.6437 | 3.0192 | 0.0001169
8219 | 0.00022345 | 0 | 2.0984 | 2.6435 | 3.0192 | 0.0001168
8220 | 0.00021824 | 0 | 2.1141 | 2.6434 | 3.0192 | 0.00011589
8221 | 0.00021209 | 0 | 2.1247 | 2.6433 | 3.0192 | 0.00011617
8222 | 0.00020548 | 0 | 2.1121 | 2.6432 | 3.0192 | 0.00011689
8223 | 0.00020318 | 0 | 2.1042 | 2.6431 | 3.0192 | 0.00011648
8224 | 0.00020348 | 0 | 2.0835 | 2.6429 | 3.0192 | 0.00011676
8225 | 0.00019144 | 0 | 2.0739 | 2.6428 | 3.0192 | 0.00011665
8226 | 0.00019718 | 0 | 2.0594 | 2.6427 | 3.0192 | 0.0001135
8227 | 0.00024321 | 0 | 2.0631 | 2.6426 | 3.0192 | 0.00011702
8228 | 0.00027195 | 0 | 2.0544 | 2.6425 | 3.0192 | 0.00011447
8229 | 0.00028458 | 0 | 2.0638 | 2.6424 | 3.0192 | 0.00011211
8230 | 0.00029203 | 0 | 2.0638 | 2.6422 | 3.0192 | 0.00011215
8231 | 0.00029644 | 0 | 2.0444 | 2.6421 | 3.0192 | 0.00011215
8232 | 0.00030606 | 0 | 2.0236 | 2.642 | 3.0192 | 0.00011323
8233 | 0.00031032 | 0 | 2.0158 | 2.6419 | 3.0192 | 0.00011176
8234 | 0.00031424 | 0 | 2.0104 | 2.6418 | 3.0192 | 0.00011212
8235 | 0.00031761 | 0 | 2.0122 | 2.6417 | 3.0192 | 0.00011158
8236 | 0.00032267 | 0 | 2.017 | 2.6415 | 3.0192 | 0.00011146
8237 | 0.00032345 | 0 | 2.0194 | 2.6414 | 3.0192 | 0.00011139
8238 | 0.00033995 | 0 | 2.014 | 2.6413 | 3.0192 | 0.00011146
8239 | 0.00030908 | 0 | 2.0116 | 2.6412 | 3.0192 | 0.0001163
8240 | 0.00027296 | 0 | 2.0104 | 2.6411 | 3.0192 | 0.00011686
8241 | 0.00023365 | 0 | 2.0255 | 2.641 | 3.0192 | 0.00011692
8242 | 0.00022326 | 0 | 2.0463 | 2.6409 | 3.0192 | 0.00011584
8243 | 0.00020375 | 0 | 2.0771 | 2.6407 | 3.0192 | 0.00011694
8244 | 0.00020417 | 0 | 2.0861 | 2.6406 | 3.0192 | 0.00011683
8245 | 0.00020352 | 0 | 2.088 | 2.6405 | 3.0192 | 0.00011672
8246 | 0.00020492 | 0 | 2.0906 | 2.6404 | 3.0192 | 0.00011705
8247 | 0.00018808 | 0 | 2.0828 | 2.6403 | 3.0192 | 0.00011692
8248 | 0.00018947 | 0 | 2.065 | 2.6402 | 3.0192 | 0.00011682
8249 | 0.00018244 | 0 | 2.065 | 2.64 | 3.0192 | 0.00011665
8250 | 0.00018578 | 0 | 2.0619 | 2.6399 | 3.0192 | 0.00011635
8251 | 0.00022046 | 0 | 2.0619 | 2.6398 | 3.0192 | 0.00011752
8252 | 0.00025112 | 0 | 2.0606 | 2.6397 | 3.0192 | 0.00011661
8253 | 0.00026387 | 0 | 2.0606 | 2.6396 | 3.0192 | 0.00011595
8254 | 0.00026801 | 0 | 2.0544 | 2.6395 | 3.0192 | 0.00011621
8255 | 0.00026884 | 0 | 2.0613 | 2.6393 | 3.0192 | 0.00011487
8256 | 0.00027776 | 0 | 2.0619 | 2.6392 | 3.0192 | 0.00011505
8257 | 0.0002816 | 0 | 2.0663 | 2.6391 | 3.0192 | 0.00011553
8258 | 0.00028662 | 0 | 2.0638 | 2.639 | 3.0192 | 0.00011482
8259 | 0.00029034 | 0 | 2.055 | 2.6389 | 3.0192 | 0.00011543
8260 | 0.00029423 | 0 | 2.0469 | 2.6388 | 3.0192 | 0.00011459
8261 | 0.00029843 | 0 | 2.0475 | 2.6386 | 3.0192 | 0.00011417
8262 | 0.00030949 | 0 | 2.037 | 2.6385 | 3.0192 | 0.00011456
8263 | 0.00029596 | 0 | 2.0303 | 2.6384 | 3.0192 | 0.00011674
8264 | 0.00024751 | 0 | 2.0303 | 2.6383 | 3.0192 | 0.00011688
8265 | 0.00021404 | 0 | 2.0297 | 2.6382 | 3.0192 | 0.00011707
8266 | 0.00020624 | 0 | 2.0389 | 2.6381 | 3.0192 | 0.00011707
8267 | 0.00020278 | 0 | 2.034 | 2.6379 | 3.0192 | 0.00011718
8268 | 0.0002044 | 0 | 2.0401 | 2.6378 | 3.0192 | 0.00011726
8269 | 0.00021514 | 0 | 2.0377 | 2.6377 | 3.0192 | 0.00011728
8270 | 0.00020489 | 0 | 2.0401 | 2.6376 | 3.0192 | 0.00011712
8271 | 0.00018952 | 0 | 2.0482 | 2.6375 | 3.0192 | 0.00011595
8272 | 0.00017933 | 0 | 2.0426 | 2.6374 | 3.0192 | 0.00011599
8273 | 0.00018543 | 0 | 2.0506 | 2.6372 | 3.0192 | 0.00011559
8274 | 0.00019624 | 0 | 2.0506 | 2.6371 | 3.0192 | 0.00011651
8275 | 0.00024139 | 0 | 2.0426 | 2.637 | 3.0192 | 0.00011782
8276 | 0.00027049 | 0 | 2.0364 | 2.6369 | 3.0192 | 0.00011696
8277 | 0.00028913 | 0 | 2.0328 | 2.6368 | 3.0192 | 0.00011437
8278 | 0.0002918 | 0 | 2.0027 | 2.6368 | 3.0192 | 0.00011621
8279 | 0.00029667 | 0 | 1.9638 | 2.6145 | 2.9891 | 0.00011494
8280 | 0.00030687 | 0 | 1.9626 | 2.6135 | 2.9879 | 0.000116
8281 | 0.00031085 | 0 | 1.933 | 2.5909 | 2.9576 | 0.00011198
8282 | 0.00031858 | 0 | 1.9261 | 2.5856 | 2.9504 | 0.00011464
8283 | 0.00032318 | 0 | 1.9272 | 2.5864 | 2.9516 | 0.00011451
8284 | 0.00033204 | 0 | 1.9506 | 2.6044 | 2.9757 | 0.00011382
8285 | 0.0003309 | 0 | 1.9494 | 2.6034 | 2.9745 | 0.00011433
8286 | 0.00034742 | 0 | 1.9518 | 2.6052 | 2.9769 | 0.00011286
8287 | 0.0003144 | 0 | 1.9146 | 2.5766 | 2.9386 | 0.00011634
8288 | 0.0002546 | 0 | 1.9045 | 2.5687 | 2.928 | 0.00011613
8289 | 0.00023414 | 0 | 1.9388 | 2.5952 | 2.9636 | 0.00011578
8290 | 0.00022121 | 0 | 1.9869 | 2.6317 | 3.0127 | 0.00011726
8291 | 0.00021552 | 0 | 2.0086 | 2.6365 | 3.0192 | 0.00011672
8292 | 0.00021279 | 0 | 2.0218 | 2.6364 | 3.0192 | 0.000116
8293 | 0.00021167 | 0 | 2.0322 | 2.6364 | 3.0192 | 0.00011716
8294 | 0.00019473 | 0 | 2.0358 | 2.6364 | 3.0192 | 0.00011729
8295 | 0.00017938 | 0 | 2.0206 | 2.6363 | 3.0192 | 0.00011722
8296 | 0.00018013 | 0 | 2.005 | 2.6363 | 3.0192 | 0.00011708
8297 | 0.00018266 | 0 | 2.0074 | 2.6363 | 3.0192 | 0.00011722
8298 | 0.00020028 | 0 | 2.0015 | 2.6363 | 3.0192 | 0.00011724
8299 | 0.00023834 | 0 | 1.965 | 2.6149 | 2.9904 | 0.00011406
8300 | 0.00027577 | 0 | 1.878 | 2.5476 | 2.9002 | 0.00011762
8301 | 0.00028447 | 0 | 1.8856 | 2.5536 | 2.9082 | 0.00011684
8302 | 0.00029392 | 0 | 1.8397 | 2.5171 | 2.8597 | 0.00011682
8303 | 0.00030003 | 0 | 1.8346 | 2.513 | 2.8542 | 0.00011695
8304 | 0.00030621 | 0 | 1.8162 | 2.4981 | 2.8346 | 0.00011646
8305 | 0.00031109 | 0 | 1.8264 | 2.5063 | 2.8455 | 0.00011599
8306 | 0.00031653 | 0 | 1.777 | 2.466 | 2.7921 | 0.00011557
8307 | 0.00032204 | 0 | 1.776 | 2.4652 | 2.7911 | 0.00011621
8308 | 0.00032922 | 0 | 1.7618 | 2.4534 | 2.7756 | 0.00011444
8309 | 0.00033253 | 0 | 1.7924 | 2.4786 | 2.8089 | 0.00011675
8310 | 0.00035462 | 0 | 1.8062 | 2.4899 | 2.8238 | 0.00011666
8311 | 0.00031512 | 0 | 1.8092 | 2.4923 | 2.827 | 0.0001171
8312 | 0.00026646 | 0 | 1.7703 | 2.4603 | 2.7848 | 0.00011724
8313 | 0.00024261 | 0 | 1.847 | 2.5227 | 2.8675 | 0.00011624
8314 | 0.00022834 | 0 | 1.8967 | 2.5619 | 2.9198 | 0.00011711
8315 | 0.00022129 | 0 | 1.959 | 2.6099 | 2.9842 | 0.00011741
8316 | 0.0002251 | 0 | 1.9991 | 2.6358 | 3.0192 | 0.00011697
8317 | 0.00023111 | 0 | 2.0261 | 2.6357 | 3.0192 | 0.00011759
8318 | 0.00022245 | 0 | 2.034 | 2.6357 | 3.0192 | 0.00011642
8319 | 0.00021085 | 0 | 1.9747 | 2.6217 | 3.0003 | 0.00011746
8320 | 0.0002051 | 0 | 1.9249 | 2.5837 | 2.9492 | 0.00011734
8321 | 0.00020821 | 0 | 1.8867 | 2.5539 | 2.9094 | 0.00011721
8322 | 0.00023343 | 0 | 1.8491 | 2.5242 | 2.8697 | 0.00011632
8323 | 0.00027066 | 0 | 1.8052 | 2.4888 | 2.8228 | 0.00011812
8324 | 0.00029855 | 0 | 1.8072 | 2.4904 | 2.8249 | 0.00011768
8325 | 0.00031606 | 0 | 1.7506 | 2.4437 | 2.7633 | 0.00011431
8326 | 0.00032459 | 0 | 1.8102 | 2.4927 | 2.8281 | 0.00011135
8327 | 0.00032993 | 0 | 1.7944 | 2.4798 | 2.811 | 0.00011591
8328 | 0.00034064 | 0 | 1.7741 | 2.4631 | 2.789 | 0.00011522
8329 | 0.00034686 | 0 | 1.7808 | 2.4686 | 2.7963 | 0.00011564
8330 | 0.00035205 | 0 | 1.7378 | 2.4328 | 2.7491 | 0.00011505
8331 | 0.00035846 | 0 | 1.7314 | 2.4275 | 2.7421 | 0.0001158
8332 | 0.00036519 | 0 | 1.7118 | 2.4109 | 2.7204 | 0.00011276
8333 | 0.00038175 | 0 | 1.7789 | 2.4669 | 2.7942 | 0.00011421
8334 | 0.00037445 | 0 | 1.7905 | 2.4764 | 2.8068 | 0.00011159
8335 | 0.00034467 | 0 | 1.7674 | 2.4574 | 2.7817 | 0.00011691
8336 | 0.0003109 | 0 | 1.6683 | 2.3735 | 2.6716 | 0.00011697
8337 | 0.00028278 | 0 | 1.6292 | 2.3473 | 2.6375 | 0.00011764
8338 | 0.00028112 | 0 | 1.8366 | 2.5138 | 2.8564 | 0.0001172
8339 | 0.00027423 | 0 | 1.9124 | 2.5735 | 2.9362 | 0.00011789
8340 | 0.00025459 | 0 | 1.9686 | 2.6165 | 2.9941 | 0.00011792
8341 | 0.00025766 | 0 | 2.0092 | 2.6351 | 3.0192 | 0.00011778
8342 | 0.00024718 | 0 | 2.0346 | 2.6351 | 3.0192 | 0.0001178
8343 | 0.00023977 | 0 | 1.9771 | 2.6229 | 3.0027 | 0.00011748
8344 | 0.00021307 | 0 | 1.8618 | 2.5337 | 2.8832 | 0.00011743
8345 | 0.00022446 | 0 | 1.7693 | 2.4588 | 2.7838 | 0.00011768
8346 | 0.00023549 | 0 | 1.7368 | 2.4317 | 2.7481 | 0.00011638
8347 | 0.000293 | 0 | 1.68 | 2.3833 | 2.6848 | 0.00011837
8348 | 0.00032876 | 0 | 1.6601 | 2.3661 | 2.6623 | 0.00011652
8349 | 0.00033463 | 0 | 1.6834 | 2.3862 | 2.6886 | 0.00011616
8350 | 0.00033984 | 0 | 1.7153 | 2.4135 | 2.7243 | 0.00011539
8351 | 0.0003419 | 0 | 1.6439 | 2.3519 | 2.6439 | 0.00011675
8352 | 0.00035184 | 0 | 1.7478 | 2.4407 | 2.7602 | 0.00011574
8353 | 0.00035323 | 0 | 1.7341 | 2.4292 | 2.7451 | 0.00011275
8354 | 0.0003552 | 0 | 1.758 | 2.4492 | 2.7714 | 0.00011567
8355 | 0.00035799 | 0 | 1.7515 | 2.4438 | 2.7643 | 0.00011548
8356 | 0.00035769 | 0 | 1.7924 | 2.4775 | 2.8089 | 0.00011587
8357 | 0.00035664 | 0 | 1.7837 | 2.4703 | 2.7994 | 0.00011622
8358 | 0.00037532 | 0 | 1.7856 | 2.4719 | 2.8015 | 0.00011577
8359 | 0.00032835 | 0 | 1.7655 | 2.4553 | 2.7797 | 0.00011752
8360 | 0.00030764 | 0 | 1.7915 | 2.4766 | 2.8079 | 0.00011727
8361 | 0.00026374 | 0 | 1.8911 | 2.5564 | 2.914 | 0.00011779
8362 | 0.00024489 | 0 | 1.9578 | 2.6077 | 2.983 | 0.00011616
8363 | 0.00022043 | 0 | 2.0218 | 2.6345 | 3.0192 | 0.00011524
8364 | 0.00021066 | 0 | 2.0733 | 2.6345 | 3.0192 | 0.00011718
8365 | 0.00022291 | 0 | 2.0977 | 2.6344 | 3.0192 | 0.00011776
8366 | 0.00020743 | 0 | 2.0938 | 2.6344 | 3.0192 | 0.00011749
8367 | 0.00018658 | 0 | 2.0848 | 2.6344 | 3.0192 | 0.00011777
8368 | 0.00017792 | 0 | 1.9722 | 2.6185 | 2.9978 | 0.00011687
8369 | 0.00018329 | 0 | 1.9124 | 2.5727 | 2.9362 | 0.0001175
8370 | 0.00019711 | 0 | 1.8801 | 2.5475 | 2.9025 | 0.00011526
8371 | 0.00024442 | 0 | 1.8845 | 2.5509 | 2.9071 | 0.00011851
8372 | 0.00028639 | 0 | 1.8608 | 2.5322 | 2.8821 | 0.0001176
8373 | 0.00029343 | 0 | 1.89 | 2.5552 | 2.9129 | 0.00011659
8374 | 0.00030154 | 0 | 1.8122 | 2.4932 | 2.8303 | 0.00011224
8375 | 0.00030909 | 0 | 1.8233 | 2.5021 | 2.8422 | 0.00011519
8376 | 0.00031887 | 0 | 1.8523 | 2.5253 | 2.8731 | 0.00011541
8377 | 0.00032332 | 0 | 1.8264 | 2.5046 | 2.8455 | 0.00011517
8378 | 0.00032925 | 0 | 1.8203 | 2.4996 | 2.8389 | 0.00011458
8379 | 0.00033338 | 0 | 1.7414 | 2.4348 | 2.7532 | 0.00011513
8380 | 0.00033903 | 0 | 1.7242 | 2.4203 | 2.7342 | 0.00011444
8381 | 0.00035689 | 0 | 1.746 | 2.4385 | 2.7582 | 0.00011504
8382 | 0.00036284 | 0 | 1.7543 | 2.4455 | 2.7674 | 0.0001148
8383 | 0.00031672 | 0 | 1.7552 | 2.4462 | 2.7684 | 0.00011747
8384 | 0.00026901 | 0 | 1.7983 | 2.4817 | 2.8153 | 0.00011796
8385 | 0.00025171 | 0 | 1.8989 | 2.5618 | 2.9221 | 0.00011716
8386 | 0.00024066 | 0 | 1.9919 | 2.6328 | 3.0178 | 0.00011743
8387 | 0.00023329 | 0 | 2.0334 | 2.6338 | 3.0192 | 0.00011546
8388 | 0.00022583 | 0 | 2.0977 | 2.6338 | 3.0192 | 0.00011813
8389 | 0.00022228 | 0 | 2.0809 | 2.6338 | 3.0192 | 0.00011794
8390 | 0.00021584 | 0 | 2.0848 | 2.6338 | 3.0192 | 0.00011818
8391 | 0.00020072 | 0 | 2.0444 | 2.6337 | 3.0192 | 0.00011802
8392 | 0.00019869 | 0 | 1.965 | 2.6124 | 2.9904 | 0.00011795
8393 | 0.0001959 | 0 | 1.9215 | 2.5791 | 2.9457 | 0.00011778
8394 | 0.00020439 | 0 | 1.8661 | 2.5358 | 2.8877 | 0.00011788
8395 | 0.00026604 | 0 | 1.8013 | 2.4838 | 2.8185 | 0.00011624
8396 | 0.0002938 | 0 | 1.7515 | 2.4428 | 2.7643 | 0.00011706
8397 | 0.00030524 | 0 | 1.8062 | 2.4878 | 2.8238 | 0.00011599
8398 | 0.00031534 | 0 | 1.8418 | 2.5164 | 2.862 | 0.00011461
8399 | 0.00032285 | 0 | 1.864 | 2.534 | 2.8854 | 0.00011498
8400 | 0.00033566 | 0 | 1.8172 | 2.4966 | 2.8357 | 0.0001139
8401 | 0.00034021 | 0 | 1.8203 | 2.4991 | 2.8389 | 0.00011543
8402 | 0.00034318 | 0 | 1.7646 | 2.4535 | 2.7786 | 0.00011408
8403 | 0.00034684 | 0 | 1.6885 | 2.3894 | 2.6943 | 0.00011524
8404 | 0.00035324 | 0 | 1.6936 | 2.3937 | 2.7 | 0.00011207
8405 | 0.00037311 | 0 | 1.8023 | 2.4844 | 2.8195 | 0.000114
8406 | 0.00037712 | 0 | 1.8387 | 2.5138 | 2.8586 | 0.00011407
8407 | 0.00033112 | 0 | 1.865 | 2.5347 | 2.8866 | 0.00011768
8408 | 0.00027832 | 0 | 1.8554 | 2.5271 | 2.8764 | 0.00011809
8409 | 0.00026422 | 0 | 1.8325 | 2.5087 | 2.852 | 0.00011829
8410 | 0.0002541 | 0 | 1.8586 | 2.5295 | 2.8798 | 0.00011828
8411 | 0.00025061 | 0 | 1.8791 | 2.5456 | 2.9014 | 0.00011814
8412 | 0.00025245 | 0 | 1.8955 | 2.5585 | 2.9186 | 0.00011781
8413 | 0.00024708 | 0 | 1.909 | 2.5689 | 2.9327 | 0.00011832
8414 | 0.00023914 | 0 | 1.8978 | 2.5602 | 2.921 | 0.00011691
8415 | 0.00023268 | 0 | 1.8878 | 2.5524 | 2.9105 | 0.00011816
8416 | 0.00022007 | 0 | 1.8305 | 2.5069 | 2.8498 | 0.00011723
8417 | 0.00022086 | 0 | 1.7618 | 2.4509 | 2.7756 | 0.00011759
8418 | 0.00023683 | 0 | 1.7022 | 2.4008 | 2.7097 | 0.00011761
8419 | 0.0002925 | 0 | 1.726 | 2.4209 | 2.7362 | 0.00011844
8420 | 0.00031585 | 0 | 1.7048 | 2.403 | 2.7126 | 0.00011704
8421 | 0.00033145 | 0 | 1.6407 | 2.3476 | 2.6402 | 0.00011634
8422 | 0.00033742 | 0 | 1.675 | 2.3774 | 2.6791 | 0.00011525
8423 | 0.00034169 | 0 | 1.6659 | 2.3695 | 2.6688 | 0.00011525
8424 | 0.00035144 | 0 | 1.6528 | 2.3581 | 2.6539 | 0.00011477
8425 | 0.00035568 | 0 | 1.6178 | 2.3454 | 2.6375 | 0.00011543
8426 | 0.00036182 | 0 | 1.6568 | 2.3616 | 2.6586 | 0.00011586
8427 | 0.00036552 | 0 | 1.6307 | 2.3454 | 2.6375 | 0.00011549
8428 | 0.00037199 | 0 | 1.6261 | 2.3454 | 2.6375 | 0.00011523
8429 | 0.00038939 | 0 | 1.6081 | 2.3453 | 2.6375 | 0.0001142
8430 | 0.00039443 | 0 | 1.6208 | 2.3453 | 2.6375 | 0.00011304
8431 | 0.00036158 | 0 | 1.6364 | 2.3453 | 2.6375 | 0.00011797
8432 | 0.00031249 | 0 | 1.6341 | 2.3453 | 2.6375 | 0.00011825
8433 | 0.0002928 | 0 | 1.7278 | 2.4221 | 2.7381 | 0.00011826
8434 | 0.00027829 | 0 | 1.8449 | 2.5181 | 2.8653 | 0.00011843
8435 | 0.00026995 | 0 | 1.9 | 2.5614 | 2.9233 | 0.00011799
8436 | 0.00026254 | 0 | 1.9192 | 2.5762 | 2.9433 | 0.00011337
8437 | 0.00025749 | 0 | 1.9613 | 2.6084 | 2.9867 | 0.00011833
8438 | 0.00024042 | 0 | 1.9985 | 2.6324 | 3.0192 | 0.00011855
8439 | 0.00023005 | 0 | 1.971 | 2.6157 | 2.9965 | 0.00011845
8440 | 0.00022212 | 0 | 1.9698 | 2.6147 | 2.9953 | 0.00011833
8441 | 0.00023165 | 0 | 1.995 | 2.6324 | 3.0192 | 0.00011815
8442 | 0.00022113 | 0 | 2.0182 | 2.6323 | 3.0192 | 0.00011846
8443 | 0.00026357 | 0 | 2.0303 | 2.6323 | 3.0192 | 0.00011868
8444 | 0.0002928 | 0 | 2.0273 | 2.6323 | 3.0192 | 0.00011721
8445 | 0.00030893 | 0 | 2.0569 | 2.6323 | 3.0192 | 0.00011487
8446 | 0.00031089 | 0 | 2.0451 | 2.6322 | 3.0192 | 0.00011514
8447 | 0.00030627 | 0 | 2.0569 | 2.6322 | 3.0192 | 0.00011647
8448 | 0.00031453 | 0 | 2.0707 | 2.6322 | 3.0192 | 0.00011513
8449 | 0.00031657 | 0 | 2.0663 | 2.6321 | 3.0192 | 0.00011408
8450 | 0.00031933 | 0 | 2.0726 | 2.6321 | 3.0192 | 0.00011196
8451 | 0.00032203 | 0 | 2.1049 | 2.6321 | 3.0192 | 0.00011536
8452 | 0.0003249 | 0 | 2.1154 | 2.6321 | 3.0192 | 0.00011239
8453 | 0.00032629 | 0 | 2.1301 | 2.632 | 3.0192 | 0.00011326
8454 | 0.0003438 | 0 | 2.1429 | 2.632 | 3.0192 | 0.0001145
8455 | 0.00029549 | 0 | 2.6992 | 2.632 | 3.0192 | 0.00011806
8456 | 0.00025149 | 0 | 2.7061 | 2.632 | 3.0192 | 0.00011847
8457 | 0.00022717 | 0 | 2.7654 | 2.6319 | 3.0192 | 0.00011864
8458 | 0.00020443 | 0 | 2.8104 | 2.6319 | 3.0192 | 0.00011756
8459 | 0.00019102 | 0 | 2.8744 | 2.6319 | 3.0192 | 0.00011824
8460 | 0.00017598 | 0 | 2.9262 | 2.6318 | 3.0192 | 0.00011862
8461 | 0.00017259 | 0 | 2.9435 | 2.6318 | 3.0192 | 0.00011811
8462 | 0.00015884 | 0 | 2.9497 | 2.6318 | 3.0192 | 0.00011873
8463 | 0.00015791 | 0 | 2.9313 | 2.6318 | 3.0192 | 0.00011863
8464 | 0.00014958 | 0 | 2.9111 | 2.6317 | 3.0192 | 0.00011855
8465 | 0.00016254 | 0 | 2.8981 | 2.6317 | 3.0192 | 0.00011833
8466 | 0.00015185 | 0 | 2.8941 | 2.6317 | 3.0192 | 0.0001178
8467 | 0.00019718 | 0 | 2.9051 | 2.6317 | 3.0192 | 0.00011914
8468 | 0.00021861 | 0 | 2.9579 | 2.6316 | 3.0192 | 0.00011638
8469 | 0.00023447 | 0 | 2.9767 | 2.6316 | 3.0192 | 0.00011431
8470 | 0.00023469 | 0 | 2.9232 | 2.6316 | 3.0192 | 0.00011598
8471 | 0.00023556 | 0 | 2.9538 | 2.6315 | 3.0192 | 0.00011597
8472 | 0.0002425 | 0 | 2.9363 | 2.6315 | 3.0192 | 0.00011413
8473 | 0.00024501 | 0 | 2.9559 | 2.6315 | 3.0192 | 0.00011518
8474 | 0.00024572 | 0 | 2.9999 | 2.6315 | 3.0192 | 0.00011409
8475 | 0.00024469 | 0 | 2.9861 | 2.6314 | 3.0192 | 0.00011272
8476 | 0.00024433 | 0 | 3.0652 | 2.6314 | 3.0192 | 0.00011462
8477 | 0.00024569 | 0 | 3.0278 | 2.6314 | 3.0192 | 0.00011521
8478 | 0.00025963 | 0 | 2.9957 | 2.6314 | 3.0192 | 0.00011342
8479 | 0.00021606 | 0 | 3.0095 | 2.6313 | 3.0192 | 0.00011815
8480 | 0.00018526 | 0 | 2.9893 | 2.6313 | 3.0192 | 0.00011856
8481 | 0.0001574 | 0 | 2.9925 | 2.6313 | 3.0192 | 0.00011821
8482 | 0.00015172 | 0 | 3.0376 | 2.6312 | 3.0192 | 0.000118
8483 | 0.00015062 | 0 | 3.1114 | 2.6312 | 3.0192 | 0.0001183
8484 | 0.00014519 | 0.0021207 | 3.1438 | 2.6312 | 3.0192 | 0.00011865
8485 | 0.00014939 | 0.00091813 | 3.1229 | 2.6312 | 3.0192 | 0.00011622
8486 | 0.0001482 | 0 | 3.1012 | 2.6311 | 3.0192 | 0.00011863
8487 | 0.00013998 | 0 | 3.0607 | 2.6311 | 3.0192 | 0.00011868
8488 | 0.00015204 | 0 | 3.0797 | 2.6311 | 3.0192 | 0.00011859
8489 | 0.00013663 | 0 | 3.0552 | 2.6311 | 3.0192 | 0.00011796
8490 | 0.00014131 | 0 | 3.0618 | 2.631 | 3.0192 | 0.00011879
8491 | 0.00017575 | 0 | 3.0497 | 2.631 | 3.0192 | 0.00011817
8492 | 0.00021049 | 0 | 3.0203 | 2.631 | 3.0192 | 0.0001187
8493 | 0.00021864 | 0 | 3.042 | 2.6309 | 3.0192 | 0.00011634
8494 | 0.00022269 | 0 | 3.0149 | 2.6309 | 3.0192 | 0.00011677
8495 | 0.00022393 | 0 | 3.0085 | 2.6309 | 3.0192 | 0.00011487
8496 | 0.00023237 | 0 | 3.0085 | 2.6309 | 3.0192 | 0.00011713
8497 | 0.00023625 | 0 | 2.9935 | 2.6308 | 3.0192 | 0.00011705
8498 | 0.00023896 | 0 | 2.9861 | 2.6308 | 3.0192 | 0.00011363
8499 | 0.00024014 | 0 | 2.9704 | 2.6308 | 3.0192 | 0.00011655
8500 | 0.00024218 | 0 | 2.9746 | 2.6308 | 3.0192 | 0.00011705
8501 | 0.00025953 | 0 | 2.9211 | 2.6307 | 3.0192 | 0.0001177
8502 | 0.00026189 | 0 | 2.8217 | 2.6307 | 3.0192 | 0.00011552
8503 | 0.00022975 | 0 | 2.8686 | 2.6307 | 3.0192 | 0.00011735
8504 | 0.00018649 | 0 | 2.8872 | 2.6306 | 3.0192 | 0.00011831
8505 | 0.00015145 | 0 | 2.9081 | 2.6306 | 3.0192 | 0.00011878
8506 | 0.00013904 | 0 | 2.9232 | 2.6306 | 3.0192 | 0.00011881
8507 | 0.00013248 | 0 | 2.9662 | 2.6306 | 3.0192 | 0.00011898
8508 | 0.00014103 | 0 | 2.9662 | 2.6305 | 3.0192 | 0.00011876
8509 | 0.00014997 | 0 | 2.961 | 2.6305 | 3.0192 | 0.00011902
8510 | 0.00015687 | 0 | 2.9445 | 2.6305 | 3.0192 | 0.00011857
8511 | 0.00013021 | 0 | 2.9425 | 2.6305 | 3.0192 | 0.00011857
8512 | 0.00012139 | 0 | 2.8813 | 2.6304 | 3.0192 | 0.00011796
8513 | 0.00013913 | 0 | 2.9201 | 2.6304 | 3.0192 | 0.00011908
8514 | 0.00014991 | 0 | 2.9211 | 2.6304 | 3.0192 | 0.00011903
8515 | 0.00020493 | 0 | 2.857 | 2.6303 | 3.0192 | 0.00011963
8516 | 0.00024694 | 0 | 2.8715 | 2.6303 | 3.0192 | 0.00011856
8517 | 0.00025053 | 0 | 2.8406 | 2.6303 | 3.0192 | 0.00011682
8518 | 0.00025555 | 0 | 2.8784 | 2.6303 | 3.0192 | 0.00011547
8519 | 0.00026155 | 0 | 2.8902 | 2.6302 | 3.0192 | 0.0001157
8520 | 0.00026653 | 0 | 2.8951 | 2.6302 | 3.0192 | 0.00011577
8521 | 0.00026414 | 0 | 2.9081 | 2.6302 | 3.0192 | 0.00011669
8522 | 0.0002651 | 0 | 2.9031 | 2.6302 | 3.0192 | 0.00011544
8523 | 0.00026412 | 0 | 2.9232 | 2.6301 | 3.0192 | 0.00011419
8524 | 0.00026471 | 0 | 2.9031 | 2.6301 | 3.0192 | 0.00011505
8525 | 0.00026968 | 0 | 2.9131 | 2.6301 | 3.0192 | 0.00011456
8526 | 0.0002744 | 0 | 2.9111 | 2.63 | 3.0192 | 0.00011667
8527 | 0.00023314 | 0 | 2.9041 | 2.63 | 3.0192 | 0.00011881
8528 | 0.00020533 | 0 | 2.8735 | 2.63 | 3.0192 | 0.00011892
8529 | 0.00018883 | 0 | 2.9456 | 2.63 | 3.0192 | 0.00011902
8530 | 0.00017866 | 0 | 2.9809 | 2.6299 | 3.0192 | 0.00011887
8531 | 0.00016613 | 0 | 3.002 | 2.6299 | 3.0192 | 0.00011783
8532 | 0.00016308 | 0 | 3.0117 | 2.6299 | 3.0192 | 0.00011876
8533 | 0.00017394 | 0 | 3.0192 | 2.6299 | 3.0192 | 0.00011916
8534 | 0.00016098 | 0 | 2.984 | 2.6298 | 3.0192 | 0.00011755
8535 | 0.00015191 | 0 | 2.9081 | 2.6298 | 3.0192 | 0.00011803
8536 | 0.00014797 | 0 | 2.8589 | 2.6298 | 3.0192 | 0.00011879
8537 | 0.00014774 | 0 | 2.7209 | 2.6297 | 3.0192 | 0.00011888
8538 | 0.00015766 | 0 | 2.8823 | 2.6297 | 3.0192 | 0.00011824
8539 | 0.0001938 | 0 | 2.8189 | 2.6297 | 3.0192 | 0.00011803
8540 | 0.00022312 | 0 | 2.8715 | 2.6297 | 3.0192 | 0.00011808
8541 | 0.00023058 | 0 | 2.8833 | 2.6296 | 3.0192 | 0.00011744
8542 | 0.00022828 | 0 | 2.8991 | 2.6296 | 3.0192 | 0.00011802
8543 | 0.00022818 | 0 | 2.8912 | 2.6296 | 3.0192 | 0.0001183
8544 | 0.00023467 | 0 | 2.9041 | 2.6296 | 3.0192 | 0.00011653
8545 | 0.00023719 | 0 | 2.9384 | 2.6295 | 3.0192 | 0.00011935
8546 | 0.00023934 | 0 | 2.9756 | 2.6295 | 3.0192 | 0.00011941
8547 | 0.00024035 | 0 | 2.9725 | 2.6295 | 3.0192 | 0.00011557
8548 | 0.00024305 | 0 | 2.9445 | 2.6294 | 3.0192 | 0.00011928
8549 | 0.00025941 | 0 | 2.9221 | 2.6294 | 3.0192 | 0.00011942
8550 | 0.00026032 | 0 | 2.9061 | 2.6294 | 3.0192 | 0.00011821
8551 | 0.00023299 | 0 | 2.9011 | 2.6294 | 3.0192 | 0.00011853
8552 | 0.00017036 | 0 | 2.8941 | 2.6293 | 3.0192 | 0.00011834
8553 | 0.00015718 | 0 | 2.8931 | 2.6293 | 3.0192 | 0.00011909
8554 | 0.00015071 | 0 | 2.9111 | 2.6293 | 3.0192 | 0.00011765
8555 | 0.0001498 | 0 | 2.9211 | 2.6293 | 3.0192 | 0.000119
8556 | 0.00015004 | 0 | 2.9343 | 2.6292 | 3.0192 | 0.00011938
8557 | 0.00015096 | 0 | 2.9292 | 2.6292 | 3.0192 | 0.00011783
8558 | 0.0001492 | 0 | 2.9252 | 2.6292 | 3.0192 | 0.00011923
8559 | 0.00013975 | 0 | 2.9051 | 2.6291 | 3.0192 | 0.00011905
8560 | 0.00015327 | 0 | 2.9011 | 2.6291 | 3.0192 | 0.00011898
8561 | 0.00016227 | 0 | 2.8951 | 2.6291 | 3.0192 | 0.00011864
8562 | 0.00015146 | 0 | 2.8951 | 2.6291 | 3.0192 | 0.00011907
8563 | 0.00019315 | 0 | 2.8951 | 2.629 | 3.0192 | 0.00011813
8564 | 0.0002239 | 0 | 2.8852 | 2.629 | 3.0192 | 0.00011975
8565 | 0.00023736 | 0 | 2.8813 | 2.629 | 3.0192 | 0.00011938
8566 | 0.00025364 | 0 | 2.8735 | 2.629 | 3.0192 | 0.00011897
8567 | 0.00025526 | 0 | 2.8686 | 2.6289 | 3.0192 | 0.00011902
8568 | 0.00026071 | 0 | 2.8686 | 2.6289 | 3.0192 | 0.00011594
8569 | 0.00026087 | 0 | 2.8735 | 2.6289 | 3.0192 | 0.00011953
8570 | 0.00026373 | 0 | 2.9151 | 2.6289 | 3.0192 | 0.00011834
8571 | 0.00026499 | 0 | 3.0192 | 2.6288 | 3.0192 | 0.00011895
8572 | 0.00026394 | 0 | 3.0138 | 2.6288 | 3.0192 | 0.00011836
8573 | 0.00026574 | 0 | 3.0085 | 2.6288 | 3.0192 | 0.00011925
8574 | 0.00027759 | 0 | 3.0063 | 2.6287 | 3.0192 | 0.00011924
8575 | 0.00025932 | 0 | 2.9925 | 2.6287 | 3.0192 | 0.00011885
8576 | 0.00019525 | 0 | 2.9861 | 2.6287 | 3.0192 | 0.00011903
8577 | 0.00018607 | 0 | 2.9904 | 2.6287 | 3.0192 | 0.00011917
8578 | 0.00016036 | 0 | 3.017 | 2.6286 | 3.0192 | 0.00011774
8579 | 0.00015715 | 0 | 3.0355 | 2.6286 | 3.0192 | 0.00011882
8580 | 0.00017915 | 0 | 3.0278 | 2.6286 | 3.0192 | 0.00011931
8581 | 0.00017216 | 0 | 3.0278 | 2.6286 | 3.0192 | 0.00011946
8582 | 0.00016787 | 0 | 3.053 | 2.6285 | 3.0192 | 0.00011877
8583 | 0.0001585 | 0 | 3.0042 | 2.6285 | 3.0192 | 0.00011939
8584 | 0.00014983 | 0 | 2.9141 | 2.6285 | 3.0192 | 0.0001193
8585 | 0.00015638 | 0 | 2.8872 | 2.6284 | 3.0192 | 0.00011887
8586 | 0.00016899 | 0 | 2.7909 | 2.6284 | 3.0192 | 0.00011892
8587 | 0.00021532 | 0 | 2.76 | 2.6284 | 3.0192 | 0.00011822
8588 | 0.00025288 | 0 | 2.6897 | 2.6284 | 3.0192 | 0.00011984
8589 | 0.00026649 | 0 | 2.713 | 2.6283 | 3.0192 | 0.00011955
8590 | 0.00027766 | 0 | 2.7095 | 2.6283 | 3.0192 | 0.00011823
8591 | 0.00027982 | 0 | 2.1321 | 2.6283 | 3.0192 | 0.00011828
8592 | 0.00028828 | 0 | 2.1055 | 2.6283 | 3.0192 | 0.00011907
8593 | 0.00029076 | 0 | 2.0945 | 2.6282 | 3.0192 | 0.00011639
8594 | 0.00029383 | 0 | 2.1003 | 2.6282 | 3.0192 | 0.00011818
8595 | 0.00029601 | 0 | 2.1088 | 2.6282 | 3.0192 | 0.00011626
8596 | 0.00029989 | 0 | 2.7226 | 2.6281 | 3.0192 | 0.00011798
8597 | 0.00031287 | 0 | 2.6897 | 2.6281 | 3.0192 | 0.00011717
8598 | 0.00032795 | 0 | 2.7672 | 2.6281 | 3.0192 | 0.00011848
8599 | 0.00027014 | 0 | 2.8686 | 2.6281 | 3.0192 | 0.00011923
8600 | 0.0002224 | 0 | 2.8647 | 2.6281 | 3.0192 | 0.00011922
8601 | 0.00020107 | 0 | 2.8951 | 2.6281 | 3.0192 | 0.00011955
8602 | 0.00017604 | 0 | 2.8882 | 2.6281 | 3.0192 | 0.00011831
8603 | 0.00017251 | 0 | 2.9262 | 2.6281 | 3.0192 | 0.00011918
8604 | 0.00017539 | 0 | 2.9394 | 2.6281 | 3.0192 | 0.00011354
8605 | 0.00018513 | 0 | 2.9476 | 2.6281 | 3.0192 | 0.00011824
8606 | 0.00017455 | 0 | 2.9394 | 2.6281 | 3.0192 | 0.00011956
8607 | 0.000157 | 0 | 2.9497 | 2.6281 | 3.0192 | 0.00011946
8608 | 0.00013941 | 0 | 2.9394 | 2.6281 | 3.0192 | 0.0001191
8609 | 0.00014745 | 0 | 2.9569 | 2.6281 | 3.0192 | 0.00011927
8610 | 0.00016646 | 0 | 2.9404 | 2.6281 | 3.0192 | 0.00011949
8611 | 0.0002065 | 0 | 2.9476 | 2.6281 | 3.0192 | 0.00012003
8612 | 0.00024387 | 0 | 2.9476 | 2.6281 | 3.0192 | 0.00011996
8613 | 0.00025555 | 0 | 2.9262 | 2.6281 | 3.0192 | 0.00011908
8614 | 0.00025666 | 0 | 2.9313 | 2.6281 | 3.0192 | 0.00011834
8615 | 0.00025783 | 0 | 2.9343 | 2.6281 | 3.0192 | 0.00011884
8616 | 0.00026304 | 0 | 2.9141 | 2.6281 | 3.0192 | 0.00011962
8617 | 0.00026412 | 0 | 2.9323 | 2.6281 | 3.0192 | 0.00011956
8618 | 0.00026498 | 0 | 2.96 | 2.6281 | 3.0192 | 0.00011956
8619 | 0.00026654 | 0 | 2.9725 | 2.6281 | 3.0192 | 0.00011937
8620 | 0.00026662 | 0 | 2.9978 | 2.6281 | 3.0192 | 0.00011917
8621 | 0.00026937 | 0 | 2.9904 | 2.6281 | 3.0192 | 0.00011747
8622 | 0.00028782 | 0 | 2.9925 | 2.6281 | 3.0192 | 0.00011907
8623 | 0.00023008 | 0 | 2.9904 | 2.6281 | 3.0192 | 0.00011931
8624 | 0.00022051 | 0 | 2.9343 | 2.6281 | 3.0192 | 0.00011915
8625 | 0.0001792 | 0 | 2.9538 | 2.6281 | 3.0192 | 0.00011971
8626 | 0.00017099 | 0 | 3.0203 | 2.6281 | 3.0192 | 0.00011951
8627 | 0.00015877 | 0 | 3.0652 | 2.6281 | 3.0192 | 0.00011926
8628 | 0.00015549 | 0 | 3.0322 | 2.6281 | 3.0192 | 0.00011941
8629 | 0.00015122 | 0 | 2.9579 | 2.6281 | 3.0192 | 0.00011893
8630 | 0.00014491 | 0 | 2.9111 | 2.6281 | 3.0192 | 0.00011947
8631 | 0.00014321 | 0 | 2.8608 | 2.6281 | 3.0192 | 0.00011887
8632 | 0.00014201 | 0 | 2.8095 | 2.6281 | 3.0192 | 0.00011926
8633 | 0.00015004 | 0 | 2.7139 | 2.6281 | 3.0192 | 0.00011948
8634 | 0.00016703 | 0 | 2.7314 | 2.6281 | 3.0192 | 0.00011944
8635 | 0.00021555 | 0 | 2.7226 | 2.6281 | 3.0192 | 0.00011598
8636 | 0.00025198 | 0 | 2.7139 | 2.6281 | 3.0192 | 0.00012029
8637 | 0.00026046 | 0 | 2.7017 | 2.6281 | 3.0192 | 0.00012012
8638 | 0.00026948 | 0 | 2.7095 | 2.6281 | 3.0192 | 0.00011991
8639 | 0.00026769 | 0 | 2.7017 | 2.6281 | 3.0192 | 0.00011974
8640 | 0.00027238 | 0 | 2.6854 | 2.6281 | 3.0192 | 0.00012002
8641 | 0.00027174 | 0 | 2.1436 | 2.6281 | 3.0192 | 0.00011992
8642 | 0.00027381 | 0 | 2.694 | 2.6281 | 3.0192 | 0.00011789
8643 | 0.00027534 | 0 | 2.7148 | 2.6281 | 3.0192 | 0.00011959
8644 | 0.00027724 | 0 | 2.7017 | 2.6281 | 3.0192 | 0.00011821
8645 | 0.00028009 | 0 | 2.7226 | 2.6281 | 3.0192 | 0.00011842
8646 | 0.00029883 | 0 | 2.7412 | 2.6281 | 3.0192 | 0.00011836
8647 | 0.00028282 | 0 | 2.7412 | 2.6281 | 3.0192 | 0.00011933
8648 | 0.00022618 | 0 | 2.7358 | 2.6281 | 3.0192 | 0.00011922
8649 | 0.00017009 | 0 | 2.7314 | 2.6281 | 3.0192 | 0.00011954
8650 | 0.00016192 | 0 | 2.7636 | 2.6281 | 3.0192 | 0.00011962
8651 | 0.00016135 | 0 | 2.7781 | 2.6281 | 3.0192 | 0.0001198
8652 | 0.00016281 | 0 | 2.834 | 2.6281 | 3.0192 | 0.00011924
8653 | 0.0001478 | 0 | 2.8378 | 2.6281 | 3.0192 | 0.00011977
8654 | 0.00014127 | 0 | 2.816 | 2.6281 | 3.0192 | 0.00011901
8655 | 0.00011212 | 0 | 2.7919 | 2.6281 | 3.0192 | 0.00011879
8656 | 0.00011993 | 0 | 2.7627 | 2.6281 | 3.0192 | 0.00011891
8657 | 0.00013378 | 0 | 2.7845 | 2.6281 | 3.0192 | 0.00011949
8658 | 0.00015479 | 0 | 2.779 | 2.6281 | 3.0192 | 0.00011983
8659 | 0.00019652 | 0 | 2.834 | 2.6281 | 3.0192 | 0.00011967
8660 | 0.00022464 | 0 | 2.8686 | 2.6281 | 3.0192 | 0.00012031
8661 | 0.00024653 | 0 | 2.8473 | 2.6281 | 3.0192 | 0.00012026
8662 | 0.00024767 | 0 | 2.8236 | 2.6281 | 3.0192 | 0.00012005
8663 | 0.00024972 | 0 | 2.8058 | 2.6281 | 3.0192 | 0.00011541
8664 | 0.00025887 | 0 | 2.8058 | 2.6281 | 3.0192 | 0.0001171
8665 | 0.00026176 | 0 | 2.8002 | 2.6281 | 3.0192 | 0.00011987
8666 | 0.00026255 | 0 | 2.8011 | 2.6281 | 3.0192 | 0.00012009
8667 | 0.00026602 | 0 | 2.7946 | 2.6281 | 3.0192 | 0.00011995
8668 | 0.0002687 | 0 | 2.8426 | 2.6281 | 3.0192 | 0.00011793
8669 | 0.0002728 | 0 | 2.8426 | 2.6281 | 3.0192 | 0.00011986
8670 | 0.00027429 | 0 | 2.8531 | 2.6281 | 3.0192 | 0.00011551
8671 | 0.0002655 | 0 | 2.8991 | 2.6281 | 3.0192 | 0.00011964
8672 | 0.00019817 | 0 | 2.9181 | 2.6281 | 3.0192 | 0.00011963
8673 | 0.00019312 | 0 | 2.9262 | 2.6281 | 3.0192 | 0.00011924
8674 | 0.00017202 | 0 | 2.9476 | 2.6281 | 3.0192 | 0.00011728
8675 | 0.00015695 | 0 | 2.9809 | 2.6281 | 3.0192 | 0.00011934
8676 | 0.00015172 | 0 | 2.9809 | 2.6281 | 3.0192 | 0.00011842
8677 | 0.00015819 | 0 | 2.9756 | 2.6281 | 3.0192 | 0.00011996
8678 | 0.00015222 | 0 | 2.9809 | 2.6281 | 3.0192 | 0.00012
8679 | 0.00014902 | 0 | 2.9872 | 2.6281 | 3.0192 | 0.00011975
8680 | 0.0001329 | 0 | 2.9788 | 2.6281 | 3.0192 | 0.00011973
8681 | 0.00014033 | 0 | 2.9662 | 2.6281 | 3.0192 | 0.00011982
8682 | 0.00016519 | 0 | 2.9777 | 2.6281 | 3.0192 | 0.00011979
8683 | 0.00018804 | 0 | 2.9456 | 2.6281 | 3.0192 | 0.00011857
8684 | 0.00022196 | 0 | 2.9476 | 2.6281 | 3.0192 | 0.00011753
8685 | 0.0002372 | 0 | 2.9683 | 2.6281 | 3.0192 | 0.0001201
8686 | 0.00023933 | 0 | 2.9809 | 2.6281 | 3.0192 | 0.00011448
8687 | 0.0002408 | 0 | 3.0278 | 2.6281 | 3.0192 | 0.00012025
8688 | 0.00024436 | 0 | 3.0497 | 2.6281 | 3.0192 | 0.0001169
8689 | 0.00024268 | 0 | 3.0596 | 2.6281 | 3.0192 | 0.00012037
8690 | 0.0002447 | 0 | 3.0864 | 2.6281 | 3.0192 | 0.00011898
8691 | 0.00024409 | 0 | 3.0652 | 2.6281 | 3.0192 | 0.00012014
8692 | 0.00024444 | 0 | 3.1 | 2.6281 | 3.0192 | 0.00012039
8693 | 0.00023861 | 0.00018005 | 3.1114 | 2.6281 | 3.0192 | 0.00012037
8694 | 0.00024382 | 0 | 3.0786 | 2.6281 | 3.0192 | 0.0001193
8695 | 0.00022616 | 0 | 3.0376 | 2.6281 | 3.0192 | 0.0001193
8696 | 0.00019616 | 0 | 3.0106 | 2.6281 | 3.0192 | 0.00011902
8697 | 0.00015208 | 0 | 3.0278 | 2.6281 | 3.0192 | 0.00011989
8698 | 0.00013709 | 0 | 3.0786 | 2.6281 | 3.0192 | 0.00011997
8699 | 0.00013409 | 0.00062987 | 3.1172 | 2.6281 | 3.0192 | 0.00011989
8700 | 0.00013726 | 0 | 3.1012 | 2.6281 | 3.0192 | 0.00011985
8701 | 0.00013673 | 0 | 3.0552 | 2.6281 | 3.0192 | 0.00011945
8702 | 0.00013823 | 0 | 3.0431 | 2.6281 | 3.0192 | 0.00011975
8703 | 0.00012777 | 0 | 2.9872 | 2.6281 | 3.0192 | 0.00011949
8704 | 0.00012685 | 0 | 3.0031 | 2.6281 | 3.0192 | 0.00011952
8705 | 0.00012735 | 0 | 2.9882 | 2.6281 | 3.0192 | 0.00011972
8706 | 0.00013469 | 0 | 2.9798 | 2.6281 | 3.0192 | 0.00011961
8707 | 0.00018822 | 0 | 2.9904 | 2.6281 | 3.0192 | 0.00012057
8708 | 0.00021998 | 0 | 2.9809 | 2.6281 | 3.0192 | 0.00011925
8709 | 0.0002385 | 0 | 2.9507 | 2.6281 | 3.0192 | 0.00012026
8710 | 0.00024072 | 0 | 2.9211 | 2.6281 | 3.0192 | 0.00011509
8711 | 0.00024652 | 0 | 2.9131 | 2.6281 | 3.0192 | 0.00012045
8712 | 0.0002562 | 0 | 2.9011 | 2.6281 | 3.0192 | 0.00011803
8713 | 0.00025756 | 0 | 2.9111 | 2.6281 | 3.0192 | 0.00012044
8714 | 0.00025817 | 0 | 2.8647 | 2.6281 | 3.0192 | 0.00011792
8715 | 0.00025665 | 0 | 2.8521 | 2.6281 | 3.0192 | 0.00011991
8716 | 0.00025413 | 0 | 2.8058 | 2.6281 | 3.0192 | 0.00012023
8717 | 0.00027494 | 0 | 2.8236 | 2.6281 | 3.0192 | 0.00011921
8718 | 0.00028932 | 0 | 2.7456 | 2.6281 | 3.0192 | 0.00012018
8719 | 0.00025623 | 0 | 2.7412 | 2.6281 | 3.0192 | 0.00011937
8720 | 0.00022687 | 0 | 2.7483 | 2.6281 | 3.0192 | 0.00011995
8721 | 0.00019149 | 0 | 2.816 | 2.6281 | 3.0192 | 0.00011978
8722 | 0.00017004 | 0 | 2.8608 | 2.6281 | 3.0192 | 0.00012024
8723 | 0.00015677 | 0 | 2.9051 | 2.6281 | 3.0192 | 0.00012027
8724 | 0.00014559 | 0 | 2.9476 | 2.6281 | 3.0192 | 0.00012028
8725 | 0.00012356 | 0 | 2.961 | 2.6281 | 3.0192 | 0.00011906
8726 | 0.00010225 | 0 | 2.9652 | 2.6281 | 3.0192 | 0.00011995
8727 | 8.9945e-05 | 0 | 2.9798 | 2.6281 | 3.0192 | 0.00011912
8728 | 8.8794e-05 | 0 | 2.9777 | 2.6281 | 3.0192 | 0.00011899
8729 | 0.00010056 | 0 | 2.9476 | 2.6281 | 3.0192 | 0.00011963
8730 | 0.00011706 | 0 | 2.9476 | 2.6281 | 3.0192 | 0.00011966
8731 | 0.00016552 | 0 | 3.0085 | 2.6281 | 3.0192 | 0.00012063
8732 | 0.00019386 | 0 | 3.0652 | 2.6281 | 3.0192 | 0.00011732
8733 | 0.00021382 | 0.00145 | 3.1345 | 2.6281 | 3.0192 | 0.00011893
8734 | 0.0002114 | 0.0037558 | 3.1662 | 2.6281 | 3.0192 | 0.00011961
8735 | 0.00021317 | 0.0041453 | 3.1709 | 2.6281 | 3.0192 | 0.00011989
8736 | 0.00021958 | 0.0072135 | 3.2192 | 2.6281 | 3.0192 | 0.00012042
8737 | 0.00022062 | 0.0066111 | 3.2107 | 2.6281 | 3.0192 | 0.00012037
8738 | 0.0002235 | 0.0042809 | 3.1721 | 2.6281 | 3.0192 | 0.00011806
8739 | 0.00022706 | 0.0051027 | 3.1853 | 2.6281 | 3.0192 | 0.00011998
8740 | 0.00023196 | 0.0036646 | 3.1662 | 2.6281 | 3.0192 | 0.00011993
8741 | 0.0002383 | 0 | 3.108 | 2.6281 | 3.0192 | 0.00012041
8742 | 0.0002594 | 0.0010566 | 3.1252 | 2.6281 | 3.0192 | 0.00012057
8743 | 0.00022476 | 0 | 3.0943 | 2.6281 | 3.0192 | 0.0001201
8744 | 0.00020403 | 0.0015589 | 3.1357 | 2.6281 | 3.0192 | 0.00012013
8745 | 0.00014619 | 0.0053883 | 3.1889 | 2.6281 | 3.0192 | 0.0001191
8746 | 0.00013707 | 0.0097821 | 3.2602 | 2.6281 | 3.0192 | 0.00012041
8747 | 0.0001282 | 0.012485 | 3.2932 | 2.6281 | 3.0192 | 0.00012008
8748 | 0.00012652 | 0.015528 | 3.3269 | 2.6281 | 3.0192 | 0.00012045
8749 | 0.00012881 | 0.018003 | 3.352 | 2.6281 | 3.0192 | 0.00011912
8750 | 0.00011903 | 0.026583 | 3.4226 | 2.6281 | 3.0192 | 0.00012041
8751 | 0.000103 | 0.021191 | 3.3829 | 2.6281 | 3.0192 | 0.00012026
8752 | 9.7159e-05 | 0.020494 | 3.3761 | 2.6281 | 3.0192 | 0.00012012
8753 | 9.7407e-05 | 0.021803 | 3.3856 | 2.6281 | 3.0192 | 0.00011938
8754 | 0.00011177 | 0.020458 | 3.3761 | 2.6281 | 3.0192 | 0.00012042
8755 | 0.000155 | 0.021625 | 3.3842 | 2.6281 | 3.0192 | 0.00011868
8756 | 0.00018791 | 0.022982 | 3.3978 | 2.6281 | 3.0192 | 0.00012082
8757 | 0.0001908 | 0.029798 | 3.4435 | 2.6281 | 3.0192 | 0.00011911
8758 | 0.00019592 | 0.026552 | 3.4226 | 2.6281 | 3.0192 | 0.00011951
8759 | 0.00019402 | 0.026288 | 3.4198 | 2.6281 | 3.0192 | 0.00012044
8760 | 0.00019944 | 1.6692e-08 | 2.8039 | 2.6281 | 3.0192 | 0.00012072

## storages
label | active | bus | capacity inflow | capacity outflow | variable input costs | variable output costs | efficiency inflow | efficiency outflow | nominal capacity | loss rate | initial storage level | min storage level | max storage level | invest | ep_costs | max capacity | min capacity
Storage_th | 0 | b_th_HT | 1000 | 1000 | 0 | 0 | 1 | 1 |  | 0.01 | 0 | 0 | 1 | 1 | 1.18 |  | 0
Storage_th | 1 | b_th_HT | 1000 | 1000 | 0 | 0 | 1 | 1 |  | 0.01 | 0 | 0 | 1 | 1 | 1.18 | 8000 | 0